## Start
Click the desired functionality. Transition risk analysis requires input data on asset level. Decarbonisation targets for different property types and different regions can be viewed without entering specific asset data. Click the CRREM logo on any sheet to return to this summary. | © CRREM 2025
NEW
Pathways from the CRREM North America Working Group
Updated methodology from NED (Net Energy Demand) to total consumption.
CRREM now uses emission factors excluding transmission & distribution losses. CRREM is using updated and & current emission factors (for the years 2020 - 2024) for all regions. From 2025 to 2050 the grid decarbonisation is projected and may differ from actual developments.
Terms of Use By downloading, accessing, or using the CRREM Pathways and/or the CRREM Risk Assessment Tool, you acknowledge and accept these Terms of Use and Disclaimer. If you do not agree with any part of these terms, you must not download or use the tool or dataset(s). Terms of Use and Disclaimer 1 GENERAL USE AND DISCLAIMER 1.1 The CRREM Pathways and the CRREM Risk Assessment Tool are provided by the CRREM Foundation in good faith and for general information purposes only. Use of the pathways and/or the tool is subject to these Terms of Use and Disclaimer. All use is strictly at your own risk. 1.2 To the fullest extent permitted by applicable law, the CRREM Foundation disclaims any and all liability for damages of any kind, regardless of the legal theory on which such liability may be based. 1.3 All software, documentation, Pathways and underlying datasets are provided “as is”, without warranty of any kind, express or implied. The CRREM Foundation does not guarantee correctness, completeness, or suitability for any specific purpose. There is no obligation to provide support, maintenance, or updates. 2 PERMITTED USE 2.1 Only users who use the CRREM Pathways and/or tool for their own internal risk assessments, including for their own internal business purposes are permitted to use the CRREM Pathways and/or tool free of charge. For the avoidance of any doubt, the foregoing may include publication of results in reports. 2.2 Notwithstanding the provisions of article 2.1., only Consultants conducting external assessments for their clients are currently also allowed to use the tool and pathways free of charge, although their use is for the commercial interests of their clients and thus not (only) for internal business purposes. 2.3 Use for the purposes mentioned in articles 2.1 and 2.2 remains free until further notice. 2.4 The CRREM Foundation reserves the right to modify these conditions, introduce licensing, or restrict certain uses in the future. 3 RESTRICTIONS ON USE 3.1 Without the express written consent of the CRREM Foundation, it is not permitted to: i) Redistribute, republish or transmit the pathways, tool or derived data to third parties for commercial gain; ii) Incorporate the pathways or tool into commercial or non-commercial software products or online platforms; iii) Commercially exploit, sublicense, or charge access to the tool, the pathways, or their outputs; iv) Modify the tool or pathways and present them as official or affiliated with CRREM. v) Inclusion of CRREM content in third-party software, platforms, or automated systems requires a formal license agreement with the CRREM Foundation. 4 ATTRIBUTION Any use of the CRREM global pathways or tool, in original or derived form, must include proper attribution to: Carbon Risk Real Estate Monitor (CRREM) www.crrem.org 5 DATA Users are responsible for securing their own data.
Version history V2.07-11.07.2025 - Bug Fix Backend C147:C204, Update Terms of Use & terminology V2.06.03-04.06.2025 - Various Bug Fixes V2.06.02-06.05.2025 - Input year 2024 V2.06.01-08.04.2025 - North America Pathways V2.05-05.03.2024 - Various Bug Fixes V2.04-20.09.2023 - Bug Fix Back-End LW3:LW252 V2.03- 18.04.2023 - Bug Fix Back-end MB3:MB252 V2- 01.02.2023 - New Pathways, EFs & CO2 Price 2023, Bug fixes - weather normalization V1.21- 07.02.2022 - Extension of input for year 2021 V1.17 - 20.05.2021 - Asset sheet table overview, fix display & formatting of cells. Fix Air-Con drop down selection & link to back-end. V1.16 – 15.02.2021 - Extention of input for year 2020 V1.15 – 29.10.2020 - Back-end formula fix: Carbon Price development V1.14 – 29.10.2020 - Back-end formula fix: Carbon Price development V1.13 – 23.09.2020 – Extrapolation (vacancy & months of reported data) formula alignment and further development for improvements in the back-end sheet v1.12 - 01.09.2020 - CDD-HDD no ZIP Bugfix: additional HDD&CDD for further zip-code areas and further minor bug-fixes & formula improvements the back-end sheet v1.11 - 07.07.2020 - Fixed district heating EF future development; improvements to data descriptions such as reference to default values in back-end and asset analysis data headings/descriptions in asset table summary v1.10 - 10.05.2020 - Fixed occupancy normalisation and evolution of district heating emission factors v1.09 - 08.05.2020 - Fixed input for 2019 reporting data v1.08 - 17.04.2020 - Fixed emerging issues if user-defined retrofit measure reduced energy consumption to zero; included final pathways v.P.1.07 - 31.03.2020 - Fixed stranding diagram if stranding still occurs in 2018; stranding event diagram now possible also without GAV v.P.1.06 - 23.03.2020 - Fixed energy target for mixed use buildings; Display of automatically excluded assets in portfolio results table; automatic exclusion of buildings with zero energy consumption v.P.1.05 - 12.03.2020 - Fixed calculation of grid related emissions for Spanish buildings v.P.1.04 - 05.03.2020 - Fixed minor inconsistencies in pathways v.P.1.03 - 03.03.2020 - Updated progression of pathways (final); baseline figures unchanged compared to v.P.1.02 v.P.1.02 - 25.02.2020 - Fixed pathway for property type 'UK - Retail Shopping Centre'; Fixed error message if ZIP code is entered before all mandatory fields are filled in; Fixed effect of grid decarbonisation v.P.1.01 - 17.02.2020 - Publication
The original tool version was funded by the EU
DECARBONISATION TARGETS
CRREM
CARBON RISK REAL ESTATE MONITOR
decarbonisation targets | emission assessment | transition risk analysis
v2.07 - North America (11.07.2025)
ASSET LEVEL INPUT
Settings
Unit Converter
TRANSITION
RISK ANALYSIS
Asset Level Results
Portfolio Level Results

## Targets
DECARBONISATION TARGET TOOL
The CRREM Decarbonisation Target Tool offers the possibility to assess country- and building-type-specific GHG intensity and energy reduction pathways aligned to limiting global warming to 1.5°C
|  |  | Whole building GHG intensity pathway: |  |  |  | Whole building energy intensity pathway:
|  |  | Year | kgCO2e/m²/yr | Year | kgCO2e/m²/yr | Year | kWh/m²/yr | Year | kWh/m²/yr
|  |  | 2020: | 52.0961 | 2037: | 5.7031 | 2020: | 171.4974 | 2037: | 75
|  |  | 2021: | 48.8038 | 2038: | 4.4527 | 2021: | 162.8575 | 2038: | 75
|  |  | 2022: | 44.7106 | 2039: | 3.4562 | 2022: | 154.6529 | 2039: | 75
|  |  | 2023: | 40.8465 | 2040: | 2.6618 | 2023: | 146.8616 | 2040: | 75
|  |  | 2024: | 37.1923 | 2041: | 2.2194 | 2024: | 139.4628 | 2041: | 75
|  |  | 2025: | 33.7922 | 2042: | 1.8858 | 2025: | 132.4368 | 2042: | 75
|  |  | 2026: | 30.3336 | 2043: | 1.5951 | 2026: | 125.7647 | 2043: | 75
|  |  | 2027: | 27.1962 | 2044: | 1.344 | 2027: | 119.4288 | 2044: | 75
|  |  | 2028: | 24.2505 | 2045: | 1.1115 | 2028: | 113.4121 | 2045: | 75
|  |  | 2029: | 21.4922 | 2046: | 0.94455 | 2029: | 107.6985 | 2046: | 75
|  |  | 2030: | 18.8326 | 2047: | 0.78605 | 2030: | 102.2727 | 2047: | 75
|  |  | 2031: | 16.5915 | 2048: | 0.647 | 2031: | 97.1203 | 2048: | 75
|  |  | 2032: | 14.4238 | 2049: | 0.52047 | 2032: | 92.2275 | 2049: | 75
|  |  | 2033: | 12.4069 | 2050: | 0.40113 | 2033: | 87.5811 | 2050: | 75
| Global warming target: | 1.5°C | 2034: | 10.5332 |  |  | 2034: | 83.1689
| Country: | AZNMc_Cool_5B | 2035: | 8.8011 |  |  | 2035: | 78.9789
| Type of use: | Office | 2036: | 7.1829 |  |  | 2036: | 75

## Asset
| TRANSITION RISK ANALYSIS ASSET LEVEL RESULTS | [6 empty] | No properties entered yet (or all deactivated) | [214 empty] | #VALUE! | #VALUE! | #VALUE! | #VALUE! | #VALUE! | #VALUE! | #VALUE! | #VALUE! | #VALUE! | #VALUE! | #VALUE! | #VALUE! | #VALUE! | #VALUE! | #VALUE! | #VALUE! | #VALUE! | #VALUE! | #VALUE! | #VALUE! | #VALUE! | #VALUE! | #VALUE! | #VALUE! | #VALUE! | #VALUE! | #VALUE! | #VALUE! | #VALUE! | #VALUE! | #VALUE! | #VALUE! | #REF! | 0
This sheet shows the results of the CRREM transition risk analysis for each property entered in the asset input sheet. | [222 empty] | 1 | 2 | 3 | 4 | 5 | 6 | 7 | 8 | 9 | 10 | 11 | 12 | 13 | 14 | 15 | 16 | 17 | 18 | 19 | 20 | 21 | 22 | 23 | 24 | 25 | 26 | 27 | 28 | 29 | 30 | 31 | 32 | 33 | 34
Click here to see results on a portfolio level |  |  | Upper part: Diagrams and specific carbon risk analysis results for selected individual properties. Lower part: Tabular information on all assets
Select an asset (ID) to see results: |  | 1 | Global warming target: |  | 1.5°C | Click here to define own targets ('Settings' sheet) |  | Click to see further tabular results for the selected asset |  | Click here to see calculation parameters (default or user-defined for selected asset
MISALIGNMENT DIAGRAM (Asset #1 - ) | [14 empty] | Energy reduction pathway | [10 empty] | EXCESS EMISSIONS PER FLOOR AREA (Asset #1 - ) | [9 empty] | COSTS OF ENERGY & CARBON EMISSIONS | [17 empty] | TOTAL ENERGY PER FLOOR AREA | [19 empty] | CARBON COSTS OF EXCESS EMISSIONS | [20 empty] | COSTS OF RETROFITTING TO COMPLY WITH DECARBONISATION PATHWAY | [21 empty] | INDIVIDUAL RETROFIT SCENARIOS | [100 empty] | PARAMETERS:
Based on global warming target: 1.5°C |  |  |  | Display excess emissions: | Yes | [9 empty] | Based on total energy = procured energy + produced and consumed energy on-site = total consumed energy | [58 empty] | Emission above/below decarbonisation pathway times carbon price | [20 empty] | (Asset #1 - ) | [122 empty] | Go to the 'Assets' sheet to adjust settings
[11 empty] | 2024 Baseline GHG Intensity: |  | kgCO₂e/m² | [105 empty] | Year | Investment |  | Defined reduction | Embodied carbon [kgCO2e] |  |  |  | Emission budget depletion and ecological payback of retrofit measures | [18 empty] | Economic payback | [17 empty] | No retrofit action defined | [17 empty] | No retrofit action defined | [28 empty] | Without retrofit |  | After retrofit |  |  |  | Applied discount rate: |  |  | 3% | (this value is used for discounting single-asset data before aggregating on portfolio level; this discount rate can be changed in the "Settings" sheet and is not affected by the possibility to select deviating discount rates for individual graphs in this ("Asset") sheet).
[23 empty] | Year of exceedance: | [93 empty] | Retrofit:
[11 empty] | Whole building GHG intensity targets 1.5°C-target | [9 empty] | Whole building energy reduction pathway | [188 empty] | CRREM Year of misalignment | [8 empty] | The following diagram displays different parameters applied to the selected asset and their evolution over time
[11 empty] | Year | kgCO2e/m²/yr | Year | kgCO2e/m²/yr | [6 empty] | Year | kWh/m²/yr | Year | kWh/m²/yr | [181 empty] | Present (negative) value of excess emissions | [14 empty] | Parameter: | Electricity emission factor | bar: 1 to 6
[11 empty] | 2020: |  | 2037: | [7 empty] | 2020: |  | 2037:
[11 empty] | 2021: |  | 2038: | [7 empty] | 2021: |  | 2038: | [182 empty] | Present value of emissions below target
[11 empty] | 2022: |  | 2039: | [7 empty] | 2022: |  | 2039:
[11 empty] | 2023: |  | 2040: | [7 empty] | 2023: |  | 2040: | [93 empty] | Do not change this data here, but in the Input sheet. | [92 empty] | Sum
[11 empty] | 2024: |  | 2041: | [7 empty] | 2024: |  | 2041:
[11 empty] | 2025: |  | 2042: | [7 empty] | 2025: |  | 2042: | [182 empty] | Present value of energy savings (-2050)
[11 empty] | 2026: |  | 2043: | [7 empty] | 2026: |  | 2043: | [93 empty] | Click here to switch to the 'Settings' sheet and adapt discount rates, energy prices and more
[11 empty] | 2027: |  | 2044: | [7 empty] | 2027: |  | 2044: | [182 empty] | Net present investment costs
[11 empty] | 2028: |  | 2045: | [7 empty] | 2028: |  | 2045:
[11 empty] | 2029: |  | 2046: | [7 empty] | 2029: |  | 2046: | [182 empty] | Sum
[11 empty] | 2030: |  | 2047: | [7 empty] | 2030: |  | 2047: | [187 empty] | Without retrofit |  | With retrofit
[11 empty] | 2031: |  | 2048: | [7 empty] | 2031: |  | 2048:
[11 empty] | 2032: |  | 2049: | [7 empty] | 2032: |  | 2049: | [186 empty] | Carbon Value at Risk | GAV input required |  | GAV input required
[11 empty] | 2033: |  | 2050: | [7 empty] | 2033: |  | 2050:
[11 empty] | 2034: | [9 empty] | 2034: | [185 empty] | Set discount rate: |  |  |  | 2%
| Year of CRREM misalignment: |  |  | Type of use: |  |  | Country: |  |  |  | 2035: | [9 empty] | 2035: | [5 empty] | Cumulative excess emissions until 2050 [kgCO2e]: |  |  | 1.5°C-target | 1.5°C all GHG | User-defined
| Carbon value at Risk: | 0% | [8 empty] | 2036: | [9 empty] | 2036: | [8 empty] | 0 | 0 | [58 empty] | Discounted costs of excess emissions: | [115 empty] | Potential value premium assuming a 70% capitalisation of cost savings:
[70 empty] | Produced energy as percentage of consumed energy (100% means-net zero energy): | [9 empty] | Set discount rate: | 3.6% | [8 empty] | Discounted value of emissions below target:
Summary of individual assets: | [222 empty] | 0 | 0 | 0 | 0 | 0 | 0 | 0 | 0 | 0 | 0 | 0 | 0 | 0 | 0 | 0 | 0 | 0 | 0 | 0 | 0 | 0 | 0 | 0 | 0 | 0 | 0 | 0 | 0 | 0 | 0 | 0 | 0 | 0 |  | 0 | 0 | 0 | 0 | 0 | 0 | 0 | 0 | 0 | 0 | 0 | 0 | 0 | 0 | 0 | 0 | 0 | 0 | 0 | 0 | 0 | 0 | 0 | 0 | 0 | 0 | 0 | 0 | 0 | 0 | 0 | 0 | 0
[21 empty] | CO2 intensity targets (1.5°C target) | [32 empty] | Electricity costs | [32 empty] | Fuel costs | [32 empty] | District heating and cooling costs | [32 empty] | Carbon costs (carbon price times whole building emissions) | [32 empty] | 1.5°C-target carbon costs of excess emissions (negative values indicate the potential value of emissions below decarbonisation pathway)
Asset ID | Asset name | Entity | Click on 'edit' to modify your input for the specific asset | Click on 'User-defined settings' to change assumptions individually | Total GHG emissions in reporting year [tCO2e/yr] | Whole building GHG intensity in reporting year [kgCO2e/m²/yr] | Whole building direct emissions intensity in reporting year [kgCO2e/m²/yr] | Whole building indirect GHG intensity in reporting year [kgCO2e/m²/yr] | 1.5°C-target cumulative excess emissions until 2050 [tCO2e] | Cumulative emissions until 2050 [tCO2e] | 1.5°C-target emission budget until 2050 [tCO2e] | Total costs of energy consumption including carbon price in reporting year [$/yr] | Total costs of energy consumption including carbon price per floor area in reporting year [$/m²/yr] | Market- vs. Location-based method | Country | ZIP Code | City | Address | Property type | Region |  | 2020 [kgCO2e/m²] | 2021 [kgCO2e/m²] | 2022 [kgCO2e/m²] | 2023 [kgCO2e/m²] | 2024 [kgCO2e/m²] | 2025 [kgCO2e/m²] | 2026 [kgCO2e/m²] | 2027 [kgCO2e/m²] | 2028 [kgCO2e/m²] | 2029 [kgCO2e/m²] | 2030 [kgCO2e/m²] | 2031 [kgCO2e/m²] | 2032 [kgCO2e/m²] | 2033 [kgCO2e/m²] | 2034 [kgCO2e/m²] | 2035 [kgCO2e/m²] | 2036 [kgCO2e/m²] | 2037 [kgCO2e/m²] | 2038 [kgCO2e/m²] | 2039 [kgCO2e/m²] | 2040 [kgCO2e/m²] | 2041 [kgCO2e/m²] | 2042 [kgCO2e/m²] | 2043 [kgCO2e/m²] | 2044 [kgCO2e/m²] | 2045 [kgCO2e/m²] | 2046 [kgCO2e/m²] | 2047 [kgCO2e/m²] | 2048 [kgCO2e/m²] | 2049 [kgCO2e/m²] | 2050 [kgCO2e/m²] | GHG intensity targets (1.5°C target) | Choose whether on-site generated exported electricity shall be considered (same price as procured electricity) | 2020 [$] | 2021 [$] | 2022 [$] | 2023 [$] | 2024 [$] | 2025 [$] | 2026 [$] | 2027 [$] | 2028 [$] | 2029 [$] | 2030 [$] | 2031 [$] | 2032 [$] | 2033 [$] | 2034 [$] | 2035 [$] | 2036 [$] | 2037 [$] | 2038 [$] | 2039 [$] | 2040 [$] | 2041 [$] | 2042 [$] | 2043 [$] | 2044 [$] | 2045 [$] | 2046 [$] | 2047 [$] | 2048 [$] | 2049 [$] | 2050 [$] | Electricity costs |  | 2020 [$] | 2021 [$] | 2022 [$] | 2023 [$] | 2024 [$] | 2025 [$] | 2026 [$] | 2027 [$] | 2028 [$] | 2029 [$] | 2030 [$] | 2031 [$] | 2032 [$] | 2033 [$] | 2034 [$] | 2035 [$] | 2036 [$] | 2037 [$] | 2038 [$] | 2039 [$] | 2040 [$] | 2041 [$] | 2042 [$] | 2043 [$] | 2044 [$] | 2045 [$] | 2046 [$] | 2047 [$] | 2048 [$] | 2049 [$] | 2050 [$] | Fuel costs |  | 2020 [$] | 2021 [$] | 2022 [$] | 2023 [$] | 2024 [$] | 2025 [$] | 2026 [$] | 2027 [$] | 2028 [$] | 2029 [$] | 2030 [$] | 2031 [$] | 2032 [$] | 2033 [$] | 2034 [$] | 2035 [$] | 2036 [$] | 2037 [$] | 2038 [$] | 2039 [$] | 2040 [$] | 2041 [$] | 2042 [$] | 2043 [$] | 2044 [$] | 2045 [$] | 2046 [$] | 2047 [$] | 2048 [$] | 2049 [$] | 2050 [$] | District heating and cooling costs |  | 2020 [$] | 2021 [$] | 2022 [$] | 2023 [$] | 2024 [$] | 2025 [$] | 2026 [$] | 2027 [$] | 2028 [$] | 2029 [$] | 2030 [$] | 2031 [$] | 2032 [$] | 2033 [$] | 2034 [$] | 2035 [$] | 2036 [$] | 2037 [$] | 2038 [$] | 2039 [$] | 2040 [$] | 2041 [$] | 2042 [$] | 2043 [$] | 2044 [$] | 2045 [$] | 2046 [$] | 2047 [$] | 2048 [$] | 2049 [$] | 2050 [$] | Carbon costs (all emissions) |  | 2020 [$] | 2021 [$] | 2022 [$] | 2023 [$] | 2024 [$] | 2025 [$] | 2026 [$] | 2027 [$] | 2028 [$] | 2029 [$] | 2030 [$] | 2031 [$] | 2032 [$] | 2033 [$] | 2034 [$] | 2035 [$] | 2036 [$] | 2037 [$] | 2038 [$] | 2039 [$] | 2040 [$] | 2041 [$] | 2042 [$] | 2043 [$] | 2044 [$] | 2045 [$] | 2046 [$] | 2047 [$] | 2048 [$] | 2049 [$] | 2050 [$] | 1.5°C-target carbon costs of excess emissions (negative values indicate the potential value of emissions below decarbonisation pathway)
1 | - | - | Edit asset input | User-defined settings | - | - | - | - | - | - | - | - | - |  | - | - | - | - | - | - |  | - | - | - | - | - | - | - | - | - | - | - | - | - | - | - | - | - | - | - | - | - | - | - | - | - | - | - | - | - | - | - |  | Subtract value of exported on-site generated energy (same prices assumed) | [32 empty] | Set price | [32 empty] | Set price | [32 empty] | Set price | [32 empty] | Set price
2 | - | - | Edit asset input | User-defined settings | - | - | - | - | - | - | - | - | - |  | - | - | - | - | - | - |  | - | - | - | - | - | - | - | - | - | - | - | - | - | - | - | - | - | - | - | - | - | - | - | - | - | - | - | - | - | - | - |  | Subtract value of exported on-site generated energy (same prices assumed) | [32 empty] | Set price | [32 empty] | Set price | [32 empty] | Set price | [32 empty] | Set price
3 | - | - | Edit asset input | User-defined settings | - | - | - | - | - | - | - | - | - |  | - | - | - | - | - | - |  | - | - | - | - | - | - | - | - | - | - | - | - | - | - | - | - | - | - | - | - | - | - | - | - | - | - | - | - | - | - | - |  | Consider procured electricity only | [32 empty] | Set price | [32 empty] | Set price | [32 empty] | Set price | [32 empty] | Set price
4 | - | - | Edit asset input | User-defined settings | - | - | - | - | - | - | - | - | - |  | - | - | - | - | - | - |  | - | - | - | - | - | - | - | - | - | - | - | - | - | - | - | - | - | - | - | - | - | - | - | - | - | - | - | - | - | - | - |  | Consider procured electricity only | [32 empty] | Set price | [32 empty] | Set price | [32 empty] | Set price | [32 empty] | Set price
5 | - | - | Edit asset input | User-defined settings | - | - | - | - | - | - | - | - | - |  | - | - | - | - | - | - |  | - | - | - | - | - | - | - | - | - | - | - | - | - | - | - | - | - | - | - | - | - | - | - | - | - | - | - | - | - | - | - |  | Consider procured electricity only | [32 empty] | Set price | [32 empty] | Set price | [32 empty] | Set price | [32 empty] | Set price
6 | - | - | Edit asset input | User-defined settings | - | - | - | - | - | - | - | - | - |  | - | - | - | - | - | - |  | - | - | - | - | - | - | - | - | - | - | - | - | - | - | - | - | - | - | - | - | - | - | - | - | - | - | - | - | - | - | - |  | Consider procured electricity only | [32 empty] | Set price | [32 empty] | Set price | [32 empty] | Set price | [32 empty] | Set price
7 | - | - | Edit asset input | User-defined settings | - | - | - | - | - | - | - | - | - |  | - | - | - | - | - | - |  | - | - | - | - | - | - | - | - | - | - | - | - | - | - | - | - | - | - | - | - | - | - | - | - | - | - | - | - | - | - | - |  | Consider procured electricity only | [32 empty] | Set price | [32 empty] | Set price | [32 empty] | Set price | [32 empty] | Set price
8 | - | - | Edit asset input | User-defined settings | - | - | - | - | - | - | - | - | - |  | - | - | - | - | - | - |  | - | - | - | - | - | - | - | - | - | - | - | - | - | - | - | - | - | - | - | - | - | - | - | - | - | - | - | - | - | - | - |  | Consider procured electricity only | [32 empty] | Set price | [32 empty] | Set price | [32 empty] | Set price | [32 empty] | Set price
9 | - | - | Edit asset input | User-defined settings | - | - | - | - | - | - | - | - | - |  | - | - | - | - | - | - |  | - | - | - | - | - | - | - | - | - | - | - | - | - | - | - | - | - | - | - | - | - | - | - | - | - | - | - | - | - | - | - |  | Consider procured electricity only | [32 empty] | Set price | [32 empty] | Set price | [32 empty] | Set price | [32 empty] | Set price
10 | - | - | Edit asset input | User-defined settings | - | - | - | - | - | - | - | - | - |  | - | - | - | - | - | - |  | - | - | - | - | - | - | - | - | - | - | - | - | - | - | - | - | - | - | - | - | - | - | - | - | - | - | - | - | - | - | - |  | Consider procured electricity only | [32 empty] | Set price | [32 empty] | Set price | [32 empty] | Set price | [32 empty] | Set price
11 | - | - | Edit asset input | User-defined settings | - | - | - | - | - | - | - | - | - |  | - | - | - | - | - | - |  | - | - | - | - | - | - | - | - | - | - | - | - | - | - | - | - | - | - | - | - | - | - | - | - | - | - | - | - | - | - | - |  | Consider procured electricity only | [32 empty] | Set price | [32 empty] | Set price | [32 empty] | Set price | [32 empty] | Set price
12 | - | - | Edit asset input | User-defined settings | - | - | - | - | - | - | - | - | - |  | - | - | - | - | - | - |  | - | - | - | - | - | - | - | - | - | - | - | - | - | - | - | - | - | - | - | - | - | - | - | - | - | - | - | - | - | - | - |  | Consider procured electricity only | [32 empty] | Set price | [32 empty] | Set price | [32 empty] | Set price | [32 empty] | Set price
13 | - | - | Edit asset input | User-defined settings | - | - | - | - | - | - | - | - | - |  | - | - | - | - | - | - |  | - | - | - | - | - | - | - | - | - | - | - | - | - | - | - | - | - | - | - | - | - | - | - | - | - | - | - | - | - | - | - |  | Consider procured electricity only | [32 empty] | Set price | [32 empty] | Set price | [32 empty] | Set price | [32 empty] | Set price
14 | - | - | Edit asset input | User-defined settings | - | - | - | - | - | - | - | - | - |  | - | - | - | - | - | - |  | - | - | - | - | - | - | - | - | - | - | - | - | - | - | - | - | - | - | - | - | - | - | - | - | - | - | - | - | - | - | - |  | Consider procured electricity only | [32 empty] | Set price | [32 empty] | Set price | [32 empty] | Set price | [32 empty] | Set price
15 | - | - | Edit asset input | User-defined settings | - | - | - | - | - | - | - | - | - |  | - | - | - | - | - | - |  | - | - | - | - | - | - | - | - | - | - | - | - | - | - | - | - | - | - | - | - | - | - | - | - | - | - | - | - | - | - | - |  | Consider procured electricity only | [32 empty] | Set price | [32 empty] | Set price | [32 empty] | Set price | [32 empty] | Set price
16 | - | - | Edit asset input | User-defined settings | - | - | - | - | - | - | - | - | - |  | - | - | - | - | - | - |  | - | - | - | - | - | - | - | - | - | - | - | - | - | - | - | - | - | - | - | - | - | - | - | - | - | - | - | - | - | - | - |  | Consider procured electricity only | [32 empty] | Set price | [32 empty] | Set price | [32 empty] | Set price | [32 empty] | Set price
17 | - | - | Edit asset input | User-defined settings | - | - | - | - | - | - | - | - | - |  | - | - | - | - | - | - |  | - | - | - | - | - | - | - | - | - | - | - | - | - | - | - | - | - | - | - | - | - | - | - | - | - | - | - | - | - | - | - |  | Consider procured electricity only | [32 empty] | Set price | [32 empty] | Set price | [32 empty] | Set price | [32 empty] | Set price
18 | - | - | Edit asset input | User-defined settings | - | - | - | - | - | - | - | - | - |  | - | - | - | - | - | - |  | - | - | - | - | - | - | - | - | - | - | - | - | - | - | - | - | - | - | - | - | - | - | - | - | - | - | - | - | - | - | - |  | Consider procured electricity only | [32 empty] | Set price | [32 empty] | Set price | [32 empty] | Set price | [32 empty] | Set price
19 | - | - | Edit asset input | User-defined settings | - | - | - | - | - | - | - | - | - |  | - | - | - | - | - | - |  | - | - | - | - | - | - | - | - | - | - | - | - | - | - | - | - | - | - | - | - | - | - | - | - | - | - | - | - | - | - | - |  | Consider procured electricity only | [32 empty] | Set price | [32 empty] | Set price | [32 empty] | Set price | [32 empty] | Set price
20 | - | - | Edit asset input | User-defined settings | - | - | - | - | - | - | - | - | - |  | - | - | - | - | - | - |  | - | - | - | - | - | - | - | - | - | - | - | - | - | - | - | - | - | - | - | - | - | - | - | - | - | - | - | - | - | - | - |  | Consider procured electricity only | [32 empty] | Set price | [32 empty] | Set price | [32 empty] | Set price | [32 empty] | Set price
21 | - | - | Edit asset input | User-defined settings | - | - | - | - | - | - | - | - | - |  | - | - | - | - | - | - |  | - | - | - | - | - | - | - | - | - | - | - | - | - | - | - | - | - | - | - | - | - | - | - | - | - | - | - | - | - | - | - |  | Consider procured electricity only | [32 empty] | Set price | [32 empty] | Set price | [32 empty] | Set price | [32 empty] | Set price
22 | - | - | Edit asset input | User-defined settings | - | - | - | - | - | - | - | - | - |  | - | - | - | - | - | - |  | - | - | - | - | - | - | - | - | - | - | - | - | - | - | - | - | - | - | - | - | - | - | - | - | - | - | - | - | - | - | - |  | Consider procured electricity only | [32 empty] | Set price | [32 empty] | Set price | [32 empty] | Set price | [32 empty] | Set price
23 | - | - | Edit asset input | User-defined settings | - | - | - | - | - | - | - | - | - |  | - | - | - | - | - | - |  | - | - | - | - | - | - | - | - | - | - | - | - | - | - | - | - | - | - | - | - | - | - | - | - | - | - | - | - | - | - | - |  | Consider procured electricity only | [32 empty] | Set price | [32 empty] | Set price | [32 empty] | Set price | [32 empty] | Set price
24 | - | - | Edit asset input | User-defined settings | - | - | - | - | - | - | - | - | - |  | - | - | - | - | - | - |  | - | - | - | - | - | - | - | - | - | - | - | - | - | - | - | - | - | - | - | - | - | - | - | - | - | - | - | - | - | - | - |  | Consider procured electricity only | [32 empty] | Set price | [32 empty] | Set price | [32 empty] | Set price | [32 empty] | Set price
25 | - | - | Edit asset input | User-defined settings | - | - | - | - | - | - | - | - | - |  | - | - | - | - | - | - |  | - | - | - | - | - | - | - | - | - | - | - | - | - | - | - | - | - | - | - | - | - | - | - | - | - | - | - | - | - | - | - |  | Consider procured electricity only | [32 empty] | Set price | [32 empty] | Set price | [32 empty] | Set price | [32 empty] | Set price
26 | - | - | Edit asset input | User-defined settings | - | - | - | - | - | - | - | - | - |  | - | - | - | - | - | - |  | - | - | - | - | - | - | - | - | - | - | - | - | - | - | - | - | - | - | - | - | - | - | - | - | - | - | - | - | - | - | - |  | Consider procured electricity only | [32 empty] | Set price | [32 empty] | Set price | [32 empty] | Set price | [32 empty] | Set price
27 | - | - | Edit asset input | User-defined settings | - | - | - | - | - | - | - | - | - |  | - | - | - | - | - | - |  | - | - | - | - | - | - | - | - | - | - | - | - | - | - | - | - | - | - | - | - | - | - | - | - | - | - | - | - | - | - | - |  | Consider procured electricity only | [32 empty] | Set price | [32 empty] | Set price | [32 empty] | Set price | [32 empty] | Set price
28 | - | - | Edit asset input | User-defined settings | - | - | - | - | - | - | - | - | - |  | - | - | - | - | - | - |  | - | - | - | - | - | - | - | - | - | - | - | - | - | - | - | - | - | - | - | - | - | - | - | - | - | - | - | - | - | - | - |  | Consider procured electricity only | [32 empty] | Set price | [32 empty] | Set price | [32 empty] | Set price | [32 empty] | Set price
29 | - | - | Edit asset input | User-defined settings | - | - | - | - | - | - | - | - | - |  | - | - | - | - | - | - |  | - | - | - | - | - | - | - | - | - | - | - | - | - | - | - | - | - | - | - | - | - | - | - | - | - | - | - | - | - | - | - |  | Consider procured electricity only | [32 empty] | Set price | [32 empty] | Set price | [32 empty] | Set price | [32 empty] | Set price
30 | - | - | Edit asset input | User-defined settings | - | - | - | - | - | - | - | - | - |  | - | - | - | - | - | - |  | - | - | - | - | - | - | - | - | - | - | - | - | - | - | - | - | - | - | - | - | - | - | - | - | - | - | - | - | - | - | - |  | Consider procured electricity only | [32 empty] | Set price | [32 empty] | Set price | [32 empty] | Set price | [32 empty] | Set price
31 | - | - | Edit asset input | User-defined settings | - | - | - | - | - | - | - | - | - |  | - | - | - | - | - | - |  | - | - | - | - | - | - | - | - | - | - | - | - | - | - | - | - | - | - | - | - | - | - | - | - | - | - | - | - | - | - | - |  | Consider procured electricity only | [32 empty] | Set price | [32 empty] | Set price | [32 empty] | Set price | [32 empty] | Set price
32 | - | - | Edit asset input | User-defined settings | - | - | - | - | - | - | - | - | - |  | - | - | - | - | - | - |  | - | - | - | - | - | - | - | - | - | - | - | - | - | - | - | - | - | - | - | - | - | - | - | - | - | - | - | - | - | - | - |  | Consider procured electricity only | [32 empty] | Set price | [32 empty] | Set price | [32 empty] | Set price | [32 empty] | Set price
33 | - | - | Edit asset input | User-defined settings | - | - | - | - | - | - | - | - | - |  | - | - | - | - | - | - |  | - | - | - | - | - | - | - | - | - | - | - | - | - | - | - | - | - | - | - | - | - | - | - | - | - | - | - | - | - | - | - |  | Consider procured electricity only | [32 empty] | Set price | [32 empty] | Set price | [32 empty] | Set price | [32 empty] | Set price
34 | - | - | Edit asset input | User-defined settings | - | - | - | - | - | - | - | - | - |  | - | - | - | - | - | - |  | - | - | - | - | - | - | - | - | - | - | - | - | - | - | - | - | - | - | - | - | - | - | - | - | - | - | - | - | - | - | - |  | Consider procured electricity only | [32 empty] | Set price | [32 empty] | Set price | [32 empty] | Set price | [32 empty] | Set price
35 | - | - | Edit asset input | User-defined settings | - | - | - | - | - | - | - | - | - |  | - | - | - | - | - | - |  | - | - | - | - | - | - | - | - | - | - | - | - | - | - | - | - | - | - | - | - | - | - | - | - | - | - | - | - | - | - | - |  | Consider procured electricity only | [32 empty] | Set price | [32 empty] | Set price | [32 empty] | Set price | [32 empty] | Set price
36 | - | - | Edit asset input | User-defined settings | - | - | - | - | - | - | - | - | - |  | - | - | - | - | - | - |  | - | - | - | - | - | - | - | - | - | - | - | - | - | - | - | - | - | - | - | - | - | - | - | - | - | - | - | - | - | - | - |  | Consider procured electricity only | [32 empty] | Set price | [32 empty] | Set price | [32 empty] | Set price | [32 empty] | Set price
37 | - | - | Edit asset input | User-defined settings | - | - | - | - | - | - | - | - | - |  | - | - | - | - | - | - |  | - | - | - | - | - | - | - | - | - | - | - | - | - | - | - | - | - | - | - | - | - | - | - | - | - | - | - | - | - | - | - |  | Consider procured electricity only | [32 empty] | Set price | [32 empty] | Set price | [32 empty] | Set price | [32 empty] | Set price
38 | - | - | Edit asset input | User-defined settings | - | - | - | - | - | - | - | - | - |  | - | - | - | - | - | - |  | - | - | - | - | - | - | - | - | - | - | - | - | - | - | - | - | - | - | - | - | - | - | - | - | - | - | - | - | - | - | - |  | Consider procured electricity only | [32 empty] | Set price | [32 empty] | Set price | [32 empty] | Set price | [32 empty] | Set price
39 | - | - | Edit asset input | User-defined settings | - | - | - | - | - | - | - | - | - |  | - | - | - | - | - | - |  | - | - | - | - | - | - | - | - | - | - | - | - | - | - | - | - | - | - | - | - | - | - | - | - | - | - | - | - | - | - | - |  | Consider procured electricity only | [32 empty] | Set price | [32 empty] | Set price | [32 empty] | Set price | [32 empty] | Set price
40 | - | - | Edit asset input | User-defined settings | - | - | - | - | - | - | - | - | - |  | - | - | - | - | - | - |  | - | - | - | - | - | - | - | - | - | - | - | - | - | - | - | - | - | - | - | - | - | - | - | - | - | - | - | - | - | - | - |  | Consider procured electricity only | [32 empty] | Set price | [32 empty] | Set price | [32 empty] | Set price | [32 empty] | Set price
41 | - | - | Edit asset input | User-defined settings | - | - | - | - | - | - | - | - | - |  | - | - | - | - | - | - |  | - | - | - | - | - | - | - | - | - | - | - | - | - | - | - | - | - | - | - | - | - | - | - | - | - | - | - | - | - | - | - |  | Consider procured electricity only | [32 empty] | Set price | [32 empty] | Set price | [32 empty] | Set price | [32 empty] | Set price
42 | - | - | Edit asset input | User-defined settings | - | - | - | - | - | - | - | - | - |  | - | - | - | - | - | - |  | - | - | - | - | - | - | - | - | - | - | - | - | - | - | - | - | - | - | - | - | - | - | - | - | - | - | - | - | - | - | - |  | Consider procured electricity only | [32 empty] | Set price | [32 empty] | Set price | [32 empty] | Set price | [32 empty] | Set price
43 | - | - | Edit asset input | User-defined settings | - | - | - | - | - | - | - | - | - |  | - | - | - | - | - | - |  | - | - | - | - | - | - | - | - | - | - | - | - | - | - | - | - | - | - | - | - | - | - | - | - | - | - | - | - | - | - | - |  | Consider procured electricity only | [32 empty] | Set price | [32 empty] | Set price | [32 empty] | Set price | [32 empty] | Set price
44 | - | - | Edit asset input | User-defined settings | - | - | - | - | - | - | - | - | - |  | - | - | - | - | - | - |  | - | - | - | - | - | - | - | - | - | - | - | - | - | - | - | - | - | - | - | - | - | - | - | - | - | - | - | - | - | - | - |  | Consider procured electricity only | [32 empty] | Set price | [32 empty] | Set price | [32 empty] | Set price | [32 empty] | Set price
45 | - | - | Edit asset input | User-defined settings | - | - | - | - | - | - | - | - | - |  | - | - | - | - | - | - |  | - | - | - | - | - | - | - | - | - | - | - | - | - | - | - | - | - | - | - | - | - | - | - | - | - | - | - | - | - | - | - |  | Consider procured electricity only | [32 empty] | Set price | [32 empty] | Set price | [32 empty] | Set price | [32 empty] | Set price
46 | - | - | Edit asset input | User-defined settings | - | - | - | - | - | - | - | - | - |  | - | - | - | - | - | - |  | - | - | - | - | - | - | - | - | - | - | - | - | - | - | - | - | - | - | - | - | - | - | - | - | - | - | - | - | - | - | - |  | Consider procured electricity only | [32 empty] | Set price | [32 empty] | Set price | [32 empty] | Set price | [32 empty] | Set price
47 | - | - | Edit asset input | User-defined settings | - | - | - | - | - | - | - | - | - |  | - | - | - | - | - | - |  | - | - | - | - | - | - | - | - | - | - | - | - | - | - | - | - | - | - | - | - | - | - | - | - | - | - | - | - | - | - | - |  | Consider procured electricity only | [32 empty] | Set price | [32 empty] | Set price | [32 empty] | Set price | [32 empty] | Set price
48 | - | - | Edit asset input | User-defined settings | - | - | - | - | - | - | - | - | - |  | - | - | - | - | - | - |  | - | - | - | - | - | - | - | - | - | - | - | - | - | - | - | - | - | - | - | - | - | - | - | - | - | - | - | - | - | - | - |  | Consider procured electricity only | [32 empty] | Set price | [32 empty] | Set price | [32 empty] | Set price | [32 empty] | Set price
49 | - | - | Edit asset input | User-defined settings | - | - | - | - | - | - | - | - | - |  | - | - | - | - | - | - |  | - | - | - | - | - | - | - | - | - | - | - | - | - | - | - | - | - | - | - | - | - | - | - | - | - | - | - | - | - | - | - |  | Consider procured electricity only | [32 empty] | Set price | [32 empty] | Set price | [32 empty] | Set price | [32 empty] | Set price
50 | - | - | Edit asset input | User-defined settings | - | - | - | - | - | - | - | - | - |  | - | - | - | - | - | - |  | - | - | - | - | - | - | - | - | - | - | - | - | - | - | - | - | - | - | - | - | - | - | - | - | - | - | - | - | - | - | - |  | Consider procured electricity only | [32 empty] | Set price | [32 empty] | Set price | [32 empty] | Set price | [32 empty] | Set price
51 | - | - | Edit asset input | User-defined settings | - | - | - | - | - | - | - | - | - |  | - | - | - | - | - | - |  | - | - | - | - | - | - | - | - | - | - | - | - | - | - | - | - | - | - | - | - | - | - | - | - | - | - | - | - | - | - | - |  | Consider procured electricity only | [32 empty] | Set price | [32 empty] | Set price | [32 empty] | Set price | [32 empty] | Set price
52 | - | - | Edit asset input | User-defined settings | - | - | - | - | - | - | - | - | - |  | - | - | - | - | - | - |  | - | - | - | - | - | - | - | - | - | - | - | - | - | - | - | - | - | - | - | - | - | - | - | - | - | - | - | - | - | - | - |  | Consider procured electricity only | [32 empty] | Set price | [32 empty] | Set price | [32 empty] | Set price | [32 empty] | Set price
53 | - | - | Edit asset input | User-defined settings | - | - | - | - | - | - | - | - | - |  | - | - | - | - | - | - |  | - | - | - | - | - | - | - | - | - | - | - | - | - | - | - | - | - | - | - | - | - | - | - | - | - | - | - | - | - | - | - |  | Consider procured electricity only | [32 empty] | Set price | [32 empty] | Set price | [32 empty] | Set price | [32 empty] | Set price
54 | - | - | Edit asset input | User-defined settings | - | - | - | - | - | - | - | - | - |  | - | - | - | - | - | - |  | - | - | - | - | - | - | - | - | - | - | - | - | - | - | - | - | - | - | - | - | - | - | - | - | - | - | - | - | - | - | - |  | Consider procured electricity only | [32 empty] | Set price | [32 empty] | Set price | [32 empty] | Set price | [32 empty] | Set price
55 | - | - | Edit asset input | User-defined settings | - | - | - | - | - | - | - | - | - |  | - | - | - | - | - | - |  | - | - | - | - | - | - | - | - | - | - | - | - | - | - | - | - | - | - | - | - | - | - | - | - | - | - | - | - | - | - | - |  | Consider procured electricity only | [32 empty] | Set price | [32 empty] | Set price | [32 empty] | Set price | [32 empty] | Set price
56 | - | - | Edit asset input | User-defined settings | - | - | - | - | - | - | - | - | - |  | - | - | - | - | - | - |  | - | - | - | - | - | - | - | - | - | - | - | - | - | - | - | - | - | - | - | - | - | - | - | - | - | - | - | - | - | - | - |  | Consider procured electricity only | [32 empty] | Set price | [32 empty] | Set price | [32 empty] | Set price | [32 empty] | Set price
57 | - | - | Edit asset input | User-defined settings | - | - | - | - | - | - | - | - | - |  | - | - | - | - | - | - |  | - | - | - | - | - | - | - | - | - | - | - | - | - | - | - | - | - | - | - | - | - | - | - | - | - | - | - | - | - | - | - |  | Consider procured electricity only | [32 empty] | Set price | [32 empty] | Set price | [32 empty] | Set price | [32 empty] | Set price
58 | - | - | Edit asset input | User-defined settings | - | - | - | - | - | - | - | - | - |  | - | - | - | - | - | - |  | - | - | - | - | - | - | - | - | - | - | - | - | - | - | - | - | - | - | - | - | - | - | - | - | - | - | - | - | - | - | - |  | Consider procured electricity only | [32 empty] | Set price | [32 empty] | Set price | [32 empty] | Set price | [32 empty] | Set price
59 | - | - | Edit asset input | User-defined settings | - | - | - | - | - | - | - | - | - |  | - | - | - | - | - | - |  | - | - | - | - | - | - | - | - | - | - | - | - | - | - | - | - | - | - | - | - | - | - | - | - | - | - | - | - | - | - | - |  | Consider procured electricity only | [32 empty] | Set price | [32 empty] | Set price | [32 empty] | Set price | [32 empty] | Set price
60 | - | - | Edit asset input | User-defined settings | - | - | - | - | - | - | - | - | - |  | - | - | - | - | - | - |  | - | - | - | - | - | - | - | - | - | - | - | - | - | - | - | - | - | - | - | - | - | - | - | - | - | - | - | - | - | - | - |  | Consider procured electricity only | [32 empty] | Set price | [32 empty] | Set price | [32 empty] | Set price | [32 empty] | Set price
61 | - | - | Edit asset input | User-defined settings | - | - | - | - | - | - | - | - | - |  | - | - | - | - | - | - |  | - | - | - | - | - | - | - | - | - | - | - | - | - | - | - | - | - | - | - | - | - | - | - | - | - | - | - | - | - | - | - |  | Consider procured electricity only | [32 empty] | Set price | [32 empty] | Set price | [32 empty] | Set price | [32 empty] | Set price
62 | - | - | Edit asset input | User-defined settings | - | - | - | - | - | - | - | - | - |  | - | - | - | - | - | - |  | - | - | - | - | - | - | - | - | - | - | - | - | - | - | - | - | - | - | - | - | - | - | - | - | - | - | - | - | - | - | - |  | Consider procured electricity only | [32 empty] | Set price | [32 empty] | Set price | [32 empty] | Set price | [32 empty] | Set price
63 | - | - | Edit asset input | User-defined settings | - | - | - | - | - | - | - | - | - |  | - | - | - | - | - | - |  | - | - | - | - | - | - | - | - | - | - | - | - | - | - | - | - | - | - | - | - | - | - | - | - | - | - | - | - | - | - | - |  | Consider procured electricity only | [32 empty] | Set price | [32 empty] | Set price | [32 empty] | Set price | [32 empty] | Set price
64 | - | - | Edit asset input | User-defined settings | - | - | - | - | - | - | - | - | - |  | - | - | - | - | - | - |  | - | - | - | - | - | - | - | - | - | - | - | - | - | - | - | - | - | - | - | - | - | - | - | - | - | - | - | - | - | - | - |  | Consider procured electricity only | [32 empty] | Set price | [32 empty] | Set price | [32 empty] | Set price | [32 empty] | Set price
65 | - | - | Edit asset input | User-defined settings | - | - | - | - | - | - | - | - | - |  | - | - | - | - | - | - |  | - | - | - | - | - | - | - | - | - | - | - | - | - | - | - | - | - | - | - | - | - | - | - | - | - | - | - | - | - | - | - |  | Consider procured electricity only | [32 empty] | Set price | [32 empty] | Set price | [32 empty] | Set price | [32 empty] | Set price
66 | - | - | Edit asset input | User-defined settings | - | - | - | - | - | - | - | - | - |  | - | - | - | - | - | - |  | - | - | - | - | - | - | - | - | - | - | - | - | - | - | - | - | - | - | - | - | - | - | - | - | - | - | - | - | - | - | - |  | Consider procured electricity only | [32 empty] | Set price | [32 empty] | Set price | [32 empty] | Set price | [32 empty] | Set price
67 | - | - | Edit asset input | User-defined settings | - | - | - | - | - | - | - | - | - |  | - | - | - | - | - | - |  | - | - | - | - | - | - | - | - | - | - | - | - | - | - | - | - | - | - | - | - | - | - | - | - | - | - | - | - | - | - | - |  | Consider procured electricity only | [32 empty] | Set price | [32 empty] | Set price | [32 empty] | Set price | [32 empty] | Set price
68 | - | - | Edit asset input | User-defined settings | - | - | - | - | - | - | - | - | - |  | - | - | - | - | - | - |  | - | - | - | - | - | - | - | - | - | - | - | - | - | - | - | - | - | - | - | - | - | - | - | - | - | - | - | - | - | - | - |  | Consider procured electricity only | [32 empty] | Set price | [32 empty] | Set price | [32 empty] | Set price | [32 empty] | Set price
69 | - | - | Edit asset input | User-defined settings | - | - | - | - | - | - | - | - | - |  | - | - | - | - | - | - |  | - | - | - | - | - | - | - | - | - | - | - | - | - | - | - | - | - | - | - | - | - | - | - | - | - | - | - | - | - | - | - |  | Consider procured electricity only | [32 empty] | Set price | [32 empty] | Set price | [32 empty] | Set price | [32 empty] | Set price
70 | - | - | Edit asset input | User-defined settings | - | - | - | - | - | - | - | - | - |  | - | - | - | - | - | - |  | - | - | - | - | - | - | - | - | - | - | - | - | - | - | - | - | - | - | - | - | - | - | - | - | - | - | - | - | - | - | - |  | Consider procured electricity only | [32 empty] | Set price | [32 empty] | Set price | [32 empty] | Set price | [32 empty] | Set price
71 | - | - | Edit asset input | User-defined settings | - | - | - | - | - | - | - | - | - |  | - | - | - | - | - | - |  | - | - | - | - | - | - | - | - | - | - | - | - | - | - | - | - | - | - | - | - | - | - | - | - | - | - | - | - | - | - | - |  | Consider procured electricity only | [32 empty] | Set price | [32 empty] | Set price | [32 empty] | Set price | [32 empty] | Set price
72 | - | - | Edit asset input | User-defined settings | - | - | - | - | - | - | - | - | - |  | - | - | - | - | - | - |  | - | - | - | - | - | - | - | - | - | - | - | - | - | - | - | - | - | - | - | - | - | - | - | - | - | - | - | - | - | - | - |  | Consider procured electricity only | [32 empty] | Set price | [32 empty] | Set price | [32 empty] | Set price | [32 empty] | Set price
73 | - | - | Edit asset input | User-defined settings | - | - | - | - | - | - | - | - | - |  | - | - | - | - | - | - |  | - | - | - | - | - | - | - | - | - | - | - | - | - | - | - | - | - | - | - | - | - | - | - | - | - | - | - | - | - | - | - |  | Consider procured electricity only | [32 empty] | Set price | [32 empty] | Set price | [32 empty] | Set price | [32 empty] | Set price
74 | - | - | Edit asset input | User-defined settings | - | - | - | - | - | - | - | - | - |  | - | - | - | - | - | - |  | - | - | - | - | - | - | - | - | - | - | - | - | - | - | - | - | - | - | - | - | - | - | - | - | - | - | - | - | - | - | - |  | Consider procured electricity only | [32 empty] | Set price | [32 empty] | Set price | [32 empty] | Set price | [32 empty] | Set price
75 | - | - | Edit asset input | User-defined settings | - | - | - | - | - | - | - | - | - |  | - | - | - | - | - | - |  | - | - | - | - | - | - | - | - | - | - | - | - | - | - | - | - | - | - | - | - | - | - | - | - | - | - | - | - | - | - | - |  | Consider procured electricity only | [32 empty] | Set price | [32 empty] | Set price | [32 empty] | Set price | [32 empty] | Set price
76 | - | - | Edit asset input | User-defined settings | - | - | - | - | - | - | - | - | - |  | - | - | - | - | - | - |  | - | - | - | - | - | - | - | - | - | - | - | - | - | - | - | - | - | - | - | - | - | - | - | - | - | - | - | - | - | - | - |  | Consider procured electricity only | [32 empty] | Set price | [32 empty] | Set price | [32 empty] | Set price | [32 empty] | Set price
77 | - | - | Edit asset input | User-defined settings | - | - | - | - | - | - | - | - | - |  | - | - | - | - | - | - |  | - | - | - | - | - | - | - | - | - | - | - | - | - | - | - | - | - | - | - | - | - | - | - | - | - | - | - | - | - | - | - |  | Consider procured electricity only | [32 empty] | Set price | [32 empty] | Set price | [32 empty] | Set price | [32 empty] | Set price
78 | - | - | Edit asset input | User-defined settings | - | - | - | - | - | - | - | - | - |  | - | - | - | - | - | - |  | - | - | - | - | - | - | - | - | - | - | - | - | - | - | - | - | - | - | - | - | - | - | - | - | - | - | - | - | - | - | - |  | Consider procured electricity only | [32 empty] | Set price | [32 empty] | Set price | [32 empty] | Set price | [32 empty] | Set price
79 | - | - | Edit asset input | User-defined settings | - | - | - | - | - | - | - | - | - |  | - | - | - | - | - | - |  | - | - | - | - | - | - | - | - | - | - | - | - | - | - | - | - | - | - | - | - | - | - | - | - | - | - | - | - | - | - | - |  | Consider procured electricity only | [32 empty] | Set price | [32 empty] | Set price | [32 empty] | Set price | [32 empty] | Set price
80 | - | - | Edit asset input | User-defined settings | - | - | - | - | - | - | - | - | - |  | - | - | - | - | - | - |  | - | - | - | - | - | - | - | - | - | - | - | - | - | - | - | - | - | - | - | - | - | - | - | - | - | - | - | - | - | - | - |  | Consider procured electricity only | [32 empty] | Set price | [32 empty] | Set price | [32 empty] | Set price | [32 empty] | Set price
81 | - | - | Edit asset input | User-defined settings | - | - | - | - | - | - | - | - | - |  | - | - | - | - | - | - |  | - | - | - | - | - | - | - | - | - | - | - | - | - | - | - | - | - | - | - | - | - | - | - | - | - | - | - | - | - | - | - |  | Consider procured electricity only | [32 empty] | Set price | [32 empty] | Set price | [32 empty] | Set price | [32 empty] | Set price
82 | - | - | Edit asset input | User-defined settings | - | - | - | - | - | - | - | - | - |  | - | - | - | - | - | - |  | - | - | - | - | - | - | - | - | - | - | - | - | - | - | - | - | - | - | - | - | - | - | - | - | - | - | - | - | - | - | - |  | Consider procured electricity only | [32 empty] | Set price | [32 empty] | Set price | [32 empty] | Set price | [32 empty] | Set price
83 | - | - | Edit asset input | User-defined settings | - | - | - | - | - | - | - | - | - |  | - | - | - | - | - | - |  | - | - | - | - | - | - | - | - | - | - | - | - | - | - | - | - | - | - | - | - | - | - | - | - | - | - | - | - | - | - | - |  | Consider procured electricity only | [32 empty] | Set price | [32 empty] | Set price | [32 empty] | Set price | [32 empty] | Set price
84 | - | - | Edit asset input | User-defined settings | - | - | - | - | - | - | - | - | - |  | - | - | - | - | - | - |  | - | - | - | - | - | - | - | - | - | - | - | - | - | - | - | - | - | - | - | - | - | - | - | - | - | - | - | - | - | - | - |  | Consider procured electricity only | [32 empty] | Set price | [32 empty] | Set price | [32 empty] | Set price | [32 empty] | Set price
85 | - | - | Edit asset input | User-defined settings | - | - | - | - | - | - | - | - | - |  | - | - | - | - | - | - |  | - | - | - | - | - | - | - | - | - | - | - | - | - | - | - | - | - | - | - | - | - | - | - | - | - | - | - | - | - | - | - |  | Consider procured electricity only | [32 empty] | Set price | [32 empty] | Set price | [32 empty] | Set price | [32 empty] | Set price
86 | - | - | Edit asset input | User-defined settings | - | - | - | - | - | - | - | - | - |  | - | - | - | - | - | - |  | - | - | - | - | - | - | - | - | - | - | - | - | - | - | - | - | - | - | - | - | - | - | - | - | - | - | - | - | - | - | - |  | Consider procured electricity only | [32 empty] | Set price | [32 empty] | Set price | [32 empty] | Set price | [32 empty] | Set price
87 | - | - | Edit asset input | User-defined settings | - | - | - | - | - | - | - | - | - |  | - | - | - | - | - | - |  | - | - | - | - | - | - | - | - | - | - | - | - | - | - | - | - | - | - | - | - | - | - | - | - | - | - | - | - | - | - | - |  | Consider procured electricity only | [32 empty] | Set price | [32 empty] | Set price | [32 empty] | Set price | [32 empty] | Set price
88 | - | - | Edit asset input | User-defined settings | - | - | - | - | - | - | - | - | - |  | - | - | - | - | - | - |  | - | - | - | - | - | - | - | - | - | - | - | - | - | - | - | - | - | - | - | - | - | - | - | - | - | - | - | - | - | - | - |  | Consider procured electricity only | [32 empty] | Set price | [32 empty] | Set price | [32 empty] | Set price | [32 empty] | Set price
89 | - | - | Edit asset input | User-defined settings | - | - | - | - | - | - | - | - | - |  | - | - | - | - | - | - |  | - | - | - | - | - | - | - | - | - | - | - | - | - | - | - | - | - | - | - | - | - | - | - | - | - | - | - | - | - | - | - |  | Consider procured electricity only | [32 empty] | Set price | [32 empty] | Set price | [32 empty] | Set price | [32 empty] | Set price
90 | - | - | Edit asset input | User-defined settings | - | - | - | - | - | - | - | - | - |  | - | - | - | - | - | - |  | - | - | - | - | - | - | - | - | - | - | - | - | - | - | - | - | - | - | - | - | - | - | - | - | - | - | - | - | - | - | - |  | Consider procured electricity only | [32 empty] | Set price | [32 empty] | Set price | [32 empty] | Set price | [32 empty] | Set price
91 | - | - | Edit asset input | User-defined settings | - | - | - | - | - | - | - | - | - |  | - | - | - | - | - | - |  | - | - | - | - | - | - | - | - | - | - | - | - | - | - | - | - | - | - | - | - | - | - | - | - | - | - | - | - | - | - | - |  | Consider procured electricity only | [32 empty] | Set price | [32 empty] | Set price | [32 empty] | Set price | [32 empty] | Set price
92 | - | - | Edit asset input | User-defined settings | - | - | - | - | - | - | - | - | - |  | - | - | - | - | - | - |  | - | - | - | - | - | - | - | - | - | - | - | - | - | - | - | - | - | - | - | - | - | - | - | - | - | - | - | - | - | - | - |  | Consider procured electricity only | [32 empty] | Set price | [32 empty] | Set price | [32 empty] | Set price | [32 empty] | Set price
93 | - | - | Edit asset input | User-defined settings | - | - | - | - | - | - | - | - | - |  | - | - | - | - | - | - |  | - | - | - | - | - | - | - | - | - | - | - | - | - | - | - | - | - | - | - | - | - | - | - | - | - | - | - | - | - | - | - |  | Consider procured electricity only | [32 empty] | Set price | [32 empty] | Set price | [32 empty] | Set price | [32 empty] | Set price
94 | - | - | Edit asset input | User-defined settings | - | - | - | - | - | - | - | - | - |  | - | - | - | - | - | - |  | - | - | - | - | - | - | - | - | - | - | - | - | - | - | - | - | - | - | - | - | - | - | - | - | - | - | - | - | - | - | - |  | Consider procured electricity only | [32 empty] | Set price | [32 empty] | Set price | [32 empty] | Set price | [32 empty] | Set price
95 | - | - | Edit asset input | User-defined settings | - | - | - | - | - | - | - | - | - |  | - | - | - | - | - | - |  | - | - | - | - | - | - | - | - | - | - | - | - | - | - | - | - | - | - | - | - | - | - | - | - | - | - | - | - | - | - | - |  | Consider procured electricity only | [32 empty] | Set price | [32 empty] | Set price | [32 empty] | Set price | [32 empty] | Set price
96 | - | - | Edit asset input | User-defined settings | - | - | - | - | - | - | - | - | - |  | - | - | - | - | - | - |  | - | - | - | - | - | - | - | - | - | - | - | - | - | - | - | - | - | - | - | - | - | - | - | - | - | - | - | - | - | - | - |  | Consider procured electricity only | [32 empty] | Set price | [32 empty] | Set price | [32 empty] | Set price | [32 empty] | Set price
97 | - | - | Edit asset input | User-defined settings | - | - | - | - | - | - | - | - | - |  | - | - | - | - | - | - |  | - | - | - | - | - | - | - | - | - | - | - | - | - | - | - | - | - | - | - | - | - | - | - | - | - | - | - | - | - | - | - |  | Consider procured electricity only | [32 empty] | Set price | [32 empty] | Set price | [32 empty] | Set price | [32 empty] | Set price
98 | - | - | Edit asset input | User-defined settings | - | - | - | - | - | - | - | - | - |  | - | - | - | - | - | - |  | - | - | - | - | - | - | - | - | - | - | - | - | - | - | - | - | - | - | - | - | - | - | - | - | - | - | - | - | - | - | - |  | Consider procured electricity only | [32 empty] | Set price | [32 empty] | Set price | [32 empty] | Set price | [32 empty] | Set price
99 | - | - | Edit asset input | User-defined settings | - | - | - | - | - | - | - | - | - |  | - | - | - | - | - | - |  | - | - | - | - | - | - | - | - | - | - | - | - | - | - | - | - | - | - | - | - | - | - | - | - | - | - | - | - | - | - | - |  | Consider procured electricity only | [32 empty] | Set price | [32 empty] | Set price | [32 empty] | Set price | [32 empty] | Set price
100 | - | - | Edit asset input | User-defined settings | - | - | - | - | - | - | - | - | - |  | - | - | - | - | - | - |  | - | - | - | - | - | - | - | - | - | - | - | - | - | - | - | - | - | - | - | - | - | - | - | - | - | - | - | - | - | - | - |  | Consider procured electricity only | [32 empty] | Set price | [32 empty] | Set price | [32 empty] | Set price | [32 empty] | Set price
101 | - | - | Edit asset input | User-defined settings | - | - | - | - | - | - | - | - | - |  | - | - | - | - | - | - |  | - | - | - | - | - | - | - | - | - | - | - | - | - | - | - | - | - | - | - | - | - | - | - | - | - | - | - | - | - | - | - |  | Consider procured electricity only | [32 empty] | Set price | [32 empty] | Set price | [32 empty] | Set price | [32 empty] | Set price
102 | - | - | Edit asset input | User-defined settings | - | - | - | - | - | - | - | - | - |  | - | - | - | - | - | - |  | - | - | - | - | - | - | - | - | - | - | - | - | - | - | - | - | - | - | - | - | - | - | - | - | - | - | - | - | - | - | - |  | Consider procured electricity only | [32 empty] | Set price | [32 empty] | Set price | [32 empty] | Set price | [32 empty] | Set price
103 | - | - | Edit asset input | User-defined settings | - | - | - | - | - | - | - | - | - |  | - | - | - | - | - | - |  | - | - | - | - | - | - | - | - | - | - | - | - | - | - | - | - | - | - | - | - | - | - | - | - | - | - | - | - | - | - | - |  | Consider procured electricity only | [32 empty] | Set price | [32 empty] | Set price | [32 empty] | Set price | [32 empty] | Set price
104 | - | - | Edit asset input | User-defined settings | - | - | - | - | - | - | - | - | - |  | - | - | - | - | - | - |  | - | - | - | - | - | - | - | - | - | - | - | - | - | - | - | - | - | - | - | - | - | - | - | - | - | - | - | - | - | - | - |  | Consider procured electricity only | [32 empty] | Set price | [32 empty] | Set price | [32 empty] | Set price | [32 empty] | Set price
105 | - | - | Edit asset input | User-defined settings | - | - | - | - | - | - | - | - | - |  | - | - | - | - | - | - |  | - | - | - | - | - | - | - | - | - | - | - | - | - | - | - | - | - | - | - | - | - | - | - | - | - | - | - | - | - | - | - |  | Consider procured electricity only | [32 empty] | Set price | [32 empty] | Set price | [32 empty] | Set price | [32 empty] | Set price
106 | - | - | Edit asset input | User-defined settings | - | - | - | - | - | - | - | - | - |  | - | - | - | - | - | - |  | - | - | - | - | - | - | - | - | - | - | - | - | - | - | - | - | - | - | - | - | - | - | - | - | - | - | - | - | - | - | - |  | Consider procured electricity only | [32 empty] | Set price | [32 empty] | Set price | [32 empty] | Set price | [32 empty] | Set price
107 | - | - | Edit asset input | User-defined settings | - | - | - | - | - | - | - | - | - |  | - | - | - | - | - | - |  | - | - | - | - | - | - | - | - | - | - | - | - | - | - | - | - | - | - | - | - | - | - | - | - | - | - | - | - | - | - | - |  | Consider procured electricity only | [32 empty] | Set price | [32 empty] | Set price | [32 empty] | Set price | [32 empty] | Set price
108 | - | - | Edit asset input | User-defined settings | - | - | - | - | - | - | - | - | - |  | - | - | - | - | - | - |  | - | - | - | - | - | - | - | - | - | - | - | - | - | - | - | - | - | - | - | - | - | - | - | - | - | - | - | - | - | - | - |  | Consider procured electricity only | [32 empty] | Set price | [32 empty] | Set price | [32 empty] | Set price | [32 empty] | Set price
109 | - | - | Edit asset input | User-defined settings | - | - | - | - | - | - | - | - | - |  | - | - | - | - | - | - |  | - | - | - | - | - | - | - | - | - | - | - | - | - | - | - | - | - | - | - | - | - | - | - | - | - | - | - | - | - | - | - |  | Consider procured electricity only | [32 empty] | Set price | [32 empty] | Set price | [32 empty] | Set price | [32 empty] | Set price
110 | - | - | Edit asset input | User-defined settings | - | - | - | - | - | - | - | - | - |  | - | - | - | - | - | - |  | - | - | - | - | - | - | - | - | - | - | - | - | - | - | - | - | - | - | - | - | - | - | - | - | - | - | - | - | - | - | - |  | Consider procured electricity only | [32 empty] | Set price | [32 empty] | Set price | [32 empty] | Set price | [32 empty] | Set price
111 | - | - | Edit asset input | User-defined settings | - | - | - | - | - | - | - | - | - |  | - | - | - | - | - | - |  | - | - | - | - | - | - | - | - | - | - | - | - | - | - | - | - | - | - | - | - | - | - | - | - | - | - | - | - | - | - | - |  | Consider procured electricity only | [32 empty] | Set price | [32 empty] | Set price | [32 empty] | Set price | [32 empty] | Set price
112 | - | - | Edit asset input | User-defined settings | - | - | - | - | - | - | - | - | - |  | - | - | - | - | - | - |  | - | - | - | - | - | - | - | - | - | - | - | - | - | - | - | - | - | - | - | - | - | - | - | - | - | - | - | - | - | - | - |  | Consider procured electricity only | [32 empty] | Set price | [32 empty] | Set price | [32 empty] | Set price | [32 empty] | Set price
113 | - | - | Edit asset input | User-defined settings | - | - | - | - | - | - | - | - | - |  | - | - | - | - | - | - |  | - | - | - | - | - | - | - | - | - | - | - | - | - | - | - | - | - | - | - | - | - | - | - | - | - | - | - | - | - | - | - |  | Consider procured electricity only | [32 empty] | Set price | [32 empty] | Set price | [32 empty] | Set price | [32 empty] | Set price
114 | - | - | Edit asset input | User-defined settings | - | - | - | - | - | - | - | - | - |  | - | - | - | - | - | - |  | - | - | - | - | - | - | - | - | - | - | - | - | - | - | - | - | - | - | - | - | - | - | - | - | - | - | - | - | - | - | - |  | Consider procured electricity only | [32 empty] | Set price | [32 empty] | Set price | [32 empty] | Set price | [32 empty] | Set price
115 | - | - | Edit asset input | User-defined settings | - | - | - | - | - | - | - | - | - |  | - | - | - | - | - | - |  | - | - | - | - | - | - | - | - | - | - | - | - | - | - | - | - | - | - | - | - | - | - | - | - | - | - | - | - | - | - | - |  | Consider procured electricity only | [32 empty] | Set price | [32 empty] | Set price | [32 empty] | Set price | [32 empty] | Set price
116 | - | - | Edit asset input | User-defined settings | - | - | - | - | - | - | - | - | - |  | - | - | - | - | - | - |  | - | - | - | - | - | - | - | - | - | - | - | - | - | - | - | - | - | - | - | - | - | - | - | - | - | - | - | - | - | - | - |  | Consider procured electricity only | [32 empty] | Set price | [32 empty] | Set price | [32 empty] | Set price | [32 empty] | Set price
117 | - | - | Edit asset input | User-defined settings | - | - | - | - | - | - | - | - | - |  | - | - | - | - | - | - |  | - | - | - | - | - | - | - | - | - | - | - | - | - | - | - | - | - | - | - | - | - | - | - | - | - | - | - | - | - | - | - |  | Consider procured electricity only | [32 empty] | Set price | [32 empty] | Set price | [32 empty] | Set price | [32 empty] | Set price
118 | - | - | Edit asset input | User-defined settings | - | - | - | - | - | - | - | - | - |  | - | - | - | - | - | - |  | - | - | - | - | - | - | - | - | - | - | - | - | - | - | - | - | - | - | - | - | - | - | - | - | - | - | - | - | - | - | - |  | Consider procured electricity only | [32 empty] | Set price | [32 empty] | Set price | [32 empty] | Set price | [32 empty] | Set price
119 | - | - | Edit asset input | User-defined settings | - | - | - | - | - | - | - | - | - |  | - | - | - | - | - | - |  | - | - | - | - | - | - | - | - | - | - | - | - | - | - | - | - | - | - | - | - | - | - | - | - | - | - | - | - | - | - | - |  | Consider procured electricity only | [32 empty] | Set price | [32 empty] | Set price | [32 empty] | Set price | [32 empty] | Set price
120 | - | - | Edit asset input | User-defined settings | - | - | - | - | - | - | - | - | - |  | - | - | - | - | - | - |  | - | - | - | - | - | - | - | - | - | - | - | - | - | - | - | - | - | - | - | - | - | - | - | - | - | - | - | - | - | - | - |  | Consider procured electricity only | [32 empty] | Set price | [32 empty] | Set price | [32 empty] | Set price | [32 empty] | Set price
121 | - | - | Edit asset input | User-defined settings | - | - | - | - | - | - | - | - | - |  | - | - | - | - | - | - |  | - | - | - | - | - | - | - | - | - | - | - | - | - | - | - | - | - | - | - | - | - | - | - | - | - | - | - | - | - | - | - |  | Consider procured electricity only | [32 empty] | Set price | [32 empty] | Set price | [32 empty] | Set price | [32 empty] | Set price
122 | - | - | Edit asset input | User-defined settings | - | - | - | - | - | - | - | - | - |  | - | - | - | - | - | - |  | - | - | - | - | - | - | - | - | - | - | - | - | - | - | - | - | - | - | - | - | - | - | - | - | - | - | - | - | - | - | - |  | Consider procured electricity only | [32 empty] | Set price | [32 empty] | Set price | [32 empty] | Set price | [32 empty] | Set price
123 | - | - | Edit asset input | User-defined settings | - | - | - | - | - | - | - | - | - |  | - | - | - | - | - | - |  | - | - | - | - | - | - | - | - | - | - | - | - | - | - | - | - | - | - | - | - | - | - | - | - | - | - | - | - | - | - | - |  | Consider procured electricity only | [32 empty] | Set price | [32 empty] | Set price | [32 empty] | Set price | [32 empty] | Set price
124 | - | - | Edit asset input | User-defined settings | - | - | - | - | - | - | - | - | - |  | - | - | - | - | - | - |  | - | - | - | - | - | - | - | - | - | - | - | - | - | - | - | - | - | - | - | - | - | - | - | - | - | - | - | - | - | - | - |  | Consider procured electricity only | [32 empty] | Set price | [32 empty] | Set price | [32 empty] | Set price | [32 empty] | Set price
125 | - | - | Edit asset input | User-defined settings | - | - | - | - | - | - | - | - | - |  | - | - | - | - | - | - |  | - | - | - | - | - | - | - | - | - | - | - | - | - | - | - | - | - | - | - | - | - | - | - | - | - | - | - | - | - | - | - |  | Consider procured electricity only | [32 empty] | Set price | [32 empty] | Set price | [32 empty] | Set price | [32 empty] | Set price
126 | - | - | Edit asset input | User-defined settings | - | - | - | - | - | - | - | - | - |  | - | - | - | - | - | - |  | - | - | - | - | - | - | - | - | - | - | - | - | - | - | - | - | - | - | - | - | - | - | - | - | - | - | - | - | - | - | - |  | Consider procured electricity only | [32 empty] | Set price | [32 empty] | Set price | [32 empty] | Set price | [32 empty] | Set price
127 | - | - | Edit asset input | User-defined settings | - | - | - | - | - | - | - | - | - |  | - | - | - | - | - | - |  | - | - | - | - | - | - | - | - | - | - | - | - | - | - | - | - | - | - | - | - | - | - | - | - | - | - | - | - | - | - | - |  | Consider procured electricity only | [32 empty] | Set price | [32 empty] | Set price | [32 empty] | Set price | [32 empty] | Set price
128 | - | - | Edit asset input | User-defined settings | - | - | - | - | - | - | - | - | - |  | - | - | - | - | - | - |  | - | - | - | - | - | - | - | - | - | - | - | - | - | - | - | - | - | - | - | - | - | - | - | - | - | - | - | - | - | - | - |  | Consider procured electricity only | [32 empty] | Set price | [32 empty] | Set price | [32 empty] | Set price | [32 empty] | Set price
129 | - | - | Edit asset input | User-defined settings | - | - | - | - | - | - | - | - | - |  | - | - | - | - | - | - |  | - | - | - | - | - | - | - | - | - | - | - | - | - | - | - | - | - | - | - | - | - | - | - | - | - | - | - | - | - | - | - |  | Consider procured electricity only | [32 empty] | Set price | [32 empty] | Set price | [32 empty] | Set price | [32 empty] | Set price
130 | - | - | Edit asset input | User-defined settings | - | - | - | - | - | - | - | - | - |  | - | - | - | - | - | - |  | - | - | - | - | - | - | - | - | - | - | - | - | - | - | - | - | - | - | - | - | - | - | - | - | - | - | - | - | - | - | - |  | Consider procured electricity only | [32 empty] | Set price | [32 empty] | Set price | [32 empty] | Set price | [32 empty] | Set price
131 | - | - | Edit asset input | User-defined settings | - | - | - | - | - | - | - | - | - |  | - | - | - | - | - | - |  | - | - | - | - | - | - | - | - | - | - | - | - | - | - | - | - | - | - | - | - | - | - | - | - | - | - | - | - | - | - | - |  | Consider procured electricity only | [32 empty] | Set price | [32 empty] | Set price | [32 empty] | Set price | [32 empty] | Set price
132 | - | - | Edit asset input | User-defined settings | - | - | - | - | - | - | - | - | - |  | - | - | - | - | - | - |  | - | - | - | - | - | - | - | - | - | - | - | - | - | - | - | - | - | - | - | - | - | - | - | - | - | - | - | - | - | - | - |  | Consider procured electricity only | [32 empty] | Set price | [32 empty] | Set price | [32 empty] | Set price | [32 empty] | Set price
133 | - | - | Edit asset input | User-defined settings | - | - | - | - | - | - | - | - | - |  | - | - | - | - | - | - |  | - | - | - | - | - | - | - | - | - | - | - | - | - | - | - | - | - | - | - | - | - | - | - | - | - | - | - | - | - | - | - |  | Consider procured electricity only | [32 empty] | Set price | [32 empty] | Set price | [32 empty] | Set price | [32 empty] | Set price
134 | - | - | Edit asset input | User-defined settings | - | - | - | - | - | - | - | - | - |  | - | - | - | - | - | - |  | - | - | - | - | - | - | - | - | - | - | - | - | - | - | - | - | - | - | - | - | - | - | - | - | - | - | - | - | - | - | - |  | Consider procured electricity only | [32 empty] | Set price | [32 empty] | Set price | [32 empty] | Set price | [32 empty] | Set price
135 | - | - | Edit asset input | User-defined settings | - | - | - | - | - | - | - | - | - |  | - | - | - | - | - | - |  | - | - | - | - | - | - | - | - | - | - | - | - | - | - | - | - | - | - | - | - | - | - | - | - | - | - | - | - | - | - | - |  | Consider procured electricity only | [32 empty] | Set price | [32 empty] | Set price | [32 empty] | Set price | [32 empty] | Set price
136 | - | - | Edit asset input | User-defined settings | - | - | - | - | - | - | - | - | - |  | - | - | - | - | - | - |  | - | - | - | - | - | - | - | - | - | - | - | - | - | - | - | - | - | - | - | - | - | - | - | - | - | - | - | - | - | - | - |  | Consider procured electricity only | [32 empty] | Set price | [32 empty] | Set price | [32 empty] | Set price | [32 empty] | Set price
137 | - | - | Edit asset input | User-defined settings | - | - | - | - | - | - | - | - | - |  | - | - | - | - | - | - |  | - | - | - | - | - | - | - | - | - | - | - | - | - | - | - | - | - | - | - | - | - | - | - | - | - | - | - | - | - | - | - |  | Consider procured electricity only | [32 empty] | Set price | [32 empty] | Set price | [32 empty] | Set price | [32 empty] | Set price
138 | - | - | Edit asset input | User-defined settings | - | - | - | - | - | - | - | - | - |  | - | - | - | - | - | - |  | - | - | - | - | - | - | - | - | - | - | - | - | - | - | - | - | - | - | - | - | - | - | - | - | - | - | - | - | - | - | - |  | Consider procured electricity only | [32 empty] | Set price | [32 empty] | Set price | [32 empty] | Set price | [32 empty] | Set price
139 | - | - | Edit asset input | User-defined settings | - | - | - | - | - | - | - | - | - |  | - | - | - | - | - | - |  | - | - | - | - | - | - | - | - | - | - | - | - | - | - | - | - | - | - | - | - | - | - | - | - | - | - | - | - | - | - | - |  | Consider procured electricity only | [32 empty] | Set price | [32 empty] | Set price | [32 empty] | Set price | [32 empty] | Set price
140 | - | - | Edit asset input | User-defined settings | - | - | - | - | - | - | - | - | - |  | - | - | - | - | - | - |  | - | - | - | - | - | - | - | - | - | - | - | - | - | - | - | - | - | - | - | - | - | - | - | - | - | - | - | - | - | - | - |  | Consider procured electricity only | [32 empty] | Set price | [32 empty] | Set price | [32 empty] | Set price | [32 empty] | Set price
141 | - | - | Edit asset input | User-defined settings | - | - | - | - | - | - | - | - | - |  | - | - | - | - | - | - |  | - | - | - | - | - | - | - | - | - | - | - | - | - | - | - | - | - | - | - | - | - | - | - | - | - | - | - | - | - | - | - |  | Consider procured electricity only | [32 empty] | Set price | [32 empty] | Set price | [32 empty] | Set price | [32 empty] | Set price
142 | - | - | Edit asset input | User-defined settings | - | - | - | - | - | - | - | - | - |  | - | - | - | - | - | - |  | - | - | - | - | - | - | - | - | - | - | - | - | - | - | - | - | - | - | - | - | - | - | - | - | - | - | - | - | - | - | - |  | Consider procured electricity only | [32 empty] | Set price | [32 empty] | Set price | [32 empty] | Set price | [32 empty] | Set price
143 | - | - | Edit asset input | User-defined settings | - | - | - | - | - | - | - | - | - |  | - | - | - | - | - | - |  | - | - | - | - | - | - | - | - | - | - | - | - | - | - | - | - | - | - | - | - | - | - | - | - | - | - | - | - | - | - | - |  | Consider procured electricity only | [32 empty] | Set price | [32 empty] | Set price | [32 empty] | Set price | [32 empty] | Set price
144 | - | - | Edit asset input | User-defined settings | - | - | - | - | - | - | - | - | - |  | - | - | - | - | - | - |  | - | - | - | - | - | - | - | - | - | - | - | - | - | - | - | - | - | - | - | - | - | - | - | - | - | - | - | - | - | - | - |  | Consider procured electricity only | [32 empty] | Set price | [32 empty] | Set price | [32 empty] | Set price | [32 empty] | Set price
145 | - | - | Edit asset input | User-defined settings | - | - | - | - | - | - | - | - | - |  | - | - | - | - | - | - |  | - | - | - | - | - | - | - | - | - | - | - | - | - | - | - | - | - | - | - | - | - | - | - | - | - | - | - | - | - | - | - |  | Consider procured electricity only | [32 empty] | Set price | [32 empty] | Set price | [32 empty] | Set price | [32 empty] | Set price
146 | - | - | Edit asset input | User-defined settings | - | - | - | - | - | - | - | - | - |  | - | - | - | - | - | - |  | - | - | - | - | - | - | - | - | - | - | - | - | - | - | - | - | - | - | - | - | - | - | - | - | - | - | - | - | - | - | - |  | Consider procured electricity only | [32 empty] | Set price | [32 empty] | Set price | [32 empty] | Set price | [32 empty] | Set price
147 | - | - | Edit asset input | User-defined settings | - | - | - | - | - | - | - | - | - |  | - | - | - | - | - | - |  | - | - | - | - | - | - | - | - | - | - | - | - | - | - | - | - | - | - | - | - | - | - | - | - | - | - | - | - | - | - | - |  | Consider procured electricity only | [32 empty] | Set price | [32 empty] | Set price | [32 empty] | Set price | [32 empty] | Set price
148 | - | - | Edit asset input | User-defined settings | - | - | - | - | - | - | - | - | - |  | - | - | - | - | - | - |  | - | - | - | - | - | - | - | - | - | - | - | - | - | - | - | - | - | - | - | - | - | - | - | - | - | - | - | - | - | - | - |  | Consider procured electricity only | [32 empty] | Set price | [32 empty] | Set price | [32 empty] | Set price | [32 empty] | Set price
149 | - | - | Edit asset input | User-defined settings | - | - | - | - | - | - | - | - | - |  | - | - | - | - | - | - |  | - | - | - | - | - | - | - | - | - | - | - | - | - | - | - | - | - | - | - | - | - | - | - | - | - | - | - | - | - | - | - |  | Consider procured electricity only | [32 empty] | Set price | [32 empty] | Set price | [32 empty] | Set price | [32 empty] | Set price
150 | - | - | Edit asset input | User-defined settings | - | - | - | - | - | - | - | - | - |  | - | - | - | - | - | - |  | - | - | - | - | - | - | - | - | - | - | - | - | - | - | - | - | - | - | - | - | - | - | - | - | - | - | - | - | - | - | - |  | Consider procured electricity only | [32 empty] | Set price | [32 empty] | Set price | [32 empty] | Set price | [32 empty] | Set price
151 | - | - | Edit asset input | User-defined settings | - | - | - | - | - | - | - | - | - |  | - | - | - | - | - | - |  | - | - | - | - | - | - | - | - | - | - | - | - | - | - | - | - | - | - | - | - | - | - | - | - | - | - | - | - | - | - | - |  | Consider procured electricity only | [32 empty] | Set price | [32 empty] | Set price | [32 empty] | Set price | [32 empty] | Set price
152 | - | - | Edit asset input | User-defined settings | - | - | - | - | - | - | - | - | - |  | - | - | - | - | - | - |  | - | - | - | - | - | - | - | - | - | - | - | - | - | - | - | - | - | - | - | - | - | - | - | - | - | - | - | - | - | - | - |  | Consider procured electricity only | [32 empty] | Set price | [32 empty] | Set price | [32 empty] | Set price | [32 empty] | Set price
153 | - | - | Edit asset input | User-defined settings | - | - | - | - | - | - | - | - | - |  | - | - | - | - | - | - |  | - | - | - | - | - | - | - | - | - | - | - | - | - | - | - | - | - | - | - | - | - | - | - | - | - | - | - | - | - | - | - |  | Consider procured electricity only | [32 empty] | Set price | [32 empty] | Set price | [32 empty] | Set price | [32 empty] | Set price
154 | - | - | Edit asset input | User-defined settings | - | - | - | - | - | - | - | - | - |  | - | - | - | - | - | - |  | - | - | - | - | - | - | - | - | - | - | - | - | - | - | - | - | - | - | - | - | - | - | - | - | - | - | - | - | - | - | - |  | Consider procured electricity only | [32 empty] | Set price | [32 empty] | Set price | [32 empty] | Set price | [32 empty] | Set price
155 | - | - | Edit asset input | User-defined settings | - | - | - | - | - | - | - | - | - |  | - | - | - | - | - | - |  | - | - | - | - | - | - | - | - | - | - | - | - | - | - | - | - | - | - | - | - | - | - | - | - | - | - | - | - | - | - | - |  | Consider procured electricity only | [32 empty] | Set price | [32 empty] | Set price | [32 empty] | Set price | [32 empty] | Set price
156 | - | - | Edit asset input | User-defined settings | - | - | - | - | - | - | - | - | - |  | - | - | - | - | - | - |  | - | - | - | - | - | - | - | - | - | - | - | - | - | - | - | - | - | - | - | - | - | - | - | - | - | - | - | - | - | - | - |  | Consider procured electricity only | [32 empty] | Set price | [32 empty] | Set price | [32 empty] | Set price | [32 empty] | Set price
157 | - | - | Edit asset input | User-defined settings | - | - | - | - | - | - | - | - | - |  | - | - | - | - | - | - |  | - | - | - | - | - | - | - | - | - | - | - | - | - | - | - | - | - | - | - | - | - | - | - | - | - | - | - | - | - | - | - |  | Consider procured electricity only | [32 empty] | Set price | [32 empty] | Set price | [32 empty] | Set price | [32 empty] | Set price
158 | - | - | Edit asset input | User-defined settings | - | - | - | - | - | - | - | - | - |  | - | - | - | - | - | - |  | - | - | - | - | - | - | - | - | - | - | - | - | - | - | - | - | - | - | - | - | - | - | - | - | - | - | - | - | - | - | - |  | Consider procured electricity only | [32 empty] | Set price | [32 empty] | Set price | [32 empty] | Set price | [32 empty] | Set price
159 | - | - | Edit asset input | User-defined settings | - | - | - | - | - | - | - | - | - |  | - | - | - | - | - | - |  | - | - | - | - | - | - | - | - | - | - | - | - | - | - | - | - | - | - | - | - | - | - | - | - | - | - | - | - | - | - | - |  | Consider procured electricity only | [32 empty] | Set price | [32 empty] | Set price | [32 empty] | Set price | [32 empty] | Set price
160 | - | - | Edit asset input | User-defined settings | - | - | - | - | - | - | - | - | - |  | - | - | - | - | - | - |  | - | - | - | - | - | - | - | - | - | - | - | - | - | - | - | - | - | - | - | - | - | - | - | - | - | - | - | - | - | - | - |  | Consider procured electricity only | [32 empty] | Set price | [32 empty] | Set price | [32 empty] | Set price | [32 empty] | Set price
161 | - | - | Edit asset input | User-defined settings | - | - | - | - | - | - | - | - | - |  | - | - | - | - | - | - |  | - | - | - | - | - | - | - | - | - | - | - | - | - | - | - | - | - | - | - | - | - | - | - | - | - | - | - | - | - | - | - |  | Consider procured electricity only | [32 empty] | Set price | [32 empty] | Set price | [32 empty] | Set price | [32 empty] | Set price
162 | - | - | Edit asset input | User-defined settings | - | - | - | - | - | - | - | - | - |  | - | - | - | - | - | - |  | - | - | - | - | - | - | - | - | - | - | - | - | - | - | - | - | - | - | - | - | - | - | - | - | - | - | - | - | - | - | - |  | Consider procured electricity only | [32 empty] | Set price | [32 empty] | Set price | [32 empty] | Set price | [32 empty] | Set price
163 | - | - | Edit asset input | User-defined settings | - | - | - | - | - | - | - | - | - |  | - | - | - | - | - | - |  | - | - | - | - | - | - | - | - | - | - | - | - | - | - | - | - | - | - | - | - | - | - | - | - | - | - | - | - | - | - | - |  | Consider procured electricity only | [32 empty] | Set price | [32 empty] | Set price | [32 empty] | Set price | [32 empty] | Set price
164 | - | - | Edit asset input | User-defined settings | - | - | - | - | - | - | - | - | - |  | - | - | - | - | - | - |  | - | - | - | - | - | - | - | - | - | - | - | - | - | - | - | - | - | - | - | - | - | - | - | - | - | - | - | - | - | - | - |  | Consider procured electricity only | [32 empty] | Set price | [32 empty] | Set price | [32 empty] | Set price | [32 empty] | Set price
165 | - | - | Edit asset input | User-defined settings | - | - | - | - | - | - | - | - | - |  | - | - | - | - | - | - |  | - | - | - | - | - | - | - | - | - | - | - | - | - | - | - | - | - | - | - | - | - | - | - | - | - | - | - | - | - | - | - |  | Consider procured electricity only | [32 empty] | Set price | [32 empty] | Set price | [32 empty] | Set price | [32 empty] | Set price
166 | - | - | Edit asset input | User-defined settings | - | - | - | - | - | - | - | - | - |  | - | - | - | - | - | - |  | - | - | - | - | - | - | - | - | - | - | - | - | - | - | - | - | - | - | - | - | - | - | - | - | - | - | - | - | - | - | - |  | Consider procured electricity only | [32 empty] | Set price | [32 empty] | Set price | [32 empty] | Set price | [32 empty] | Set price
167 | - | - | Edit asset input | User-defined settings | - | - | - | - | - | - | - | - | - |  | - | - | - | - | - | - |  | - | - | - | - | - | - | - | - | - | - | - | - | - | - | - | - | - | - | - | - | - | - | - | - | - | - | - | - | - | - | - |  | Consider procured electricity only | [32 empty] | Set price | [32 empty] | Set price | [32 empty] | Set price | [32 empty] | Set price
168 | - | - | Edit asset input | User-defined settings | - | - | - | - | - | - | - | - | - |  | - | - | - | - | - | - |  | - | - | - | - | - | - | - | - | - | - | - | - | - | - | - | - | - | - | - | - | - | - | - | - | - | - | - | - | - | - | - |  | Consider procured electricity only | [32 empty] | Set price | [32 empty] | Set price | [32 empty] | Set price | [32 empty] | Set price
169 | - | - | Edit asset input | User-defined settings | - | - | - | - | - | - | - | - | - |  | - | - | - | - | - | - |  | - | - | - | - | - | - | - | - | - | - | - | - | - | - | - | - | - | - | - | - | - | - | - | - | - | - | - | - | - | - | - |  | Consider procured electricity only | [32 empty] | Set price | [32 empty] | Set price | [32 empty] | Set price | [32 empty] | Set price
170 | - | - | Edit asset input | User-defined settings | - | - | - | - | - | - | - | - | - |  | - | - | - | - | - | - |  | - | - | - | - | - | - | - | - | - | - | - | - | - | - | - | - | - | - | - | - | - | - | - | - | - | - | - | - | - | - | - |  | Consider procured electricity only | [32 empty] | Set price | [32 empty] | Set price | [32 empty] | Set price | [32 empty] | Set price
171 | - | - | Edit asset input | User-defined settings | - | - | - | - | - | - | - | - | - |  | - | - | - | - | - | - |  | - | - | - | - | - | - | - | - | - | - | - | - | - | - | - | - | - | - | - | - | - | - | - | - | - | - | - | - | - | - | - |  | Consider procured electricity only | [32 empty] | Set price | [32 empty] | Set price | [32 empty] | Set price | [32 empty] | Set price
172 | - | - | Edit asset input | User-defined settings | - | - | - | - | - | - | - | - | - |  | - | - | - | - | - | - |  | - | - | - | - | - | - | - | - | - | - | - | - | - | - | - | - | - | - | - | - | - | - | - | - | - | - | - | - | - | - | - |  | Consider procured electricity only | [32 empty] | Set price | [32 empty] | Set price | [32 empty] | Set price | [32 empty] | Set price
173 | - | - | Edit asset input | User-defined settings | - | - | - | - | - | - | - | - | - |  | - | - | - | - | - | - |  | - | - | - | - | - | - | - | - | - | - | - | - | - | - | - | - | - | - | - | - | - | - | - | - | - | - | - | - | - | - | - |  | Consider procured electricity only | [32 empty] | Set price | [32 empty] | Set price | [32 empty] | Set price | [32 empty] | Set price
174 | - | - | Edit asset input | User-defined settings | - | - | - | - | - | - | - | - | - |  | - | - | - | - | - | - |  | - | - | - | - | - | - | - | - | - | - | - | - | - | - | - | - | - | - | - | - | - | - | - | - | - | - | - | - | - | - | - |  | Consider procured electricity only | [32 empty] | Set price | [32 empty] | Set price | [32 empty] | Set price | [32 empty] | Set price
175 | - | - | Edit asset input | User-defined settings | - | - | - | - | - | - | - | - | - |  | - | - | - | - | - | - |  | - | - | - | - | - | - | - | - | - | - | - | - | - | - | - | - | - | - | - | - | - | - | - | - | - | - | - | - | - | - | - |  | Consider procured electricity only | [32 empty] | Set price | [32 empty] | Set price | [32 empty] | Set price | [32 empty] | Set price
176 | - | - | Edit asset input | User-defined settings | - | - | - | - | - | - | - | - | - |  | - | - | - | - | - | - |  | - | - | - | - | - | - | - | - | - | - | - | - | - | - | - | - | - | - | - | - | - | - | - | - | - | - | - | - | - | - | - |  | Consider procured electricity only | [32 empty] | Set price | [32 empty] | Set price | [32 empty] | Set price | [32 empty] | Set price
177 | - | - | Edit asset input | User-defined settings | - | - | - | - | - | - | - | - | - |  | - | - | - | - | - | - |  | - | - | - | - | - | - | - | - | - | - | - | - | - | - | - | - | - | - | - | - | - | - | - | - | - | - | - | - | - | - | - |  | Consider procured electricity only | [32 empty] | Set price | [32 empty] | Set price | [32 empty] | Set price | [32 empty] | Set price
178 | - | - | Edit asset input | User-defined settings | - | - | - | - | - | - | - | - | - |  | - | - | - | - | - | - |  | - | - | - | - | - | - | - | - | - | - | - | - | - | - | - | - | - | - | - | - | - | - | - | - | - | - | - | - | - | - | - |  | Consider procured electricity only | [32 empty] | Set price | [32 empty] | Set price | [32 empty] | Set price | [32 empty] | Set price
179 | - | - | Edit asset input | User-defined settings | - | - | - | - | - | - | - | - | - |  | - | - | - | - | - | - |  | - | - | - | - | - | - | - | - | - | - | - | - | - | - | - | - | - | - | - | - | - | - | - | - | - | - | - | - | - | - | - |  | Consider procured electricity only | [32 empty] | Set price | [32 empty] | Set price | [32 empty] | Set price | [32 empty] | Set price
180 | - | - | Edit asset input | User-defined settings | - | - | - | - | - | - | - | - | - |  | - | - | - | - | - | - |  | - | - | - | - | - | - | - | - | - | - | - | - | - | - | - | - | - | - | - | - | - | - | - | - | - | - | - | - | - | - | - |  | Consider procured electricity only | [32 empty] | Set price | [32 empty] | Set price | [32 empty] | Set price | [32 empty] | Set price
181 | - | - | Edit asset input | User-defined settings | - | - | - | - | - | - | - | - | - |  | - | - | - | - | - | - |  | - | - | - | - | - | - | - | - | - | - | - | - | - | - | - | - | - | - | - | - | - | - | - | - | - | - | - | - | - | - | - |  | Consider procured electricity only | [32 empty] | Set price | [32 empty] | Set price | [32 empty] | Set price | [32 empty] | Set price
182 | - | - | Edit asset input | User-defined settings | - | - | - | - | - | - | - | - | - |  | - | - | - | - | - | - |  | - | - | - | - | - | - | - | - | - | - | - | - | - | - | - | - | - | - | - | - | - | - | - | - | - | - | - | - | - | - | - |  | Consider procured electricity only | [32 empty] | Set price | [32 empty] | Set price | [32 empty] | Set price | [32 empty] | Set price
183 | - | - | Edit asset input | User-defined settings | - | - | - | - | - | - | - | - | - |  | - | - | - | - | - | - |  | - | - | - | - | - | - | - | - | - | - | - | - | - | - | - | - | - | - | - | - | - | - | - | - | - | - | - | - | - | - | - |  | Consider procured electricity only | [32 empty] | Set price | [32 empty] | Set price | [32 empty] | Set price | [32 empty] | Set price
184 | - | - | Edit asset input | User-defined settings | - | - | - | - | - | - | - | - | - |  | - | - | - | - | - | - |  | - | - | - | - | - | - | - | - | - | - | - | - | - | - | - | - | - | - | - | - | - | - | - | - | - | - | - | - | - | - | - |  | Consider procured electricity only | [32 empty] | Set price | [32 empty] | Set price | [32 empty] | Set price | [32 empty] | Set price
185 | - | - | Edit asset input | User-defined settings | - | - | - | - | - | - | - | - | - |  | - | - | - | - | - | - |  | - | - | - | - | - | - | - | - | - | - | - | - | - | - | - | - | - | - | - | - | - | - | - | - | - | - | - | - | - | - | - |  | Consider procured electricity only | [32 empty] | Set price | [32 empty] | Set price | [32 empty] | Set price | [32 empty] | Set price
186 | - | - | Edit asset input | User-defined settings | - | - | - | - | - | - | - | - | - |  | - | - | - | - | - | - |  | - | - | - | - | - | - | - | - | - | - | - | - | - | - | - | - | - | - | - | - | - | - | - | - | - | - | - | - | - | - | - |  | Consider procured electricity only | [32 empty] | Set price | [32 empty] | Set price | [32 empty] | Set price | [32 empty] | Set price
187 | - | - | Edit asset input | User-defined settings | - | - | - | - | - | - | - | - | - |  | - | - | - | - | - | - |  | - | - | - | - | - | - | - | - | - | - | - | - | - | - | - | - | - | - | - | - | - | - | - | - | - | - | - | - | - | - | - |  | Consider procured electricity only | [32 empty] | Set price | [32 empty] | Set price | [32 empty] | Set price | [32 empty] | Set price
188 | - | - | Edit asset input | User-defined settings | - | - | - | - | - | - | - | - | - |  | - | - | - | - | - | - |  | - | - | - | - | - | - | - | - | - | - | - | - | - | - | - | - | - | - | - | - | - | - | - | - | - | - | - | - | - | - | - |  | Consider procured electricity only | [32 empty] | Set price | [32 empty] | Set price | [32 empty] | Set price | [32 empty] | Set price
189 | - | - | Edit asset input | User-defined settings | - | - | - | - | - | - | - | - | - |  | - | - | - | - | - | - |  | - | - | - | - | - | - | - | - | - | - | - | - | - | - | - | - | - | - | - | - | - | - | - | - | - | - | - | - | - | - | - |  | Consider procured electricity only | [32 empty] | Set price | [32 empty] | Set price | [32 empty] | Set price | [32 empty] | Set price
190 | - | - | Edit asset input | User-defined settings | - | - | - | - | - | - | - | - | - |  | - | - | - | - | - | - |  | - | - | - | - | - | - | - | - | - | - | - | - | - | - | - | - | - | - | - | - | - | - | - | - | - | - | - | - | - | - | - |  | Consider procured electricity only | [32 empty] | Set price | [32 empty] | Set price | [32 empty] | Set price | [32 empty] | Set price
191 | - | - | Edit asset input | User-defined settings | - | - | - | - | - | - | - | - | - |  | - | - | - | - | - | - |  | - | - | - | - | - | - | - | - | - | - | - | - | - | - | - | - | - | - | - | - | - | - | - | - | - | - | - | - | - | - | - |  | Consider procured electricity only | [32 empty] | Set price | [32 empty] | Set price | [32 empty] | Set price | [32 empty] | Set price
192 | - | - | Edit asset input | User-defined settings | - | - | - | - | - | - | - | - | - |  | - | - | - | - | - | - |  | - | - | - | - | - | - | - | - | - | - | - | - | - | - | - | - | - | - | - | - | - | - | - | - | - | - | - | - | - | - | - |  | Consider procured electricity only | [32 empty] | Set price | [32 empty] | Set price | [32 empty] | Set price | [32 empty] | Set price
193 | - | - | Edit asset input | User-defined settings | - | - | - | - | - | - | - | - | - |  | - | - | - | - | - | - |  | - | - | - | - | - | - | - | - | - | - | - | - | - | - | - | - | - | - | - | - | - | - | - | - | - | - | - | - | - | - | - |  | Consider procured electricity only | [32 empty] | Set price | [32 empty] | Set price | [32 empty] | Set price | [32 empty] | Set price
194 | - | - | Edit asset input | User-defined settings | - | - | - | - | - | - | - | - | - |  | - | - | - | - | - | - |  | - | - | - | - | - | - | - | - | - | - | - | - | - | - | - | - | - | - | - | - | - | - | - | - | - | - | - | - | - | - | - |  | Consider procured electricity only | [32 empty] | Set price | [32 empty] | Set price | [32 empty] | Set price | [32 empty] | Set price
195 | - | - | Edit asset input | User-defined settings | - | - | - | - | - | - | - | - | - |  | - | - | - | - | - | - |  | - | - | - | - | - | - | - | - | - | - | - | - | - | - | - | - | - | - | - | - | - | - | - | - | - | - | - | - | - | - | - |  | Consider procured electricity only | [32 empty] | Set price | [32 empty] | Set price | [32 empty] | Set price | [32 empty] | Set price
196 | - | - | Edit asset input | User-defined settings | - | - | - | - | - | - | - | - | - |  | - | - | - | - | - | - |  | - | - | - | - | - | - | - | - | - | - | - | - | - | - | - | - | - | - | - | - | - | - | - | - | - | - | - | - | - | - | - |  | Consider procured electricity only | [32 empty] | Set price | [32 empty] | Set price | [32 empty] | Set price | [32 empty] | Set price
197 | - | - | Edit asset input | User-defined settings | - | - | - | - | - | - | - | - | - |  | - | - | - | - | - | - |  | - | - | - | - | - | - | - | - | - | - | - | - | - | - | - | - | - | - | - | - | - | - | - | - | - | - | - | - | - | - | - |  | Consider procured electricity only | [32 empty] | Set price | [32 empty] | Set price | [32 empty] | Set price | [32 empty] | Set price
198 | - | - | Edit asset input | User-defined settings | - | - | - | - | - | - | - | - | - |  | - | - | - | - | - | - |  | - | - | - | - | - | - | - | - | - | - | - | - | - | - | - | - | - | - | - | - | - | - | - | - | - | - | - | - | - | - | - |  | Consider procured electricity only | [32 empty] | Set price | [32 empty] | Set price | [32 empty] | Set price | [32 empty] | Set price
199 | - | - | Edit asset input | User-defined settings | - | - | - | - | - | - | - | - | - |  | - | - | - | - | - | - |  | - | - | - | - | - | - | - | - | - | - | - | - | - | - | - | - | - | - | - | - | - | - | - | - | - | - | - | - | - | - | - |  | Consider procured electricity only | [32 empty] | Set price | [32 empty] | Set price | [32 empty] | Set price | [32 empty] | Set price
200 | - | - | Edit asset input | User-defined settings | - | - | - | - | - | - | - | - | - |  | - | - | - | - | - | - |  | - | - | - | - | - | - | - | - | - | - | - | - | - | - | - | - | - | - | - | - | - | - | - | - | - | - | - | - | - | - | - |  | Consider procured electricity only | [32 empty] | Set price | [32 empty] | Set price | [32 empty] | Set price | [32 empty] | Set price
201 | - | - | Edit asset input | User-defined settings | - | - | - | - | - | - | - | - | - |  | - | - | - | - | - | - |  | - | - | - | - | - | - | - | - | - | - | - | - | - | - | - | - | - | - | - | - | - | - | - | - | - | - | - | - | - | - | - |  | Consider procured electricity only | [32 empty] | Set price | [32 empty] | Set price | [32 empty] | Set price | [32 empty] | Set price
202 | - | - | Edit asset input | User-defined settings | - | - | - | - | - | - | - | - | - |  | - | - | - | - | - | - |  | - | - | - | - | - | - | - | - | - | - | - | - | - | - | - | - | - | - | - | - | - | - | - | - | - | - | - | - | - | - | - |  | Consider procured electricity only | [32 empty] | Set price | [32 empty] | Set price | [32 empty] | Set price | [32 empty] | Set price
203 | - | - | Edit asset input | User-defined settings | - | - | - | - | - | - | - | - | - |  | - | - | - | - | - | - |  | - | - | - | - | - | - | - | - | - | - | - | - | - | - | - | - | - | - | - | - | - | - | - | - | - | - | - | - | - | - | - |  | Consider procured electricity only | [32 empty] | Set price | [32 empty] | Set price | [32 empty] | Set price | [32 empty] | Set price
204 | - | - | Edit asset input | User-defined settings | - | - | - | - | - | - | - | - | - |  | - | - | - | - | - | - |  | - | - | - | - | - | - | - | - | - | - | - | - | - | - | - | - | - | - | - | - | - | - | - | - | - | - | - | - | - | - | - |  | Consider procured electricity only | [32 empty] | Set price | [32 empty] | Set price | [32 empty] | Set price | [32 empty] | Set price
205 | - | - | Edit asset input | User-defined settings | - | - | - | - | - | - | - | - | - |  | - | - | - | - | - | - |  | - | - | - | - | - | - | - | - | - | - | - | - | - | - | - | - | - | - | - | - | - | - | - | - | - | - | - | - | - | - | - |  | Consider procured electricity only | [32 empty] | Set price | [32 empty] | Set price | [32 empty] | Set price | [32 empty] | Set price
206 | - | - | Edit asset input | User-defined settings | - | - | - | - | - | - | - | - | - |  | - | - | - | - | - | - |  | - | - | - | - | - | - | - | - | - | - | - | - | - | - | - | - | - | - | - | - | - | - | - | - | - | - | - | - | - | - | - |  | Consider procured electricity only | [32 empty] | Set price | [32 empty] | Set price | [32 empty] | Set price | [32 empty] | Set price
207 | - | - | Edit asset input | User-defined settings | - | - | - | - | - | - | - | - | - |  | - | - | - | - | - | - |  | - | - | - | - | - | - | - | - | - | - | - | - | - | - | - | - | - | - | - | - | - | - | - | - | - | - | - | - | - | - | - |  | Consider procured electricity only | [32 empty] | Set price | [32 empty] | Set price | [32 empty] | Set price | [32 empty] | Set price
208 | - | - | Edit asset input | User-defined settings | - | - | - | - | - | - | - | - | - |  | - | - | - | - | - | - |  | - | - | - | - | - | - | - | - | - | - | - | - | - | - | - | - | - | - | - | - | - | - | - | - | - | - | - | - | - | - | - |  | Consider procured electricity only | [32 empty] | Set price | [32 empty] | Set price | [32 empty] | Set price | [32 empty] | Set price
209 | - | - | Edit asset input | User-defined settings | - | - | - | - | - | - | - | - | - |  | - | - | - | - | - | - |  | - | - | - | - | - | - | - | - | - | - | - | - | - | - | - | - | - | - | - | - | - | - | - | - | - | - | - | - | - | - | - |  | Consider procured electricity only | [32 empty] | Set price | [32 empty] | Set price | [32 empty] | Set price | [32 empty] | Set price
210 | - | - | Edit asset input | User-defined settings | - | - | - | - | - | - | - | - | - |  | - | - | - | - | - | - |  | - | - | - | - | - | - | - | - | - | - | - | - | - | - | - | - | - | - | - | - | - | - | - | - | - | - | - | - | - | - | - |  | Consider procured electricity only | [32 empty] | Set price | [32 empty] | Set price | [32 empty] | Set price | [32 empty] | Set price
211 | - | - | Edit asset input | User-defined settings | - | - | - | - | - | - | - | - | - |  | - | - | - | - | - | - |  | - | - | - | - | - | - | - | - | - | - | - | - | - | - | - | - | - | - | - | - | - | - | - | - | - | - | - | - | - | - | - |  | Consider procured electricity only | [32 empty] | Set price | [32 empty] | Set price | [32 empty] | Set price | [32 empty] | Set price
212 | - | - | Edit asset input | User-defined settings | - | - | - | - | - | - | - | - | - |  | - | - | - | - | - | - |  | - | - | - | - | - | - | - | - | - | - | - | - | - | - | - | - | - | - | - | - | - | - | - | - | - | - | - | - | - | - | - |  | Consider procured electricity only | [32 empty] | Set price | [32 empty] | Set price | [32 empty] | Set price | [32 empty] | Set price
213 | - | - | Edit asset input | User-defined settings | - | - | - | - | - | - | - | - | - |  | - | - | - | - | - | - |  | - | - | - | - | - | - | - | - | - | - | - | - | - | - | - | - | - | - | - | - | - | - | - | - | - | - | - | - | - | - | - |  | Consider procured electricity only | [32 empty] | Set price | [32 empty] | Set price | [32 empty] | Set price | [32 empty] | Set price
214 | - | - | Edit asset input | User-defined settings | - | - | - | - | - | - | - | - | - |  | - | - | - | - | - | - |  | - | - | - | - | - | - | - | - | - | - | - | - | - | - | - | - | - | - | - | - | - | - | - | - | - | - | - | - | - | - | - |  | Consider procured electricity only | [32 empty] | Set price | [32 empty] | Set price | [32 empty] | Set price | [32 empty] | Set price
215 | - | - | Edit asset input | User-defined settings | - | - | - | - | - | - | - | - | - |  | - | - | - | - | - | - |  | - | - | - | - | - | - | - | - | - | - | - | - | - | - | - | - | - | - | - | - | - | - | - | - | - | - | - | - | - | - | - |  | Consider procured electricity only | [32 empty] | Set price | [32 empty] | Set price | [32 empty] | Set price | [32 empty] | Set price
216 | - | - | Edit asset input | User-defined settings | - | - | - | - | - | - | - | - | - |  | - | - | - | - | - | - |  | - | - | - | - | - | - | - | - | - | - | - | - | - | - | - | - | - | - | - | - | - | - | - | - | - | - | - | - | - | - | - |  | Consider procured electricity only | [32 empty] | Set price | [32 empty] | Set price | [32 empty] | Set price | [32 empty] | Set price
217 | - | - | Edit asset input | User-defined settings | - | - | - | - | - | - | - | - | - |  | - | - | - | - | - | - |  | - | - | - | - | - | - | - | - | - | - | - | - | - | - | - | - | - | - | - | - | - | - | - | - | - | - | - | - | - | - | - |  | Consider procured electricity only | [32 empty] | Set price | [32 empty] | Set price | [32 empty] | Set price | [32 empty] | Set price
218 | - | - | Edit asset input | User-defined settings | - | - | - | - | - | - | - | - | - |  | - | - | - | - | - | - |  | - | - | - | - | - | - | - | - | - | - | - | - | - | - | - | - | - | - | - | - | - | - | - | - | - | - | - | - | - | - | - |  | Consider procured electricity only | [32 empty] | Set price | [32 empty] | Set price | [32 empty] | Set price | [32 empty] | Set price
219 | - | - | Edit asset input | User-defined settings | - | - | - | - | - | - | - | - | - |  | - | - | - | - | - | - |  | - | - | - | - | - | - | - | - | - | - | - | - | - | - | - | - | - | - | - | - | - | - | - | - | - | - | - | - | - | - | - |  | Consider procured electricity only | [32 empty] | Set price | [32 empty] | Set price | [32 empty] | Set price | [32 empty] | Set price
220 | - | - | Edit asset input | User-defined settings | - | - | - | - | - | - | - | - | - |  | - | - | - | - | - | - |  | - | - | - | - | - | - | - | - | - | - | - | - | - | - | - | - | - | - | - | - | - | - | - | - | - | - | - | - | - | - | - |  | Consider procured electricity only | [32 empty] | Set price | [32 empty] | Set price | [32 empty] | Set price | [32 empty] | Set price
221 | - | - | Edit asset input | User-defined settings | - | - | - | - | - | - | - | - | - |  | - | - | - | - | - | - |  | - | - | - | - | - | - | - | - | - | - | - | - | - | - | - | - | - | - | - | - | - | - | - | - | - | - | - | - | - | - | - |  | Consider procured electricity only | [32 empty] | Set price | [32 empty] | Set price | [32 empty] | Set price | [32 empty] | Set price
222 | - | - | Edit asset input | User-defined settings | - | - | - | - | - | - | - | - | - |  | - | - | - | - | - | - |  | - | - | - | - | - | - | - | - | - | - | - | - | - | - | - | - | - | - | - | - | - | - | - | - | - | - | - | - | - | - | - |  | Consider procured electricity only | [32 empty] | Set price | [32 empty] | Set price | [32 empty] | Set price | [32 empty] | Set price
223 | - | - | Edit asset input | User-defined settings | - | - | - | - | - | - | - | - | - |  | - | - | - | - | - | - |  | - | - | - | - | - | - | - | - | - | - | - | - | - | - | - | - | - | - | - | - | - | - | - | - | - | - | - | - | - | - | - |  | Consider procured electricity only | [32 empty] | Set price | [32 empty] | Set price | [32 empty] | Set price | [32 empty] | Set price
224 | - | - | Edit asset input | User-defined settings | - | - | - | - | - | - | - | - | - |  | - | - | - | - | - | - |  | - | - | - | - | - | - | - | - | - | - | - | - | - | - | - | - | - | - | - | - | - | - | - | - | - | - | - | - | - | - | - |  | Consider procured electricity only | [32 empty] | Set price | [32 empty] | Set price | [32 empty] | Set price | [32 empty] | Set price
225 | - | - | Edit asset input | User-defined settings | - | - | - | - | - | - | - | - | - |  | - | - | - | - | - | - |  | - | - | - | - | - | - | - | - | - | - | - | - | - | - | - | - | - | - | - | - | - | - | - | - | - | - | - | - | - | - | - |  | Consider procured electricity only | [32 empty] | Set price | [32 empty] | Set price | [32 empty] | Set price | [32 empty] | Set price
226 | - | - | Edit asset input | User-defined settings | - | - | - | - | - | - | - | - | - |  | - | - | - | - | - | - |  | - | - | - | - | - | - | - | - | - | - | - | - | - | - | - | - | - | - | - | - | - | - | - | - | - | - | - | - | - | - | - |  | Consider procured electricity only | [32 empty] | Set price | [32 empty] | Set price | [32 empty] | Set price | [32 empty] | Set price
227 | - | - | Edit asset input | User-defined settings | - | - | - | - | - | - | - | - | - |  | - | - | - | - | - | - |  | - | - | - | - | - | - | - | - | - | - | - | - | - | - | - | - | - | - | - | - | - | - | - | - | - | - | - | - | - | - | - |  | Consider procured electricity only | [32 empty] | Set price | [32 empty] | Set price | [32 empty] | Set price | [32 empty] | Set price
228 | - | - | Edit asset input | User-defined settings | - | - | - | - | - | - | - | - | - |  | - | - | - | - | - | - |  | - | - | - | - | - | - | - | - | - | - | - | - | - | - | - | - | - | - | - | - | - | - | - | - | - | - | - | - | - | - | - |  | Consider procured electricity only | [32 empty] | Set price | [32 empty] | Set price | [32 empty] | Set price | [32 empty] | Set price
229 | - | - | Edit asset input | User-defined settings | - | - | - | - | - | - | - | - | - |  | - | - | - | - | - | - |  | - | - | - | - | - | - | - | - | - | - | - | - | - | - | - | - | - | - | - | - | - | - | - | - | - | - | - | - | - | - | - |  | Consider procured electricity only | [32 empty] | Set price | [32 empty] | Set price | [32 empty] | Set price | [32 empty] | Set price
230 | - | - | Edit asset input | User-defined settings | - | - | - | - | - | - | - | - | - |  | - | - | - | - | - | - |  | - | - | - | - | - | - | - | - | - | - | - | - | - | - | - | - | - | - | - | - | - | - | - | - | - | - | - | - | - | - | - |  | Consider procured electricity only | [32 empty] | Set price | [32 empty] | Set price | [32 empty] | Set price | [32 empty] | Set price
231 | - | - | Edit asset input | User-defined settings | - | - | - | - | - | - | - | - | - |  | - | - | - | - | - | - |  | - | - | - | - | - | - | - | - | - | - | - | - | - | - | - | - | - | - | - | - | - | - | - | - | - | - | - | - | - | - | - |  | Consider procured electricity only | [32 empty] | Set price | [32 empty] | Set price | [32 empty] | Set price | [32 empty] | Set price
232 | - | - | Edit asset input | User-defined settings | - | - | - | - | - | - | - | - | - |  | - | - | - | - | - | - |  | - | - | - | - | - | - | - | - | - | - | - | - | - | - | - | - | - | - | - | - | - | - | - | - | - | - | - | - | - | - | - |  | Consider procured electricity only | [32 empty] | Set price | [32 empty] | Set price | [32 empty] | Set price | [32 empty] | Set price
233 | - | - | Edit asset input | User-defined settings | - | - | - | - | - | - | - | - | - |  | - | - | - | - | - | - |  | - | - | - | - | - | - | - | - | - | - | - | - | - | - | - | - | - | - | - | - | - | - | - | - | - | - | - | - | - | - | - |  | Consider procured electricity only | [32 empty] | Set price | [32 empty] | Set price | [32 empty] | Set price | [32 empty] | Set price
234 | - | - | Edit asset input | User-defined settings | - | - | - | - | - | - | - | - | - |  | - | - | - | - | - | - |  | - | - | - | - | - | - | - | - | - | - | - | - | - | - | - | - | - | - | - | - | - | - | - | - | - | - | - | - | - | - | - |  | Consider procured electricity only | [32 empty] | Set price | [32 empty] | Set price | [32 empty] | Set price | [32 empty] | Set price
235 | - | - | Edit asset input | User-defined settings | - | - | - | - | - | - | - | - | - |  | - | - | - | - | - | - |  | - | - | - | - | - | - | - | - | - | - | - | - | - | - | - | - | - | - | - | - | - | - | - | - | - | - | - | - | - | - | - |  | Consider procured electricity only | [32 empty] | Set price | [32 empty] | Set price | [32 empty] | Set price | [32 empty] | Set price
236 | - | - | Edit asset input | User-defined settings | - | - | - | - | - | - | - | - | - |  | - | - | - | - | - | - |  | - | - | - | - | - | - | - | - | - | - | - | - | - | - | - | - | - | - | - | - | - | - | - | - | - | - | - | - | - | - | - |  | Consider procured electricity only | [32 empty] | Set price | [32 empty] | Set price | [32 empty] | Set price | [32 empty] | Set price
237 | - | - | Edit asset input | User-defined settings | - | - | - | - | - | - | - | - | - |  | - | - | - | - | - | - |  | - | - | - | - | - | - | - | - | - | - | - | - | - | - | - | - | - | - | - | - | - | - | - | - | - | - | - | - | - | - | - |  | Consider procured electricity only | [32 empty] | Set price | [32 empty] | Set price | [32 empty] | Set price | [32 empty] | Set price
238 | - | - | Edit asset input | User-defined settings | - | - | - | - | - | - | - | - | - |  | - | - | - | - | - | - |  | - | - | - | - | - | - | - | - | - | - | - | - | - | - | - | - | - | - | - | - | - | - | - | - | - | - | - | - | - | - | - |  | Consider procured electricity only | [32 empty] | Set price | [32 empty] | Set price | [32 empty] | Set price | [32 empty] | Set price
239 | - | - | Edit asset input | User-defined settings | - | - | - | - | - | - | - | - | - |  | - | - | - | - | - | - |  | - | - | - | - | - | - | - | - | - | - | - | - | - | - | - | - | - | - | - | - | - | - | - | - | - | - | - | - | - | - | - |  | Consider procured electricity only | [32 empty] | Set price | [32 empty] | Set price | [32 empty] | Set price | [32 empty] | Set price
240 | - | - | Edit asset input | User-defined settings | - | - | - | - | - | - | - | - | - |  | - | - | - | - | - | - |  | - | - | - | - | - | - | - | - | - | - | - | - | - | - | - | - | - | - | - | - | - | - | - | - | - | - | - | - | - | - | - |  | Consider procured electricity only | [32 empty] | Set price | [32 empty] | Set price | [32 empty] | Set price | [32 empty] | Set price
241 | - | - | Edit asset input | User-defined settings | - | - | - | - | - | - | - | - | - |  | - | - | - | - | - | - |  | - | - | - | - | - | - | - | - | - | - | - | - | - | - | - | - | - | - | - | - | - | - | - | - | - | - | - | - | - | - | - |  | Consider procured electricity only | [32 empty] | Set price | [32 empty] | Set price | [32 empty] | Set price | [32 empty] | Set price
242 | - | - | Edit asset input | User-defined settings | - | - | - | - | - | - | - | - | - |  | - | - | - | - | - | - |  | - | - | - | - | - | - | - | - | - | - | - | - | - | - | - | - | - | - | - | - | - | - | - | - | - | - | - | - | - | - | - |  | Consider procured electricity only | [32 empty] | Set price | [32 empty] | Set price | [32 empty] | Set price | [32 empty] | Set price
243 | - | - | Edit asset input | User-defined settings | - | - | - | - | - | - | - | - | - |  | - | - | - | - | - | - |  | - | - | - | - | - | - | - | - | - | - | - | - | - | - | - | - | - | - | - | - | - | - | - | - | - | - | - | - | - | - | - |  | Consider procured electricity only | [32 empty] | Set price | [32 empty] | Set price | [32 empty] | Set price | [32 empty] | Set price
244 | - | - | Edit asset input | User-defined settings | - | - | - | - | - | - | - | - | - |  | - | - | - | - | - | - |  | - | - | - | - | - | - | - | - | - | - | - | - | - | - | - | - | - | - | - | - | - | - | - | - | - | - | - | - | - | - | - |  | Consider procured electricity only | [32 empty] | Set price | [32 empty] | Set price | [32 empty] | Set price | [32 empty] | Set price
245 | - | - | Edit asset input | User-defined settings | - | - | - | - | - | - | - | - | - |  | - | - | - | - | - | - |  | - | - | - | - | - | - | - | - | - | - | - | - | - | - | - | - | - | - | - | - | - | - | - | - | - | - | - | - | - | - | - |  | Consider procured electricity only | [32 empty] | Set price | [32 empty] | Set price | [32 empty] | Set price | [32 empty] | Set price
246 | - | - | Edit asset input | User-defined settings | - | - | - | - | - | - | - | - | - |  | - | - | - | - | - | - |  | - | - | - | - | - | - | - | - | - | - | - | - | - | - | - | - | - | - | - | - | - | - | - | - | - | - | - | - | - | - | - |  | Consider procured electricity only | [32 empty] | Set price | [32 empty] | Set price | [32 empty] | Set price | [32 empty] | Set price
247 | - | - | Edit asset input | User-defined settings | - | - | - | - | - | - | - | - | - |  | - | - | - | - | - | - |  | - | - | - | - | - | - | - | - | - | - | - | - | - | - | - | - | - | - | - | - | - | - | - | - | - | - | - | - | - | - | - |  | Consider procured electricity only | [32 empty] | Set price | [32 empty] | Set price | [32 empty] | Set price | [32 empty] | Set price
248 | - | - | Edit asset input | User-defined settings | - | - | - | - | - | - | - | - | - |  | - | - | - | - | - | - |  | - | - | - | - | - | - | - | - | - | - | - | - | - | - | - | - | - | - | - | - | - | - | - | - | - | - | - | - | - | - | - |  | Consider procured electricity only | [32 empty] | Set price | [32 empty] | Set price | [32 empty] | Set price | [32 empty] | Set price
249 | - | - | Edit asset input | User-defined settings | - | - | - | - | - | - | - | - | - |  | - | - | - | - | - | - |  | - | - | - | - | - | - | - | - | - | - | - | - | - | - | - | - | - | - | - | - | - | - | - | - | - | - | - | - | - | - | - |  | Consider procured electricity only | [32 empty] | Set price | [32 empty] | Set price | [32 empty] | Set price | [32 empty] | Set price
250 | - | - | Edit asset input | User-defined settings | - | - | - | - | - | - | - | - | - |  | - | - | - | - | - | - |  | - | - | - | - | - | - | - | - | - | - | - | - | - | - | - | - | - | - | - | - | - | - | - | - | - | - | - | - | - | - | - |  | Consider procured electricity only | [32 empty] | Set price | [32 empty] | Set price | [32 empty] | Set price | [32 empty] | Set price
Note on E6: CRREM has now published a 1.5°C GHGe pathway which includes all other GHGs in regard to fugitive emissions/ F-gases from i.e. cooling equipment’s, HVAC etc. Users may benchmark their asset performance against the GHGe pathway if data is reported in the “Input – Fugitive Emissions” section.

## Portfolio
TRANSITION RISK ANALYSIS PORTFOLIO LEVEL RESULTS
| This sheet shows the aggregated results of the CRREM transition risk analysis for all properties entered in the Asset input sheet. Analysis can be conducted for the entire portfolio or filtered by country, property type and individual entities (e.g. funds) as defined in the Asset input sheet . | [14 empty] | No properties entered yet (or all deactivated)
Click here to see results on asset level
| Set filter: | Country: | All | Property type: | All | Entity/Fund: | All |  | Assessment year: | all
| EVOLUTION OF NON-COMPLIANCE WITHIN PORTFOLIO | [10 empty] | MISALIGNMENT EVENTS: NEED FOR ACTION? | [7 empty] | CO2/GHG & ENERGY INTENSITY OF PORTFOLIO vs. 1.5°C- & 1.5°C GHG Target | [10 empty] | COSTS OF EXCESS EMISSIONS OF PORTFOLIO |  | PORTFOLIO SUMMARY
| Diagrams on the right display the evolution of not compliant assets within your portfolio. Upper graph: Relative share of non-compliant assets. Lower graph: Absolute figures. Choose whether to display data based on the number of buildings, gross floor area (GFA) or gross asset value (GAV). Choose whether to exclude individual assets or exclude them from a certain year on. | [10 empty] | The graph on the right provides a summary of misalignment events in the course of time. Each circle corresponds to one asset not complying with its decarbonisation pathways for the first time. Circle size (GAV) and y-axis (Floor area) indicate the importance of an asset within the portfolio. The area of the circles corresponds to the GAV of the stranded asset. Choose below which global warming target to apply. The numbers next to the circles depict the asset ID. | [7 empty] | The graphs on the right present the GHG intensity (above) and energy intensity (bellow) of the selected portfolio (black line), benchmarking it against the floor-area-weighted decarbonisation pathway (orange: 1.5°C all GHG, blue: 1.5°C). Exclude individual assets by means of the table below. | [10 empty] | Aggregated costs of excess emissions for all assets within selected portfolio. |  | Asset ID (click on an Asset ID to change input data) | Year of Misalignment |  | Year of Misalignment |  | Discounted costs of excess emissions (incl. value of emissions below pathway, red: costs > value - green: value ≥ costs) |  | Cumulated excess emissions until 2050 |  | GHG-Intensity [kgCO2e/m²/yr] | Cumulative emissions to 2050 [tCO2e] | Emission budget Baseline year -2050 [tCO2e] (red: budget < cum. emissions - green: budget ≥ cum. Emissions)
[31 empty] | Climate target: | 1.5°C |  | 1.5°C-target | 1.5°C all GHG-target | 1.5°C-target | 2°C-target | Carbon value at Risk (costs per GAV) | Absolute [$] | Absolute [kgCO2e] | Per GFA [kgCO2e/m²]
[38 empty] | Set discount rate: | 3%
[20 empty] | Asset ID | Include | [9 empty] | Carbon Value at Risk: | [6 empty] | 1.5°C-target | 1.5°C-target | 1.5°C-target | 1.5°C all GHG-target |  |  | 1.5°C-target
| Asset ID | Include | Sell in year | [17 empty] | Yes | [9 empty] | Not available for all included assets |  | Σ
1 |  | Yes | Don't sell | [17 empty] | Yes
2 |  | Yes | Don't sell | [17 empty] | No | [9 empty] | Asset ID | Include
3 |  | Yes | Don't sell | [17 empty] | Yes | [10 empty] | Yes
4 |  | Yes | Don't sell | [17 empty] | Yes | [10 empty] | Yes
5 |  | Yes | Don't sell | [17 empty] | Yes | [10 empty] | Yes
6 |  | Yes | Don't sell | [17 empty] | Yes | [10 empty] | Yes
7 |  | Yes | Don't sell | [17 empty] | Yes | [10 empty] | Yes
8 |  | Yes | Don't sell | [8 empty] | Climate target: | 1.5°C | [7 empty] | Yes | [10 empty] | Yes
9 |  | Yes | Don't sell | [17 empty] | Yes | [10 empty] | Yes
10 |  | Yes | Don't sell | [17 empty] | Yes | [10 empty] | Yes
11 |  | Yes | Don't sell | [17 empty] | Yes | [10 empty] | Yes
12 |  | Yes | Don't sell | [17 empty] | No | [10 empty] | Yes
13 |  | Yes | Don't sell | [17 empty] | Yes | [10 empty] | Yes
14 |  | Yes | Don't sell | [17 empty] | No | [10 empty] | No
15 |  | Yes | Don't sell | [17 empty] | Yes | [10 empty] | No
16 |  | Yes | Don't sell | [17 empty] | Yes | [10 empty] | No
17 |  | Yes | Don't sell | [17 empty] | Yes | [10 empty] | No
18 |  | Yes | Don't sell | [17 empty] | Yes | [10 empty] | No
19 |  | Yes | Don't sell |  |  | Show shares based on: |  | Climate target: | [12 empty] | Yes | [10 empty] | No
20 |  | Yes | Don't sell |  |  | Number of buildings |  | 1.5°C | [6 empty] | (area of circles corresponds to GAV of asset) | [5 empty] | Yes | [10 empty] | No
21 |  | Yes | Don't sell | [17 empty] | Yes | [10 empty] | No
22 |  | Yes | Don't sell | [17 empty] | Yes | [10 empty] | No
23 |  | Yes | Don't sell | [17 empty] | Yes | [10 empty] | No
24 |  | Yes | Don't sell | [17 empty] | Yes | [10 empty] | No
25 |  | Yes | Don't sell |  | Absolute figures of not compliant assets (number of buildings, floor area or asset value) | [15 empty] | Yes | [10 empty] | No
26 |  | Yes | Don't sell | [17 empty] | Yes | [10 empty] | No
27 |  | Yes | Don't sell | [17 empty] | Yes | [10 empty] | No
28 |  | Yes | Don't sell | [17 empty] | Yes | [10 empty] | No
29 |  | Yes | Don't sell | [17 empty] | Yes | [10 empty] | No
30 |  | Yes | Don't sell | Number of buildings | [16 empty] | Yes | [10 empty] | No
31 |  | Yes | Don't sell | [17 empty] | Yes | [10 empty] | No
32 |  | Yes | Don't sell | [17 empty] | No | [10 empty] | No
33 |  | Yes | Don't sell | [17 empty] | Yes | [10 empty] | No
34 |  | Yes | Don't sell | [17 empty] | Yes | [10 empty] | No
35 |  | Yes | Don't sell | [17 empty] | Yes | [10 empty] | No
36 |  | Yes | Don't sell | [17 empty] | Yes | [10 empty] | No
37 |  | Yes | Don't sell | [17 empty] | Yes | [10 empty] | No
38 |  | Yes | Don't sell | [17 empty] | Yes | [10 empty] | No
39 |  | Yes | Don't sell | [17 empty] | Yes | [10 empty] | No
40 |  | Yes | Don't sell | [17 empty] | Yes | [10 empty] | No
41 |  | Yes | Don't sell | [17 empty] | Yes | [10 empty] | No
42 |  | Yes | Don't sell | [17 empty] | Yes | [10 empty] | No
43 |  | Yes | Don't sell | [17 empty] | Yes | [10 empty] | No
44 |  | Yes | Don't sell | [17 empty] | Yes | [10 empty] | No
45 |  | Yes | Don't sell | [17 empty] | Yes | [10 empty] | No
46 |  | Yes | Don't sell | [17 empty] | Yes | [10 empty] | No
47 |  | Yes | Don't sell | [17 empty] | Yes | [10 empty] | No
48 |  | Yes | Don't sell | [17 empty] | Yes | [10 empty] | No
49 |  | Yes | Don't sell | [17 empty] | Yes | [10 empty] | No
50 |  | Yes | Don't sell |  |  |  | Select indicator to be displayed: | [13 empty] | Yes | [10 empty] | No
51 |  | Yes | Don't sell |  |  |  | Number of buildings | [13 empty] | Yes | [10 empty] | No
52 |  | Yes | Don't sell | [17 empty] | Yes | [10 empty] | No
53 |  | Yes | Don't sell | [17 empty] | Yes | [10 empty] | No
54 |  | Yes | Don't sell | [17 empty] | Yes | [10 empty] | No
55 |  | Yes | Don't sell | [17 empty] | Yes | [10 empty] | No
56 |  | Yes | Don't sell | [17 empty] | Yes | [10 empty] | No
57 |  | Yes | Don't sell | [17 empty] | Yes | [10 empty] | No
58 |  | Yes | Don't sell | [17 empty] | Yes | [10 empty] | No
59 |  | Yes | Don't sell | [17 empty] | Yes | [10 empty] | No
60 |  | Yes | Don't sell | [17 empty] | Yes | [10 empty] | No
61 |  | Yes | Don't sell | [17 empty] | Yes | [10 empty] | No
62 |  | Yes | Don't sell | [17 empty] | Yes | [10 empty] | No
63 |  | Yes | Don't sell | [17 empty] | Yes | [10 empty] | No
64 |  | Yes | Don't sell | [17 empty] | Yes | [10 empty] | No
65 |  | Yes | Don't sell | [17 empty] | Yes | [10 empty] | No
66 |  | Yes | Don't sell | [17 empty] | Yes | [10 empty] | No
67 |  | Yes | Don't sell | [17 empty] | Yes | [10 empty] | No
68 |  | Yes | Don't sell | [17 empty] | Yes | [10 empty] | No
69 |  | Yes | Don't sell | [17 empty] | Yes | [10 empty] | No
70 |  | Yes | Don't sell | [17 empty] | Yes | [10 empty] | No
71 |  | Yes | Don't sell | [17 empty] | Yes | [10 empty] | No
72 |  | Yes | Don't sell | [17 empty] | Yes | [10 empty] | No
73 |  | Yes | Don't sell | [17 empty] | Yes | [10 empty] | No
74 |  | Yes | Don't sell | [17 empty] | Yes | [10 empty] | No
75 |  | Yes | Don't sell | [17 empty] | Yes | [10 empty] | No
76 |  | Yes | Don't sell | [17 empty] | Yes | [10 empty] | No
77 |  | Yes | Don't sell | [17 empty] | Yes | [10 empty] | No
78 |  | Yes | Don't sell | [17 empty] | Yes | [10 empty] | No
79 |  | Yes | Don't sell | [17 empty] | Yes | [10 empty] | No
80 |  | Yes | Don't sell | [17 empty] | Yes | [10 empty] | No
81 |  | Yes | Don't sell | [17 empty] | Yes | [10 empty] | No
82 |  | Yes | Don't sell | [17 empty] | Yes | [10 empty] | No
83 |  | Yes | Don't sell | [17 empty] | Yes | [10 empty] | No
84 |  | Yes | Don't sell | [17 empty] | Yes | [10 empty] | No
85 |  | Yes | Don't sell | [17 empty] | Yes | [10 empty] | No
86 |  | Yes | Don't sell | [17 empty] | Yes | [10 empty] | No
87 |  | Yes | Don't sell | [17 empty] | Yes | [10 empty] | No
88 |  | Yes | Don't sell | [17 empty] | Yes | [10 empty] | No
89 |  | Yes | Don't sell | [17 empty] | Yes | [10 empty] | No
90 |  | Yes | Don't sell | [17 empty] | Yes | [10 empty] | No
91 |  | Yes | Don't sell | [17 empty] | Yes | [10 empty] | No
92 |  | Yes | Don't sell | [17 empty] | Yes | [10 empty] | No
93 |  | Yes | Don't sell | [17 empty] | Yes | [10 empty] | No
94 |  | Yes | Don't sell | [17 empty] | Yes | [10 empty] | No
95 |  | Yes | Don't sell | [17 empty] | Yes | [10 empty] | No
96 |  | Yes | Don't sell | [17 empty] | Yes | [10 empty] | No
97 |  | Yes | Don't sell | [17 empty] | Yes | [10 empty] | No
98 |  | Yes | Don't sell | [17 empty] | Yes | [10 empty] | No
99 |  | Yes | Don't sell | [17 empty] | Yes | [10 empty] | No
100 |  | Yes | Don't sell | [17 empty] | Yes | [10 empty] | No
101 |  | Yes | Don't sell | [17 empty] | Yes | [10 empty] | No
102 |  | Yes | Don't sell | [17 empty] | Yes | [10 empty] | No
103 |  | Yes | Don't sell | [17 empty] | Yes | [10 empty] | No
104 |  | Yes | Don't sell | [17 empty] | Yes | [10 empty] | No
105 |  | Yes | Don't sell | [17 empty] | Yes | [10 empty] | No
106 |  | Yes | Don't sell | [17 empty] | Yes | [10 empty] | No
107 |  | Yes | Don't sell | [17 empty] | Yes | [10 empty] | No
108 |  | Yes | Don't sell | [17 empty] | Yes | [10 empty] | No
109 |  | Yes | Don't sell | [17 empty] | Yes | [10 empty] | No
110 |  | Yes | Don't sell | [17 empty] | Yes | [10 empty] | No
111 |  | Yes | Don't sell | [17 empty] | Yes | [10 empty] | No
112 |  | Yes | Don't sell | [17 empty] | Yes | [10 empty] | No
113 |  | Yes | Don't sell | [17 empty] | Yes | [10 empty] | No
114 |  | Yes | Don't sell | [17 empty] | Yes | [10 empty] | No
115 |  | Yes | Don't sell | [17 empty] | Yes | [10 empty] | No
116 |  | Yes | Don't sell | [17 empty] | Yes | [10 empty] | No
117 |  | Yes | Don't sell | [17 empty] | Yes | [10 empty] | No
118 |  | Yes | Don't sell | [17 empty] | Yes | [10 empty] | No
119 |  | Yes | Don't sell | [17 empty] | Yes | [10 empty] | No
120 |  | Yes | Don't sell | [17 empty] | Yes | [10 empty] | No
121 |  | Yes | Don't sell | [17 empty] | Yes | [10 empty] | No
122 |  | Yes | Don't sell | [17 empty] | Yes | [10 empty] | No
123 |  | Yes | Don't sell | [17 empty] | Yes | [10 empty] | No
124 |  | Yes | Don't sell | [17 empty] | Yes | [10 empty] | No
125 |  | Yes | Don't sell | [17 empty] | Yes | [10 empty] | No
126 |  | Yes | Don't sell | [17 empty] | Yes | [10 empty] | No
127 |  | Yes | Don't sell | [17 empty] | Yes | [10 empty] | No
128 |  | Yes | Don't sell | [17 empty] | Yes | [10 empty] | No
129 |  | Yes | Don't sell | [17 empty] | Yes | [10 empty] | No
130 |  | Yes | Don't sell | [17 empty] | Yes | [10 empty] | No
131 |  | Yes | Don't sell | [17 empty] | Yes | [10 empty] | No
132 |  | Yes | Don't sell | [17 empty] | Yes | [10 empty] | No
133 |  | Yes | Don't sell | [17 empty] | Yes | [10 empty] | No
134 |  | Yes | Don't sell | [17 empty] | Yes | [10 empty] | No
135 |  | Yes | Don't sell | [17 empty] | Yes | [10 empty] | No
136 |  | Yes | Don't sell | [17 empty] | Yes | [10 empty] | No
137 |  | Yes | Don't sell | [17 empty] | Yes | [10 empty] | No
138 |  | Yes | Don't sell | [17 empty] | Yes | [10 empty] | No
139 |  | Yes | Don't sell | [17 empty] | Yes | [10 empty] | No
140 |  | Yes | Don't sell | [17 empty] | Yes | [10 empty] | No
141 |  | Yes | Don't sell | [17 empty] | Yes | [10 empty] | No
142 |  | Yes | Don't sell | [17 empty] | Yes | [10 empty] | No
143 |  | Yes | Don't sell | [17 empty] | Yes | [10 empty] | No
144 |  | Yes | Don't sell | [17 empty] | Yes | [10 empty] | No
145 |  | Yes | Don't sell | [17 empty] | Yes | [10 empty] | No
146 |  | Yes | Don't sell | [17 empty] | Yes | [10 empty] | No
147 |  | Yes | Don't sell | [17 empty] | Yes | [10 empty] | No
148 |  | Yes | Don't sell | [17 empty] | Yes | [10 empty] | No
149 |  | Yes | Don't sell | [17 empty] | Yes | [10 empty] | No
150 |  | Yes | Don't sell | [17 empty] | Yes | [10 empty] | No
151 |  | Yes | Don't sell | [17 empty] | Yes | [10 empty] | No
152 |  | Yes | Don't sell | [17 empty] | Yes | [10 empty] | No
153 |  | Yes | Don't sell | [17 empty] | Yes | [10 empty] | No
154 |  | Yes | Don't sell | [17 empty] | Yes | [10 empty] | No
155 |  | Yes | Don't sell | [17 empty] | Yes | [10 empty] | No
156 |  | Yes | Don't sell | [17 empty] | Yes | [10 empty] | No
157 |  | Yes | Don't sell | [17 empty] | Yes | [10 empty] | No
158 |  | Yes | Don't sell | [17 empty] | Yes | [10 empty] | No
159 |  | Yes | Don't sell | [17 empty] | Yes | [10 empty] | No
160 |  | Yes | Don't sell | [17 empty] | Yes | [10 empty] | No
161 |  | Yes | Don't sell | [17 empty] | Yes | [10 empty] | No
162 |  | Yes | Don't sell | [17 empty] | Yes | [10 empty] | No
163 |  | Yes | Don't sell | [17 empty] | Yes | [10 empty] | No
164 |  | Yes | Don't sell | [17 empty] | Yes | [10 empty] | No
165 |  | Yes | Don't sell | [17 empty] | Yes | [10 empty] | No
166 |  | Yes | Don't sell | [17 empty] | Yes | [10 empty] | No
167 |  | Yes | Don't sell | [17 empty] | Yes | [10 empty] | No
168 |  | Yes | Don't sell | [17 empty] | Yes | [10 empty] | No
169 |  | Yes | Don't sell | [17 empty] | Yes | [10 empty] | No
170 |  | Yes | Don't sell | [17 empty] | Yes | [10 empty] | No
171 |  | Yes | Don't sell | [17 empty] | Yes | [10 empty] | No
172 |  | Yes | Don't sell | [17 empty] | Yes | [10 empty] | No
173 |  | Yes | Don't sell | [17 empty] | Yes | [10 empty] | No
174 |  | Yes | Don't sell | [17 empty] | Yes | [10 empty] | No
175 |  | Yes | Don't sell | [17 empty] | Yes | [10 empty] | No
176 |  | Yes | Don't sell | [17 empty] | Yes | [10 empty] | No
177 |  | Yes | Don't sell | [17 empty] | Yes | [10 empty] | No
178 |  | Yes | Don't sell | [17 empty] | Yes | [10 empty] | No
179 |  | Yes | Don't sell | [17 empty] | Yes | [10 empty] | No
180 |  | Yes | Don't sell | [17 empty] | Yes | [10 empty] | No
181 |  | Yes | Don't sell | [17 empty] | Yes | [10 empty] | No
182 |  | Yes | Don't sell | [17 empty] | Yes | [10 empty] | No
183 |  | Yes | Don't sell | [17 empty] | Yes | [10 empty] | No
184 |  | Yes | Don't sell | [17 empty] | Yes | [10 empty] | No
185 |  | Yes | Don't sell | [17 empty] | Yes | [10 empty] | No
186 |  | Yes | Don't sell | [17 empty] | Yes | [10 empty] | No
187 |  | Yes | Don't sell | [17 empty] | Yes | [10 empty] | No
188 |  | Yes | Don't sell | [17 empty] | Yes | [10 empty] | No
189 |  | Yes | Don't sell | [17 empty] | Yes | [10 empty] | No
190 |  | Yes | Don't sell | [17 empty] | Yes | [10 empty] | No
191 |  | Yes | Don't sell | [17 empty] | Yes | [10 empty] | No
192 |  | Yes | Don't sell | [17 empty] | Yes | [10 empty] | No
193 |  | Yes | Don't sell | [17 empty] | Yes | [10 empty] | No
194 |  | Yes | Don't sell | [17 empty] | Yes | [10 empty] | No
195 |  | Yes | Don't sell | [17 empty] | Yes | [10 empty] | No
196 |  | Yes | Don't sell | [17 empty] | Yes | [10 empty] | No
197 |  | Yes | Don't sell | [17 empty] | Yes | [10 empty] | No
198 |  | Yes | Don't sell | [17 empty] | Yes | [10 empty] | No
199 |  | Yes | Don't sell | [17 empty] | Yes | [10 empty] | No
200 |  | Yes | Don't sell | [17 empty] | Yes | [10 empty] | No
201 |  | Yes | Don't sell | [17 empty] | Yes | [10 empty] | No
202 |  | Yes | Don't sell | [17 empty] | Yes | [10 empty] | No
203 |  | Yes | Don't sell | [17 empty] | Yes | [10 empty] | No
204 |  | Yes | Don't sell | [17 empty] | Yes | [10 empty] | No
205 |  | Yes | Don't sell | [17 empty] | Yes | [10 empty] | No
206 |  | Yes | Don't sell | [17 empty] | Yes | [10 empty] | No
207 |  | Yes | Don't sell | [17 empty] | Yes | [10 empty] | No
208 |  | Yes | Don't sell | [17 empty] | Yes | [10 empty] | No
209 |  | Yes | Don't sell | [17 empty] | Yes | [10 empty] | No
210 |  | Yes | Don't sell | [17 empty] | Yes | [10 empty] | No
211 |  | Yes | Don't sell | [17 empty] | Yes | [10 empty] | No
212 |  | Yes | Don't sell | [17 empty] | Yes | [10 empty] | No
213 |  | Yes | Don't sell | [17 empty] | Yes | [10 empty] | No
214 |  | Yes | Don't sell | [17 empty] | Yes | [10 empty] | No
215 |  | Yes | Don't sell | [17 empty] | Yes | [10 empty] | No
216 |  | Yes | Don't sell | [17 empty] | Yes | [10 empty] | No
217 |  | Yes | Don't sell | [17 empty] | Yes | [10 empty] | No
218 |  | Yes | Don't sell | [17 empty] | Yes | [10 empty] | No
219 |  | Yes | Don't sell | [17 empty] | Yes | [10 empty] | No
220 |  | Yes | Don't sell | [17 empty] | Yes | [10 empty] | No
221 |  | Yes | Don't sell | [17 empty] | Yes | [10 empty] | No
222 |  | Yes | Don't sell | [17 empty] | Yes | [10 empty] | No
223 |  | Yes | Don't sell | [17 empty] | Yes | [10 empty] | No
224 |  | Yes | Don't sell | [17 empty] | Yes | [10 empty] | No
225 |  | Yes | Don't sell | [17 empty] | Yes | [10 empty] | No
226 |  | Yes | Don't sell | [17 empty] | Yes | [10 empty] | No
227 |  | Yes | Don't sell | [17 empty] | Yes | [10 empty] | No
228 |  | Yes | Don't sell | [17 empty] | Yes | [10 empty] | No
229 |  | Yes | Don't sell | [17 empty] | Yes | [10 empty] | No
230 |  | Yes | Don't sell | [17 empty] | Yes | [10 empty] | No
231 |  | Yes | Don't sell | [17 empty] | Yes | [10 empty] | No
232 |  | Yes | Don't sell | [17 empty] | Yes | [10 empty] | No
233 |  | Yes | Don't sell | [17 empty] | Yes | [10 empty] | No
234 |  | Yes | Don't sell | [17 empty] | Yes | [10 empty] | No
235 |  | Yes | Don't sell | [17 empty] | Yes | [10 empty] | No
236 |  | Yes | Don't sell | [17 empty] | Yes | [10 empty] | No
237 |  | Yes | Don't sell | [17 empty] | Yes | [10 empty] | No
238 |  | Yes | Don't sell | [17 empty] | Yes | [10 empty] | No
239 |  | Yes | Don't sell | [17 empty] | Yes | [10 empty] | No
240 |  | Yes | Don't sell | [17 empty] | Yes | [10 empty] | No
241 |  | Yes | Don't sell | [17 empty] | Yes | [10 empty] | No
242 |  | Yes | Don't sell | [17 empty] | Yes | [10 empty] | No
243 |  | Yes | Don't sell | [17 empty] | Yes | [10 empty] | No
244 |  | Yes | Don't sell | [17 empty] | Yes | [10 empty] | No
245 |  | Yes | Don't sell | [17 empty] | Yes | [10 empty] | No
246 |  | Yes | Don't sell | [17 empty] | Yes | [10 empty] | No
247 |  | Yes | Don't sell | [17 empty] | Yes | [10 empty] | No
248 |  | Yes | Don't sell | [17 empty] | Yes | [10 empty] | No
249 |  | Yes | Don't sell | [28 empty] | No
250 |  | Yes | Don't sell | [28 empty] | No
Yes
|  |  | x | x | x | x | x | x | x | x | x | x | x | x | x | x | x | x | x | x | x | x | x | x | x | x | x | x | x | x

## Settings
SETTINGS
In this sheet you can define changes to the CRREM default scenario for each analysed asset regarding a wide range of parameters.
Click here to switch to the results sheet and to see how your changes affect results.
Default: | Default | Yes | Yes | RCP4.5 | Default |  |  |  |  | Default |  | Default |  |  | User-defined energy prices | [35 empty] | User-defined carbon price | [8 empty] | Discount rate
Asset ID | Use own assumptions or default settings | Normalise consumption data to 100% occupancy rate [yes/no] | Normalise heating and cooling consumption to weather in year of consumption [yes/no] | Climate change projection (affects future heating and cooling demand) | Electricity emission factor |  |  |  |  | District heating emission factor |  | District cooling emission factor |  | Emission factors | Electricity price |  |  |  |  | Gas price |  |  |  |  | Oil price |  |  |  |  | District heating price |  |  |  |  | District cooling price |  |  |  |  | Price of selected "Other source" of energy #1 |  |  |  |  | Price of selected "Other source" of energy #2 |  |  |  |  | User-defined energy prices | [8 empty] | Carbon Price | Default or user defined rate for valuing future spendings and savings |  | Discount rate | User defined electricity emission factors set manually for each year (if chosen in columns G and H) | [30 empty] | User defined electricity emission factors for individual years (expand columns if necessary) | User defined electricity prices set manually for each year (if chosen in columns Q and R) | [30 empty] | User defined electricity prices for individual years (expand columns if necessary) | User-defined gas prices set manually for each year (if chosen in columns V and W) | [30 empty] | User defined gas prices for individual years (expand columns if necessary) | User-defined oil prices set manually for each year (if chosen in columns AA and AB) | [30 empty] | User defined district heating prices for individual years (expand columns if necessary) | User-defined district heating prices set manually for each year (if chosen in columns AF and AG) | [30 empty] | User defined district heating prices for individual years (expand columns if necessary) | User-defined district cooling prices set manually for each year (if chosen in columns AK and AL) | [30 empty] | User defined district cooling prices for individual years (expand columns if necessary) | User-defined prices of 'Other source' of energy #1 set manually for each year (if chosen in columns AP and AQ) | [30 empty] | User defined prices of 'Other source' of energy #1 for individual years (expand columns if necessary) | User-defined prices of 'Other source' of energy #2 set manually for each year (if chosen in columns AU and AV) | [30 empty] | User defined prices of 'Other source' of energy #2 for individual years (expand columns if necessary) | User-defined decarbonisation pathways (enter your individual decarbonisation pathway for each asset) | [30 empty] | User-defined decarbonisation pathways
(please enter some arbitrary data for earlier years also for assets with later reporting period than 2020)
[5 empty] | Apply default or user-defined emission factor for electricity consumption |  |  |  |  | Apply default or user-defined emission factor for district heating |  | Apply default or user-defined emission factor for district cooling |  |  | Apply default or user-defined electricity price |  |  |  |  | Apply default or user-defined gas price |  |  |  |  | Apply default or user-defined gas price |  |  |  |  | Apply default or user-defined district heating price |  |  |  |  | Apply default or user-defined district cooling price |  |  |  |  | Apply default or user-defined price for 'Other source" #1 |  |  |  |  | Apply default or user-defined price for 'Other source" #2 | [5 empty] | Apply default or user-defined carbon pricing | [11 empty] | 2020 | 2021 | 2022 | 2023 | 2024 | 2025 | 2026 | 2027 | 2028 | 2029 | 2030 | 2031 | 2032 | 2033 | 2034 | 2035 | 2036 | 2037 | 2038 | 2039 | 2040 | 2041 | 2042 | 2043 | 2044 | 2045 | 2046 | 2047 | 2048 | 2049 | 2050 |  | 2020 | 2021 | 2022 | 2023 | 2024 | 2025 | 2026 | 2027 | 2028 | 2029 | 2030 | 2031 | 2032 | 2033 | 2034 | 2035 | 2036 | 2037 | 2038 | 2039 | 2040 | 2041 | 2042 | 2043 | 2044 | 2045 | 2046 | 2047 | 2048 | 2049 | 2050 |  | 2020 | 2021 | 2022 | 2023 | 2024 | 2025 | 2026 | 2027 | 2028 | 2029 | 2030 | 2031 | 2032 | 2033 | 2034 | 2035 | 2036 | 2037 | 2038 | 2039 | 2040 | 2041 | 2042 | 2043 | 2044 | 2045 | 2046 | 2047 | 2048 | 2049 | 2050 |  | 2020 | 2021 | 2022 | 2023 | 2024 | 2025 | 2026 | 2027 | 2028 | 2029 | 2030 | 2031 | 2032 | 2033 | 2034 | 2035 | 2036 | 2037 | 2038 | 2039 | 2040 | 2041 | 2042 | 2043 | 2044 | 2045 | 2046 | 2047 | 2048 | 2049 | 2050 |  | 2020 | 2021 | 2022 | 2023 | 2024 | 2025 | 2026 | 2027 | 2028 | 2029 | 2030 | 2031 | 2032 | 2033 | 2034 | 2035 | 2036 | 2037 | 2038 | 2039 | 2040 | 2041 | 2042 | 2043 | 2044 | 2045 | 2046 | 2047 | 2048 | 2049 | 2050 |  | 2020 | 2021 | 2022 | 2023 | 2024 | 2025 | 2026 | 2027 | 2028 | 2029 | 2030 | 2031 | 2032 | 2033 | 2034 | 2035 | 2036 | 2037 | 2038 | 2039 | 2040 | 2041 | 2042 | 2043 | 2044 | 2045 | 2046 | 2047 | 2048 | 2049 | 2050 |  | 2020 | 2021 | 2022 | 2023 | 2024 | 2025 | 2026 | 2027 | 2028 | 2029 | 2030 | 2031 | 2032 | 2033 | 2034 | 2035 | 2036 | 2037 | 2038 | 2039 | 2040 | 2041 | 2042 | 2043 | 2044 | 2045 | 2046 | 2047 | 2048 | 2049 | 2050 |  | 2020 | 2021 | 2022 | 2023 | 2024 | 2025 | 2026 | 2027 | 2028 | 2029 | 2030 | 2031 | 2032 | 2033 | 2034 | 2035 | 2036 | 2037 | 2038 | 2039 | 2040 | 2041 | 2042 | 2043 | 2044 | 2045 | 2046 | 2047 | 2048 | 2049 | 2050 |  | 2020 | 2021 | 2022 | 2023 | 2024 | 2025 | 2026 | 2027 | 2028 | 2029 | 2030 | 2031 | 2032 | 2033 | 2034 | 2035 | 2036 | 2037 | 2038 | 2039 | 2040 | 2041 | 2042 | 2043 | 2044 | 2045 | 2046 | 2047 | 2048 | 2049 | 2050
[6 empty] | Choose method for setting user-defined electricity emission factors | Set baseline emission factor [kgCO2e/kWh] | Set annual rate of change [%] | Set value for each year manually |  | Set baseline emission factor [kgCO2e/kWh] |  | Set baseline emission factor [kgCO2e/kWh] |  |  | Choose method for setting user-defined electricity price | Set baseline electricity price [$/kWh] | Set annual rate of change [%] | Set value for each year manually |  | Choose method for setting user-defined gas price | Set baseline gas price [$/kWh] | Set annual rate of change [%] | Set value for each year manually |  | Choose method for setting user-defined gas price | Set baseline oil price [$/kWh] | Set annual rate of change [%] | Set value for each year manually |  | Choose method for setting user-defined district heating price | Set baseline district heating price [$/kWh] | Set annual rate of change [%] | Set value for each year manually |  | Choose method for setting user-defined district cooling price | Set baseline district cooling price [$/kWh] | Set annual rate of change [%] | Set value for each year manually |  | Choose method for setting user-defined energy price for "Other source" #1 | Set baseline price for "Other source" #1 [$/kWh] | Set annual rate of change [%] | Set value for each year manually |  | Choose method for setting user-defined energy price for "Other source" #2 | Set baseline price for "Other source" #1 [$/kWh] | Set annual rate of change [%] | Set value for each year manually |  |  | Choose method for setting user-defined carbon price | Set baseline carbon price [$/tCO2] | Set annual rate of change [%] | Set 2020 carbon price [$/tCO2] | Set 2030 carbon price [$/tCO2] | Set 2040 carbon price [$/tCO2] | Set 2050 carbon price [$/tCO2] |  |  | Discount rate for valuing future spending's and savings (default: 3%) |  | [kgCO2e/kWh] | [kgCO2e/kWh] | [kgCO2e/kWh] | [kgCO2e/kWh] | [kgCO2e/kWh] | [kgCO2e/kWh] | [kgCO2e/kWh] | [kgCO2e/kWh] | [kgCO2e/kWh] | [kgCO2e/kWh] | [kgCO2e/kWh] | [kgCO2e/kWh] | [kgCO2e/kWh] | [kgCO2e/kWh] | [kgCO2e/kWh] | [kgCO2e/kWh] | [kgCO2e/kWh] | [kgCO2e/kWh] | [kgCO2e/kWh] | [kgCO2e/kWh] | [kgCO2e/kWh] | [kgCO2e/kWh] | [kgCO2e/kWh] | [kgCO2e/kWh] | [kgCO2e/kWh] | [kgCO2e/kWh] | [kgCO2e/kWh] | [kgCO2e/kWh] | [kgCO2e/kWh] | [kgCO2e/kWh] | [kgCO2e/kWh] |  | [$/kWh] | [$/kWh] | [$/kWh] | [$/kWh] | [$/kWh] | [$/kWh] | [$/kWh] | [$/kWh] | [$/kWh] | [$/kWh] | [$/kWh] | [$/kWh] | [$/kWh] | [$/kWh] | [$/kWh] | [$/kWh] | [$/kWh] | [$/kWh] | [$/kWh] | [$/kWh] | [$/kWh] | [$/kWh] | [$/kWh] | [$/kWh] | [$/kWh] | [$/kWh] | [$/kWh] | [$/kWh] | [$/kWh] | [$/kWh] | [$/kWh] |  | [$/kWh] | [$/kWh] | [$/kWh] | [$/kWh] | [$/kWh] | [$/kWh] | [$/kWh] | [$/kWh] | [$/kWh] | [$/kWh] | [$/kWh] | [$/kWh] | [$/kWh] | [$/kWh] | [$/kWh] | [$/kWh] | [$/kWh] | [$/kWh] | [$/kWh] | [$/kWh] | [$/kWh] | [$/kWh] | [$/kWh] | [$/kWh] | [$/kWh] | [$/kWh] | [$/kWh] | [$/kWh] | [$/kWh] | [$/kWh] | [$/kWh] |  | [$/kWh] | [$/kWh] | [$/kWh] | [$/kWh] | [$/kWh] | [$/kWh] | [$/kWh] | [$/kWh] | [$/kWh] | [$/kWh] | [$/kWh] | [$/kWh] | [$/kWh] | [$/kWh] | [$/kWh] | [$/kWh] | [$/kWh] | [$/kWh] | [$/kWh] | [$/kWh] | [$/kWh] | [$/kWh] | [$/kWh] | [$/kWh] | [$/kWh] | [$/kWh] | [$/kWh] | [$/kWh] | [$/kWh] | [$/kWh] | [$/kWh] |  | [$/kWh] | [$/kWh] | [$/kWh] | [$/kWh] | [$/kWh] | [$/kWh] | [$/kWh] | [$/kWh] | [$/kWh] | [$/kWh] | [$/kWh] | [$/kWh] | [$/kWh] | [$/kWh] | [$/kWh] | [$/kWh] | [$/kWh] | [$/kWh] | [$/kWh] | [$/kWh] | [$/kWh] | [$/kWh] | [$/kWh] | [$/kWh] | [$/kWh] | [$/kWh] | [$/kWh] | [$/kWh] | [$/kWh] | [$/kWh] | [$/kWh] |  | [$/kWh] | [$/kWh] | [$/kWh] | [$/kWh] | [$/kWh] | [$/kWh] | [$/kWh] | [$/kWh] | [$/kWh] | [$/kWh] | [$/kWh] | [$/kWh] | [$/kWh] | [$/kWh] | [$/kWh] | [$/kWh] | [$/kWh] | [$/kWh] | [$/kWh] | [$/kWh] | [$/kWh] | [$/kWh] | [$/kWh] | [$/kWh] | [$/kWh] | [$/kWh] | [$/kWh] | [$/kWh] | [$/kWh] | [$/kWh] | [$/kWh] |  | [$/kWh] | [$/kWh] | [$/kWh] | [$/kWh] | [$/kWh] | [$/kWh] | [$/kWh] | [$/kWh] | [$/kWh] | [$/kWh] | [$/kWh] | [$/kWh] | [$/kWh] | [$/kWh] | [$/kWh] | [$/kWh] | [$/kWh] | [$/kWh] | [$/kWh] | [$/kWh] | [$/kWh] | [$/kWh] | [$/kWh] | [$/kWh] | [$/kWh] | [$/kWh] | [$/kWh] | [$/kWh] | [$/kWh] | [$/kWh] | [$/kWh] |  | [$/kWh] | [$/kWh] | [$/kWh] | [$/kWh] | [$/kWh] | [$/kWh] | [$/kWh] | [$/kWh] | [$/kWh] | [$/kWh] | [$/kWh] | [$/kWh] | [$/kWh] | [$/kWh] | [$/kWh] | [$/kWh] | [$/kWh] | [$/kWh] | [$/kWh] | [$/kWh] | [$/kWh] | [$/kWh] | [$/kWh] | [$/kWh] | [$/kWh] | [$/kWh] | [$/kWh] | [$/kWh] | [$/kWh] | [$/kWh] | [$/kWh] |  | [kgCO2e/m²] | [kgCO2e/m²] | [kgCO2e/m²] | [kgCO2e/m²] | [kgCO2e/m²] | [kgCO2e/m²] | [kgCO2e/m²] | [kgCO2e/m²] | [kgCO2e/m²] | [kgCO2e/m²] | [kgCO2e/m²] | [kgCO2e/m²] | [kgCO2e/m²] | [kgCO2e/m²] | [kgCO2e/m²] | [kgCO2e/m²] | [kgCO2e/m²] | [kgCO2e/m²] | [kgCO2e/m²] | [kgCO2e/m²] | [kgCO2e/m²] | [kgCO2e/m²] | [kgCO2e/m²] | [kgCO2e/m²] | [kgCO2e/m²] | [kgCO2e/m²] | [kgCO2e/m²] | [kgCO2e/m²] | [kgCO2e/m²] | [kgCO2e/m²] | [kgCO2e/m²]
1 | Own assumptions | No | No | RCP4.5 | Default | Set value for each year manually | 0.3 | -0.1 |  | Default | 0.1 | Default |  |  | Default | Set value for each year manually | 0.3 | 2% |  | Default | Set value for each year manually |  |  |  | Default | Set 2020 value and annual rate of change | 1 | 10% |  | Default | Set value for each year manually | 0.3 | 3% |  | Default |  |  |  |  | Default | Set 2020 value and annual rate of change |  |  |  | Default | Set 2020 value and annual rate of change |  |  |  |  | Default | Set 2020, '30, '40 & '50 price |  |  | 100 | 200 | 400 | 1000 |  | Default | 3% | [288 empty] | 0
2 | Own assumptions | No | No | RCP4.5 | Default | Set 2020 value and annual rate of change |  |  |  | Default |  | Default |  |  | Default | Set 2018 value and annual rate of change |  |  |  | Default |  |  |  |  | Default | Set 2020 value and annual rate of change |  |  |  | Default |  |  |  |  | Default |  |  |  |  | Default | Set 2020 value and annual rate of change |  |  |  | Default | Set 2020 value and annual rate of change |  |  |  |  | Default | Set 2020 value and annual rate of change | 100 | 100% | 100 | 200 | 300 | 500 |  | Default | 3% | [288 empty] | 0
3 | Own assumptions | No | No | RCP4.5 | Default | Set 2020 value and annual rate of change | 0.3 | 0 |  | Default |  | Default |  |  | Default | Set 2018 value and annual rate of change |  |  |  | Default |  |  |  |  | Default | Set 2020 value and annual rate of change |  |  |  | Default |  |  |  |  | Default |  |  |  |  | Default | Set 2020 value and annual rate of change |  |  |  | Default | Set 2020 value and annual rate of change |  |  |  |  | Default | Set 2020 value and annual rate of change |  |  | 0 | 200 | 300 | 500 |  | Default | 3% | [288 empty] | 0
4 | Own assumptions | No | No | RCP4.5 | Default | Set 2020 value and annual rate of change |  |  |  | Default |  | Default |  |  | Default | Set 2018 value and annual rate of change |  |  |  | Default |  |  |  |  | Default | Set 2020 value and annual rate of change |  |  |  | Default |  |  |  |  | Default |  |  |  |  | Default | Set 2020 value and annual rate of change |  |  |  | Default | Set 2020 value and annual rate of change |  |  |  |  | Default | Set 2020 value and annual rate of change |  |  | 0 | 200 | 300 | 500 |  | Default | 3% | [288 empty] | 0
5 | Own assumptions | No | No | RCP4.5 | Default | Set 2020 value and annual rate of change |  |  |  | Default |  | Default |  |  | Default | Set 2018 value and annual rate of change |  |  |  | Default |  |  |  |  | Default | Set 2020 value and annual rate of change |  |  |  | Default |  |  |  |  | Default |  |  |  |  | Default | Set 2020 value and annual rate of change |  |  |  | Default | Set 2020 value and annual rate of change |  |  |  |  | Default | Set 2020 value and annual rate of change |  |  | 0 | 200 | 300 | 500 |  | Default | 3% | [288 empty] | 0
6 | Own assumptions | No | No | RCP4.5 | Default | Set 2020 value and annual rate of change |  |  |  | Default |  | Default |  |  | Default | Set 2018 value and annual rate of change |  |  |  | Default |  |  |  |  | Default | Set 2020 value and annual rate of change |  |  |  | Default |  |  |  |  | Default |  |  |  |  | Default | Set 2020 value and annual rate of change |  |  |  | Default | Set 2020 value and annual rate of change |  |  |  |  | Default | Set 2020 value and annual rate of change |  |  | 0 | 200 | 300 | 500 |  | Default | 3% | [288 empty] | 0
7 | Own assumptions | No | No | RCP4.5 | Default | Set 2020 value and annual rate of change |  |  |  | Default | 0.075 | Default |  |  | Default | Set 2018 value and annual rate of change |  |  |  | Default |  |  |  |  | Default | Set 2020 value and annual rate of change |  |  |  | Default |  |  |  |  | Default |  |  |  |  | Default | Set 2020 value and annual rate of change |  |  |  | Default | Set 2020 value and annual rate of change |  |  |  |  | Default | Set 2020 value and annual rate of change |  |  | 0 | 200 | 300 | 500 |  | Default | 3% | [288 empty] | 0
8 | Own assumptions | No | No | RCP4.5 | Default | Set 2020 value and annual rate of change |  |  |  | Default |  | Default |  |  | Default | Set 2018 value and annual rate of change |  |  |  | Default |  |  |  |  | Default | Set 2020 value and annual rate of change |  |  |  | Default |  |  |  |  | Default |  |  |  |  | Default | Set 2020 value and annual rate of change |  |  |  | Default | Set 2020 value and annual rate of change |  |  |  |  | Default | Set 2020 value and annual rate of change |  |  | 0 | 200 | 300 | 500 |  | Default | 3% | [288 empty] | 0
9 | Own assumptions | No | No | RCP4.5 | Default | Set 2020 value and annual rate of change |  |  |  | Default |  | Default |  |  | Default | Set 2018 value and annual rate of change |  |  |  | Default |  |  |  |  | Default | Set 2020 value and annual rate of change |  |  |  | Default |  |  |  |  | Default |  |  |  |  | Default | Set 2020 value and annual rate of change |  |  |  | Default | Set 2020 value and annual rate of change |  |  |  |  | Default | Set 2020 value and annual rate of change |  |  | 0 | 200 | 300 | 500 |  | Default | 3% | [288 empty] | 0
10 | Own assumptions | No | No | RCP4.5 | Default | Set 2020 value and annual rate of change |  |  |  | Default |  | Default |  |  | Default | Set 2018 value and annual rate of change |  |  |  | Default |  |  |  |  | Default | Set 2020 value and annual rate of change |  |  |  | Default |  |  |  |  | Default |  |  |  |  | Default | Set 2020 value and annual rate of change |  |  |  | Default | Set 2020 value and annual rate of change |  |  |  |  | Default | Set 2020 value and annual rate of change |  |  | 0 | 200 | 300 | 500 |  | Default | 3% | [288 empty] | 0
11 | Own assumptions | No | No | RCP4.5 | Default | Set 2020 value and annual rate of change |  |  |  | Default |  | Default |  |  | Default | Set 2018 value and annual rate of change |  |  |  | Default |  |  |  |  | Default | Set 2020 value and annual rate of change |  |  |  | Default |  |  |  |  | Default |  |  |  |  | Default | Set 2020 value and annual rate of change |  |  |  | Default | Set 2020 value and annual rate of change |  |  |  |  | Default | Set 2020 value and annual rate of change |  |  | 0 | 200 | 300 | 500 |  | Default | 3% | [288 empty] | 0
12 | Own assumptions | No | No | RCP4.5 | Default | Set 2020 value and annual rate of change |  |  |  | Default |  | Default |  |  | Default | Set 2018 value and annual rate of change |  |  |  | Default |  |  |  |  | Default | Set 2020 value and annual rate of change |  |  |  | Default |  |  |  |  | Default |  |  |  |  | Default | Set 2020 value and annual rate of change |  |  |  | Default | Set 2020 value and annual rate of change |  |  |  |  | Default | Set 2020 value and annual rate of change |  |  | 0 | 200 | 300 | 500 |  | Default | 3% | [288 empty] | 0
13 | Own assumptions | No | No | RCP4.5 | Default | Set 2020 value and annual rate of change |  |  |  | Default |  | Default |  |  | Default | Set 2018 value and annual rate of change |  |  |  | Default |  |  |  |  | Default | Set 2020 value and annual rate of change |  |  |  | Default |  |  |  |  | Default |  |  |  |  | Default | Set 2020 value and annual rate of change |  |  |  | Default | Set 2020 value and annual rate of change |  |  |  |  | Default | Set 2020 value and annual rate of change |  |  | 0 | 200 | 300 | 500 |  | Default | 3% | [288 empty] | 0
14 | Own assumptions | No | No | RCP4.5 | Default | Set 2020 value and annual rate of change |  |  |  | Default |  | Default |  |  | Default | Set 2018 value and annual rate of change |  |  |  | Default |  |  |  |  | Default | Set 2020 value and annual rate of change |  |  |  | Default |  |  |  |  | Default |  |  |  |  | Default | Set 2020 value and annual rate of change |  |  |  | Default | Set 2020 value and annual rate of change |  |  |  |  | Default | Set 2020 value and annual rate of change |  |  | 0 | 200 | 300 | 500 |  | Default | 3% | [288 empty] | 0
15 | Own assumptions | No | No | RCP4.5 | Default | Set 2020 value and annual rate of change |  |  |  | Default |  | Default |  |  | Default | Set 2018 value and annual rate of change |  |  |  | Default |  |  |  |  | Default | Set 2020 value and annual rate of change |  |  |  | Default |  |  |  |  | Default |  |  |  |  | Default | Set 2020 value and annual rate of change |  |  |  | Default | Set 2020 value and annual rate of change |  |  |  |  | Default | Set 2020 value and annual rate of change |  |  | 0 | 200 | 300 | 500 |  | Default | 3% | [288 empty] | 0
16 | Own assumptions | No | No | RCP4.5 | Default | Set 2020 value and annual rate of change |  |  |  | Default |  | Default |  |  | Default | Set 2018 value and annual rate of change |  |  |  | Default |  |  |  |  | Default | Set 2020 value and annual rate of change |  |  |  | Default |  |  |  |  | Default |  |  |  |  | Default | Set 2020 value and annual rate of change |  |  |  | Default | Set 2020 value and annual rate of change |  |  |  |  | Default | Set 2020 value and annual rate of change |  |  | 0 | 200 | 300 | 500 |  | Default | 3% | [288 empty] | 0
17 | Own assumptions | No | No | RCP4.5 | Default | Set 2020 value and annual rate of change |  |  |  | Default |  | Default |  |  | Default | Set 2018 value and annual rate of change |  |  |  | Default |  |  |  |  | Default | Set 2020 value and annual rate of change |  |  |  | Default |  |  |  |  | Default |  |  |  |  | Default | Set 2020 value and annual rate of change |  |  |  | Default | Set 2020 value and annual rate of change |  |  |  |  | Default | Set 2020 value and annual rate of change |  |  | 0 | 200 | 300 | 500 |  | Default | 3% | [288 empty] | 0
18 | Own assumptions | No | No | RCP4.5 | Default | Set 2020 value and annual rate of change |  |  |  | Default |  | Default |  |  | Default | Set 2018 value and annual rate of change |  |  |  | Default |  |  |  |  | Default | Set 2020 value and annual rate of change |  |  |  | Default |  |  |  |  | Default |  |  |  |  | Default | Set 2020 value and annual rate of change |  |  |  | Default | Set 2020 value and annual rate of change |  |  |  |  | Default | Set 2020 value and annual rate of change |  |  | 0 | 200 | 300 | 500 |  | Default | 3% | [288 empty] | 0
19 | Own assumptions | No | No | RCP4.5 | Default | Set 2020 value and annual rate of change |  |  |  | Default |  | Default |  |  | Default | Set 2018 value and annual rate of change |  |  |  | Default |  |  |  |  | Default | Set 2020 value and annual rate of change |  |  |  | Default |  |  |  |  | Default |  |  |  |  | Default | Set 2020 value and annual rate of change |  |  |  | Default | Set 2020 value and annual rate of change |  |  |  |  | Default | Set 2020 value and annual rate of change |  |  | 0 | 200 | 300 | 500 |  | Default | 3% | [288 empty] | 0
20 | Own assumptions | No | No | RCP4.5 | Default | Set 2020 value and annual rate of change |  |  |  | Default |  | Default |  |  | Default | Set 2018 value and annual rate of change |  |  |  | Default |  |  |  |  | Default | Set 2020 value and annual rate of change |  |  |  | Default |  |  |  |  | Default |  |  |  |  | Default | Set 2020 value and annual rate of change |  |  |  | Default | Set 2020 value and annual rate of change |  |  |  |  | Default | Set 2020 value and annual rate of change |  |  | 0 | 200 | 300 | 500 |  | Default | 3% | [288 empty] | 0
21 | Own assumptions | No | No | RCP4.5 | Default | Set 2020 value and annual rate of change |  |  |  | Default |  | Default |  |  | Default | Set 2018 value and annual rate of change |  |  |  | Default |  |  |  |  | Default | Set 2020 value and annual rate of change |  |  |  | Default |  |  |  |  | Default |  |  |  |  | Default | Set 2020 value and annual rate of change |  |  |  | Default | Set 2020 value and annual rate of change |  |  |  |  | Default | Set 2020 value and annual rate of change |  |  | 0 | 200 | 300 | 500 |  | Default | 3% | [288 empty] | 0
22 | Own assumptions | No | No | RCP4.5 | Default | Set 2020 value and annual rate of change |  |  |  | Default |  | Default |  |  | Default | Set 2018 value and annual rate of change |  |  |  | Default |  |  |  |  | Default | Set 2020 value and annual rate of change |  |  |  | Default |  |  |  |  | Default |  |  |  |  | Default | Set 2020 value and annual rate of change |  |  |  | Default | Set 2020 value and annual rate of change |  |  |  |  | Default | Set 2020 value and annual rate of change |  |  | 0 | 200 | 300 | 500 |  | Default | 3% | [288 empty] | 0
23 | Own assumptions | No | No | RCP4.5 | Default | Set 2020 value and annual rate of change |  |  |  | Default |  | Default |  |  | Default | Set 2018 value and annual rate of change |  |  |  | Default |  |  |  |  | Default | Set 2020 value and annual rate of change |  |  |  | Default |  |  |  |  | Default |  |  |  |  | Default | Set 2020 value and annual rate of change |  |  |  | Default | Set 2020 value and annual rate of change |  |  |  |  | Default | Set 2020 value and annual rate of change |  |  | 0 | 200 | 300 | 500 |  | Default | 3% | [288 empty] | 0
24 | Own assumptions | No | No | RCP4.5 | Default | Set 2020 value and annual rate of change |  |  |  | Default |  | Default |  |  | Default | Set 2018 value and annual rate of change |  |  |  | Default |  |  |  |  | Default | Set 2020 value and annual rate of change |  |  |  | Default |  |  |  |  | Default |  |  |  |  | Default | Set 2020 value and annual rate of change |  |  |  | Default | Set 2020 value and annual rate of change |  |  |  |  | Default | Set 2020 value and annual rate of change |  |  | 0 | 200 | 300 | 500 |  | Default | 3% | [288 empty] | 0
25 | Own assumptions | No | No | RCP4.5 | Default | Set 2020 value and annual rate of change |  |  |  | Default |  | Default |  |  | Default | Set 2018 value and annual rate of change |  |  |  | Default |  |  |  |  | Default | Set 2020 value and annual rate of change |  |  |  | Default |  |  |  |  | Default |  |  |  |  | Default | Set 2020 value and annual rate of change |  |  |  | Default | Set 2020 value and annual rate of change |  |  |  |  | Default | Set 2020 value and annual rate of change |  |  | 0 | 200 | 300 | 500 |  | Default | 3% | [288 empty] | 0
26 | Own assumptions | No | No | RCP4.5 | Default | Set 2020 value and annual rate of change |  |  |  | Default |  | Default |  |  | Default | Set 2018 value and annual rate of change |  |  |  | Default |  |  |  |  | Default | Set 2020 value and annual rate of change |  |  |  | Default |  |  |  |  | Default |  |  |  |  | Default | Set 2020 value and annual rate of change |  |  |  | Default | Set 2020 value and annual rate of change |  |  |  |  | Default | Set 2020 value and annual rate of change |  |  | 0 | 200 | 300 | 500 |  | Default | 3% | [288 empty] | 0
27 | Own assumptions | No | No | RCP4.5 | Default | Set 2020 value and annual rate of change |  |  |  | Default |  | Default |  |  | Default | Set 2018 value and annual rate of change |  |  |  | Default |  |  |  |  | Default | Set 2020 value and annual rate of change |  |  |  | Default |  |  |  |  | Default |  |  |  |  | Default | Set 2020 value and annual rate of change |  |  |  | Default | Set 2020 value and annual rate of change |  |  |  |  | Default | Set 2020 value and annual rate of change |  |  | 0 | 200 | 300 | 500 |  | Default | 3% | [288 empty] | 0
28 | Own assumptions | No | No | RCP4.5 | Default | Set 2020 value and annual rate of change |  |  |  | Default |  | Default |  |  | Default | Set 2018 value and annual rate of change |  |  |  | Default |  |  |  |  | Default | Set 2020 value and annual rate of change |  |  |  | Default |  |  |  |  | Default |  |  |  |  | Default | Set 2020 value and annual rate of change |  |  |  | Default | Set 2020 value and annual rate of change |  |  |  |  | Default | Set 2020 value and annual rate of change |  |  | 0 | 200 | 300 | 500 |  | Default | 3% | [288 empty] | 0
29 | Own assumptions | No | No | RCP4.5 | Default | Set 2020 value and annual rate of change |  |  |  | Default |  | Default |  |  | Default | Set 2018 value and annual rate of change |  |  |  | Default |  |  |  |  | Default | Set 2020 value and annual rate of change |  |  |  | Default |  |  |  |  | Default |  |  |  |  | Default | Set 2020 value and annual rate of change |  |  |  | Default | Set 2020 value and annual rate of change |  |  |  |  | Default | Set 2020 value and annual rate of change |  |  | 0 | 200 | 300 | 500 |  | Default | 3% | [288 empty] | 0
30 | Own assumptions | No | No | RCP4.5 | Default | Set 2020 value and annual rate of change |  |  |  | Default |  | Default |  |  | Default | Set 2018 value and annual rate of change |  |  |  | Default |  |  |  |  | Default | Set 2020 value and annual rate of change |  |  |  | Default |  |  |  |  | Default |  |  |  |  | Default | Set 2020 value and annual rate of change |  |  |  | Default | Set 2020 value and annual rate of change |  |  |  |  | Default | Set 2020 value and annual rate of change |  |  | 0 | 200 | 300 | 500 |  | Default | 3% | [288 empty] | 0
31 | Own assumptions | No | No | RCP4.5 | Default | Set 2020 value and annual rate of change |  |  |  | Default |  | Default |  |  | Default | Set 2018 value and annual rate of change |  |  |  | Default |  |  |  |  | Default | Set 2020 value and annual rate of change |  |  |  | Default |  |  |  |  | Default |  |  |  |  | Default | Set 2020 value and annual rate of change |  |  |  | Default | Set 2020 value and annual rate of change |  |  |  |  | Default | Set 2020 value and annual rate of change |  |  | 0 | 200 | 300 | 500 |  | Default | 3% | [288 empty] | 0
32 | Own assumptions | No | No | RCP4.5 | Default | Set 2020 value and annual rate of change |  |  |  | Default |  | Default |  |  | Default | Set 2018 value and annual rate of change |  |  |  | Default |  |  |  |  | Default | Set 2020 value and annual rate of change |  |  |  | Default |  |  |  |  | Default |  |  |  |  | Default | Set 2020 value and annual rate of change |  |  |  | Default | Set 2020 value and annual rate of change |  |  |  |  | Default | Set 2020 value and annual rate of change |  |  | 0 | 200 | 300 | 500 |  | Default | 3% | [288 empty] | 0
33 | Own assumptions | No | No | RCP4.5 | Default | Set 2020 value and annual rate of change |  |  |  | Default |  | Default |  |  | Default | Set 2018 value and annual rate of change |  |  |  | Default |  |  |  |  | Default | Set 2020 value and annual rate of change |  |  |  | Default |  |  |  |  | Default |  |  |  |  | Default | Set 2020 value and annual rate of change |  |  |  | Default | Set 2020 value and annual rate of change |  |  |  |  | Default | Set 2020 value and annual rate of change |  |  | 0 | 200 | 300 | 500 |  | Default | 3% | [288 empty] | 0
34 | Own assumptions | No | No | RCP4.5 | Default | Set 2020 value and annual rate of change |  |  |  | Default |  | Default |  |  | Default | Set 2018 value and annual rate of change |  |  |  | Default |  |  |  |  | Default | Set 2020 value and annual rate of change |  |  |  | Default |  |  |  |  | Default |  |  |  |  | Default | Set 2020 value and annual rate of change |  |  |  | Default | Set 2020 value and annual rate of change |  |  |  |  | Default | Set 2020 value and annual rate of change |  |  | 0 | 200 | 300 | 500 |  | Default | 3% | [288 empty] | 0
35 | Own assumptions | No | No | RCP4.5 | Default | Set 2020 value and annual rate of change |  |  |  | Default |  | Default |  |  | Default | Set 2018 value and annual rate of change |  |  |  | Default |  |  |  |  | Default | Set 2020 value and annual rate of change |  |  |  | Default |  |  |  |  | Default |  |  |  |  | Default | Set 2020 value and annual rate of change |  |  |  | Default | Set 2020 value and annual rate of change |  |  |  |  | Default | Set 2020 value and annual rate of change |  |  | 0 | 200 | 300 | 500 |  | Default | 3% | [288 empty] | 0
36 | Own assumptions | No | No | RCP4.5 | Default | Set 2020 value and annual rate of change |  |  |  | Default |  | Default |  |  | Default | Set 2018 value and annual rate of change |  |  |  | Default |  |  |  |  | Default | Set 2020 value and annual rate of change |  |  |  | Default |  |  |  |  | Default |  |  |  |  | Default | Set 2020 value and annual rate of change |  |  |  | Default | Set 2020 value and annual rate of change |  |  |  |  | Default | Set 2020 value and annual rate of change |  |  | 0 | 200 | 300 | 500 |  | Default | 3% | [288 empty] | 0
37 | Own assumptions | No | No | RCP4.5 | Default | Set 2020 value and annual rate of change |  |  |  | Default |  | Default |  |  | Default | Set 2018 value and annual rate of change |  |  |  | Default |  |  |  |  | Default | Set 2020 value and annual rate of change |  |  |  | Default |  |  |  |  | Default |  |  |  |  | Default | Set 2020 value and annual rate of change |  |  |  | Default | Set 2020 value and annual rate of change |  |  |  |  | Default | Set 2020 value and annual rate of change |  |  | 0 | 200 | 300 | 500 |  | Default | 3% | [288 empty] | 0
38 | Own assumptions | No | No | RCP4.5 | Default | Set 2020 value and annual rate of change |  |  |  | Default |  | Default |  |  | Default | Set 2018 value and annual rate of change |  |  |  | Default |  |  |  |  | Default | Set 2020 value and annual rate of change |  |  |  | Default |  |  |  |  | Default |  |  |  |  | Default | Set 2020 value and annual rate of change |  |  |  | Default | Set 2020 value and annual rate of change |  |  |  |  | Default | Set 2020 value and annual rate of change |  |  | 0 | 200 | 300 | 500 |  | Default | 3% | [288 empty] | 0
39 | Own assumptions | No | No | RCP4.5 | Default | Set 2020 value and annual rate of change |  |  |  | Default |  | Default |  |  | Default | Set 2018 value and annual rate of change |  |  |  | Default |  |  |  |  | Default | Set 2020 value and annual rate of change |  |  |  | Default |  |  |  |  | Default |  |  |  |  | Default | Set 2020 value and annual rate of change |  |  |  | Default | Set 2020 value and annual rate of change |  |  |  |  | Default | Set 2020 value and annual rate of change |  |  | 0 | 200 | 300 | 500 |  | Default | 3% | [288 empty] | 0
40 | Own assumptions | No | No | RCP4.5 | Default | Set 2020 value and annual rate of change |  |  |  | Default |  | Default |  |  | Default | Set 2018 value and annual rate of change |  |  |  | Default |  |  |  |  | Default | Set 2020 value and annual rate of change |  |  |  | Default |  |  |  |  | Default |  |  |  |  | Default | Set 2020 value and annual rate of change |  |  |  | Default | Set 2020 value and annual rate of change |  |  |  |  | Default | Set 2020 value and annual rate of change |  |  | 0 | 200 | 300 | 500 |  | Default | 3% | [288 empty] | 0
41 | Own assumptions | No | No | RCP4.5 | Default | Set 2020 value and annual rate of change |  |  |  | Default |  | Default |  |  | Default | Set 2018 value and annual rate of change |  |  |  | Default |  |  |  |  | Default | Set 2020 value and annual rate of change |  |  |  | Default |  |  |  |  | Default |  |  |  |  | Default | Set 2020 value and annual rate of change |  |  |  | Default | Set 2020 value and annual rate of change |  |  |  |  | Default | Set 2020 value and annual rate of change |  |  | 0 | 200 | 300 | 500 |  | Default | 3% | [288 empty] | 0
42 | Own assumptions | No | No | RCP4.5 | Default | Set 2020 value and annual rate of change |  |  |  | Default |  | Default |  |  | Default | Set 2018 value and annual rate of change |  |  |  | Default |  |  |  |  | Default | Set 2020 value and annual rate of change |  |  |  | Default |  |  |  |  | Default |  |  |  |  | Default | Set 2020 value and annual rate of change |  |  |  | Default | Set 2020 value and annual rate of change |  |  |  |  | Default | Set 2020 value and annual rate of change |  |  | 0 | 200 | 300 | 500 |  | Default | 3% | [288 empty] | 0
43 | Own assumptions | No | No | RCP4.5 | Default | Set 2020 value and annual rate of change |  |  |  | Default |  | Default |  |  | Default | Set 2018 value and annual rate of change |  |  |  | Default |  |  |  |  | Default | Set 2020 value and annual rate of change |  |  |  | Default |  |  |  |  | Default |  |  |  |  | Default | Set 2020 value and annual rate of change |  |  |  | Default | Set 2020 value and annual rate of change |  |  |  |  | Default | Set 2020 value and annual rate of change |  |  | 0 | 200 | 300 | 500 |  | Default | 3% | [288 empty] | 0
44 | Own assumptions | No | No | RCP4.5 | Default | Set 2020 value and annual rate of change |  |  |  | Default |  | Default |  |  | Default | Set 2018 value and annual rate of change |  |  |  | Default |  |  |  |  | Default | Set 2020 value and annual rate of change |  |  |  | Default |  |  |  |  | Default |  |  |  |  | Default | Set 2020 value and annual rate of change |  |  |  | Default | Set 2020 value and annual rate of change |  |  |  |  | Default | Set 2020 value and annual rate of change |  |  | 0 | 200 | 300 | 500 |  | Default | 3% | [288 empty] | 0
45 | Own assumptions | No | No | RCP4.5 | Default | Set 2020 value and annual rate of change |  |  |  | Default |  | Default |  |  | Default | Set 2018 value and annual rate of change |  |  |  | Default |  |  |  |  | Default | Set 2020 value and annual rate of change |  |  |  | Default |  |  |  |  | Default |  |  |  |  | Default | Set 2020 value and annual rate of change |  |  |  | Default | Set 2020 value and annual rate of change |  |  |  |  | Default | Set 2020 value and annual rate of change |  |  | 0 | 200 | 300 | 500 |  | Default | 3% | [288 empty] | 0
46 | Own assumptions | No | No | RCP4.5 | Default | Set 2020 value and annual rate of change |  |  |  | Default |  | Default |  |  | Default | Set 2018 value and annual rate of change |  |  |  | Default |  |  |  |  | Default | Set 2020 value and annual rate of change |  |  |  | Default |  |  |  |  | Default |  |  |  |  | Default | Set 2020 value and annual rate of change |  |  |  | Default | Set 2020 value and annual rate of change |  |  |  |  | Default | Set 2020 value and annual rate of change |  |  | 0 | 200 | 300 | 500 |  | Default | 3% | [288 empty] | 0
47 | Own assumptions | No | No | RCP4.5 | Default | Set 2020 value and annual rate of change |  |  |  | Default |  | Default |  |  | Default | Set 2018 value and annual rate of change |  |  |  | Default |  |  |  |  | Default | Set 2020 value and annual rate of change |  |  |  | Default |  |  |  |  | Default |  |  |  |  | Default | Set 2020 value and annual rate of change |  |  |  | Default | Set 2020 value and annual rate of change |  |  |  |  | Default | Set 2020 value and annual rate of change |  |  | 0 | 200 | 300 | 500 |  | Default | 3% | [288 empty] | 0
48 | Own assumptions | No | No | RCP4.5 | Default | Set 2020 value and annual rate of change |  |  |  | Default |  | Default |  |  | Default | Set 2018 value and annual rate of change |  |  |  | Default |  |  |  |  | Default | Set 2020 value and annual rate of change |  |  |  | Default |  |  |  |  | Default |  |  |  |  | Default | Set 2020 value and annual rate of change |  |  |  | Default | Set 2020 value and annual rate of change |  |  |  |  | Default | Set 2020 value and annual rate of change |  |  | 0 | 200 | 300 | 500 |  | Default | 3% | [288 empty] | 0
49 | Own assumptions | No | No | RCP4.5 | Default | Set 2020 value and annual rate of change |  |  |  | Default |  | Default |  |  | Default | Set 2018 value and annual rate of change |  |  |  | Default |  |  |  |  | Default | Set 2020 value and annual rate of change |  |  |  | Default |  |  |  |  | Default |  |  |  |  | Default | Set 2020 value and annual rate of change |  |  |  | Default | Set 2020 value and annual rate of change |  |  |  |  | Default | Set 2020 value and annual rate of change |  |  | 0 | 200 | 300 | 500 |  | Default | 3% | [288 empty] | 0
50 | Own assumptions | No | No | RCP4.5 | Default | Set 2020 value and annual rate of change |  |  |  | Default |  | Default |  |  | Default | Set 2018 value and annual rate of change |  |  |  | Default |  |  |  |  | Default | Set 2020 value and annual rate of change |  |  |  | Default |  |  |  |  | Default |  |  |  |  | Default | Set 2020 value and annual rate of change |  |  |  | Default | Set 2020 value and annual rate of change |  |  |  |  | Default | Set 2020 value and annual rate of change |  |  | 0 | 200 | 300 | 500 |  | Default | 3% | [288 empty] | 0
51 | Own assumptions | No | No | RCP4.5 | Default | Set 2020 value and annual rate of change |  |  |  | Default |  | Default |  |  | Default | Set 2018 value and annual rate of change |  |  |  | Default |  |  |  |  | Default | Set 2020 value and annual rate of change |  |  |  | Default |  |  |  |  | Default |  |  |  |  | Default | Set 2020 value and annual rate of change |  |  |  | Default | Set 2020 value and annual rate of change |  |  |  |  | Default | Set 2020 value and annual rate of change |  |  | 0 | 200 | 300 | 500 |  | Default | 3% | [288 empty] | 0
52 | Own assumptions | No | No | RCP4.5 | Default | Set 2020 value and annual rate of change |  |  |  | Default |  | Default |  |  | Default | Set 2018 value and annual rate of change |  |  |  | Default |  |  |  |  | Default | Set 2020 value and annual rate of change |  |  |  | Default |  |  |  |  | Default |  |  |  |  | Default | Set 2020 value and annual rate of change |  |  |  | Default | Set 2020 value and annual rate of change |  |  |  |  | Default | Set 2020 value and annual rate of change |  |  | 0 | 200 | 300 | 500 |  | Default | 3% | [288 empty] | 0
53 | Own assumptions | No | No | RCP4.5 | Default | Set 2020 value and annual rate of change |  |  |  | Default |  | Default |  |  | Default | Set 2018 value and annual rate of change |  |  |  | Default |  |  |  |  | Default | Set 2020 value and annual rate of change |  |  |  | Default |  |  |  |  | Default |  |  |  |  | Default | Set 2020 value and annual rate of change |  |  |  | Default | Set 2020 value and annual rate of change |  |  |  |  | Default | Set 2020 value and annual rate of change |  |  | 0 | 200 | 300 | 500 |  | Default | 3% | [288 empty] | 0
54 | Own assumptions | No | No | RCP4.5 | Default | Set 2020 value and annual rate of change |  |  |  | Default |  | Default |  |  | Default | Set 2018 value and annual rate of change |  |  |  | Default |  |  |  |  | Default | Set 2020 value and annual rate of change |  |  |  | Default |  |  |  |  | Default |  |  |  |  | Default | Set 2020 value and annual rate of change |  |  |  | Default | Set 2020 value and annual rate of change |  |  |  |  | Default | Set 2020 value and annual rate of change |  |  | 0 | 200 | 300 | 500 |  | Default | 3% | [288 empty] | 0
55 | Own assumptions | No | No | RCP4.5 | Default | Set 2020 value and annual rate of change |  |  |  | Default |  | Default |  |  | Default | Set 2018 value and annual rate of change |  |  |  | Default |  |  |  |  | Default | Set 2020 value and annual rate of change |  |  |  | Default |  |  |  |  | Default |  |  |  |  | Default | Set 2020 value and annual rate of change |  |  |  | Default | Set 2020 value and annual rate of change |  |  |  |  | Default | Set 2020 value and annual rate of change |  |  | 0 | 200 | 300 | 500 |  | Default | 3% | [288 empty] | 0
56 | Own assumptions | No | No | RCP4.5 | Default | Set 2020 value and annual rate of change |  |  |  | Default |  | Default |  |  | Default | Set 2018 value and annual rate of change |  |  |  | Default |  |  |  |  | Default | Set 2020 value and annual rate of change |  |  |  | Default |  |  |  |  | Default |  |  |  |  | Default | Set 2020 value and annual rate of change |  |  |  | Default | Set 2020 value and annual rate of change |  |  |  |  | Default | Set 2020 value and annual rate of change |  |  | 0 | 200 | 300 | 500 |  | Default | 3% | [288 empty] | 0
57 | Own assumptions | No | No | RCP4.5 | Default | Set 2020 value and annual rate of change |  |  |  | Default |  | Default |  |  | Default | Set 2018 value and annual rate of change |  |  |  | Default |  |  |  |  | Default | Set 2020 value and annual rate of change |  |  |  | Default |  |  |  |  | Default |  |  |  |  | Default | Set 2020 value and annual rate of change |  |  |  | Default | Set 2020 value and annual rate of change |  |  |  |  | Default | Set 2020 value and annual rate of change |  |  | 0 | 200 | 300 | 500 |  | Default | 3% | [288 empty] | 0
58 | Own assumptions | No | No | RCP4.5 | Default | Set 2020 value and annual rate of change |  |  |  | Default |  | Default |  |  | Default | Set 2018 value and annual rate of change |  |  |  | Default |  |  |  |  | Default | Set 2020 value and annual rate of change |  |  |  | Default |  |  |  |  | Default |  |  |  |  | Default | Set 2020 value and annual rate of change |  |  |  | Default | Set 2020 value and annual rate of change |  |  |  |  | Default | Set 2020 value and annual rate of change |  |  | 0 | 200 | 300 | 500 |  | Default | 3% | [288 empty] | 0
59 | Own assumptions | No | No | RCP4.5 | Default | Set 2020 value and annual rate of change |  |  |  | Default |  | Default |  |  | Default | Set 2018 value and annual rate of change |  |  |  | Default |  |  |  |  | Default | Set 2020 value and annual rate of change |  |  |  | Default |  |  |  |  | Default |  |  |  |  | Default | Set 2020 value and annual rate of change |  |  |  | Default | Set 2020 value and annual rate of change |  |  |  |  | Default | Set 2020 value and annual rate of change |  |  | 0 | 200 | 300 | 500 |  | Default | 3% | [288 empty] | 0
60 | Own assumptions | No | No | RCP4.5 | Default | Set 2020 value and annual rate of change |  |  |  | Default |  | Default |  |  | Default | Set 2018 value and annual rate of change |  |  |  | Default |  |  |  |  | Default | Set 2020 value and annual rate of change |  |  |  | Default |  |  |  |  | Default |  |  |  |  | Default | Set 2020 value and annual rate of change |  |  |  | Default | Set 2020 value and annual rate of change |  |  |  |  | Default | Set 2020 value and annual rate of change |  |  | 0 | 200 | 300 | 500 |  | Default | 3% | [288 empty] | 0
61 | Own assumptions | No | No | RCP4.5 | Default | Set 2020 value and annual rate of change |  |  |  | Default |  | Default |  |  | Default | Set 2018 value and annual rate of change |  |  |  | Default |  |  |  |  | Default | Set 2020 value and annual rate of change |  |  |  | Default |  |  |  |  | Default |  |  |  |  | Default | Set 2020 value and annual rate of change |  |  |  | Default | Set 2020 value and annual rate of change |  |  |  |  | Default | Set 2020 value and annual rate of change |  |  | 0 | 200 | 300 | 500 |  | Default | 3% | [288 empty] | 0
62 | Own assumptions | No | No | RCP4.5 | Default | Set 2020 value and annual rate of change |  |  |  | Default |  | Default |  |  | Default | Set 2018 value and annual rate of change |  |  |  | Default |  |  |  |  | Default | Set 2020 value and annual rate of change |  |  |  | Default |  |  |  |  | Default |  |  |  |  | Default | Set 2020 value and annual rate of change |  |  |  | Default | Set 2020 value and annual rate of change |  |  |  |  | Default | Set 2020 value and annual rate of change |  |  | 0 | 200 | 300 | 500 |  | Default | 3% | [288 empty] | 0
63 | Own assumptions | No | No | RCP4.5 | Default | Set 2020 value and annual rate of change |  |  |  | Default |  | Default |  |  | Default | Set 2018 value and annual rate of change |  |  |  | Default |  |  |  |  | Default | Set 2020 value and annual rate of change |  |  |  | Default |  |  |  |  | Default |  |  |  |  | Default | Set 2020 value and annual rate of change |  |  |  | Default | Set 2020 value and annual rate of change |  |  |  |  | Default | Set 2020 value and annual rate of change |  |  | 0 | 200 | 300 | 500 |  | Default | 3% | [288 empty] | 0
64 | Own assumptions | No | No | RCP4.5 | Default | Set 2020 value and annual rate of change |  |  |  | Default |  | Default |  |  | Default | Set 2018 value and annual rate of change |  |  |  | Default |  |  |  |  | Default | Set 2020 value and annual rate of change |  |  |  | Default |  |  |  |  | Default |  |  |  |  | Default | Set 2020 value and annual rate of change |  |  |  | Default | Set 2020 value and annual rate of change |  |  |  |  | Default | Set 2020 value and annual rate of change |  |  | 0 | 200 | 300 | 500 |  | Default | 3% | [288 empty] | 0
65 | Own assumptions | No | No | RCP4.5 | Default | Set 2020 value and annual rate of change |  |  |  | Default |  | Default |  |  | Default | Set 2018 value and annual rate of change |  |  |  | Default |  |  |  |  | Default | Set 2020 value and annual rate of change |  |  |  | Default |  |  |  |  | Default |  |  |  |  | Default | Set 2020 value and annual rate of change |  |  |  | Default | Set 2020 value and annual rate of change |  |  |  |  | Default | Set 2020 value and annual rate of change |  |  | 0 | 200 | 300 | 500 |  | Default | 3% | [288 empty] | 0
66 | Own assumptions | No | No | RCP4.5 | Default | Set 2020 value and annual rate of change |  |  |  | Default |  | Default |  |  | Default | Set 2018 value and annual rate of change |  |  |  | Default |  |  |  |  | Default | Set 2020 value and annual rate of change |  |  |  | Default |  |  |  |  | Default |  |  |  |  | Default | Set 2020 value and annual rate of change |  |  |  | Default | Set 2020 value and annual rate of change |  |  |  |  | Default | Set 2020 value and annual rate of change |  |  | 0 | 200 | 300 | 500 |  | Default | 3% | [288 empty] | 0
67 | Own assumptions | No | No | RCP4.5 | Default | Set 2020 value and annual rate of change |  |  |  | Default |  | Default |  |  | Default | Set 2018 value and annual rate of change |  |  |  | Default |  |  |  |  | Default | Set 2020 value and annual rate of change |  |  |  | Default |  |  |  |  | Default |  |  |  |  | Default | Set 2020 value and annual rate of change |  |  |  | Default | Set 2020 value and annual rate of change |  |  |  |  | Default | Set 2020 value and annual rate of change |  |  | 0 | 200 | 300 | 500 |  | Default | 3% | [288 empty] | 0
68 | Own assumptions | No | No | RCP4.5 | Default | Set 2020 value and annual rate of change |  |  |  | Default |  | Default |  |  | Default | Set 2018 value and annual rate of change |  |  |  | Default |  |  |  |  | Default | Set 2020 value and annual rate of change |  |  |  | Default |  |  |  |  | Default |  |  |  |  | Default | Set 2020 value and annual rate of change |  |  |  | Default | Set 2020 value and annual rate of change |  |  |  |  | Default | Set 2020 value and annual rate of change |  |  | 0 | 200 | 300 | 500 |  | Default | 3% | [288 empty] | 0
69 | Own assumptions | No | No | RCP4.5 | Default | Set 2020 value and annual rate of change |  |  |  | Default |  | Default |  |  | Default | Set 2018 value and annual rate of change |  |  |  | Default |  |  |  |  | Default | Set 2020 value and annual rate of change |  |  |  | Default |  |  |  |  | Default |  |  |  |  | Default | Set 2020 value and annual rate of change |  |  |  | Default | Set 2020 value and annual rate of change |  |  |  |  | Default | Set 2020 value and annual rate of change |  |  | 0 | 200 | 300 | 500 |  | Default | 3% | [288 empty] | 0
70 | Own assumptions | No | No | RCP4.5 | Default | Set 2020 value and annual rate of change |  |  |  | Default |  | Default |  |  | Default | Set 2018 value and annual rate of change |  |  |  | Default |  |  |  |  | Default | Set 2020 value and annual rate of change |  |  |  | Default |  |  |  |  | Default |  |  |  |  | Default | Set 2020 value and annual rate of change |  |  |  | Default | Set 2020 value and annual rate of change |  |  |  |  | Default | Set 2020 value and annual rate of change |  |  | 0 | 200 | 300 | 500 |  | Default | 3% | [288 empty] | 0
71 | Own assumptions | No | No | RCP4.5 | Default | Set 2020 value and annual rate of change |  |  |  | Default |  | Default |  |  | Default | Set 2018 value and annual rate of change |  |  |  | Default |  |  |  |  | Default | Set 2020 value and annual rate of change |  |  |  | Default |  |  |  |  | Default |  |  |  |  | Default | Set 2020 value and annual rate of change |  |  |  | Default | Set 2020 value and annual rate of change |  |  |  |  | Default | Set 2020 value and annual rate of change |  |  | 0 | 200 | 300 | 500 |  | Default | 3% | [288 empty] | 0
72 | Own assumptions | No | No | RCP4.5 | Default | Set 2020 value and annual rate of change |  |  |  | Default |  | Default |  |  | Default | Set 2018 value and annual rate of change |  |  |  | Default |  |  |  |  | Default | Set 2020 value and annual rate of change |  |  |  | Default |  |  |  |  | Default |  |  |  |  | Default | Set 2020 value and annual rate of change |  |  |  | Default | Set 2020 value and annual rate of change |  |  |  |  | Default | Set 2020 value and annual rate of change |  |  | 0 | 200 | 300 | 500 |  | Default | 3% | [288 empty] | 0
73 | Own assumptions | No | No | RCP4.5 | Default | Set 2020 value and annual rate of change |  |  |  | Default |  | Default |  |  | Default | Set 2018 value and annual rate of change |  |  |  | Default |  |  |  |  | Default | Set 2020 value and annual rate of change |  |  |  | Default |  |  |  |  | Default |  |  |  |  | Default | Set 2020 value and annual rate of change |  |  |  | Default | Set 2020 value and annual rate of change |  |  |  |  | Default | Set 2020 value and annual rate of change |  |  | 0 | 200 | 300 | 500 |  | Default | 3% | [288 empty] | 0
74 | Own assumptions | No | No | RCP4.5 | Default | Set 2020 value and annual rate of change |  |  |  | Default |  | Default |  |  | Default | Set 2018 value and annual rate of change |  |  |  | Default |  |  |  |  | Default | Set 2020 value and annual rate of change |  |  |  | Default |  |  |  |  | Default |  |  |  |  | Default | Set 2020 value and annual rate of change |  |  |  | Default | Set 2020 value and annual rate of change |  |  |  |  | Default | Set 2020 value and annual rate of change |  |  | 0 | 200 | 300 | 500 |  | Default | 3% | [288 empty] | 0
75 | Own assumptions | No | No | RCP4.5 | Default | Set 2020 value and annual rate of change |  |  |  | Default |  | Default |  |  | Default | Set 2018 value and annual rate of change |  |  |  | Default |  |  |  |  | Default | Set 2020 value and annual rate of change |  |  |  | Default |  |  |  |  | Default |  |  |  |  | Default | Set 2020 value and annual rate of change |  |  |  | Default | Set 2020 value and annual rate of change |  |  |  |  | Default | Set 2020 value and annual rate of change |  |  | 0 | 200 | 300 | 500 |  | Default | 3% | [288 empty] | 0
76 | Own assumptions | No | No | RCP4.5 | Default | Set 2020 value and annual rate of change |  |  |  | Default |  | Default |  |  | Default | Set 2018 value and annual rate of change |  |  |  | Default |  |  |  |  | Default | Set 2020 value and annual rate of change |  |  |  | Default |  |  |  |  | Default |  |  |  |  | Default | Set 2020 value and annual rate of change |  |  |  | Default | Set 2020 value and annual rate of change |  |  |  |  | Default | Set 2020 value and annual rate of change |  |  | 0 | 200 | 300 | 500 |  | Default | 3% | [288 empty] | 0
77 | Own assumptions | No | No | RCP4.5 | Default | Set 2020 value and annual rate of change |  |  |  | Default |  | Default |  |  | Default | Set 2018 value and annual rate of change |  |  |  | Default |  |  |  |  | Default | Set 2020 value and annual rate of change |  |  |  | Default |  |  |  |  | Default |  |  |  |  | Default | Set 2020 value and annual rate of change |  |  |  | Default | Set 2020 value and annual rate of change |  |  |  |  | Default | Set 2020 value and annual rate of change |  |  | 0 | 200 | 300 | 500 |  | Default | 3% | [288 empty] | 0
78 | Own assumptions | No | No | RCP4.5 | Default | Set 2020 value and annual rate of change |  |  |  | Default |  | Default |  |  | Default | Set 2018 value and annual rate of change |  |  |  | Default |  |  |  |  | Default | Set 2020 value and annual rate of change |  |  |  | Default |  |  |  |  | Default |  |  |  |  | Default | Set 2020 value and annual rate of change |  |  |  | Default | Set 2020 value and annual rate of change |  |  |  |  | Default | Set 2020 value and annual rate of change |  |  | 0 | 200 | 300 | 500 |  | Default | 3% | [288 empty] | 0
79 | Own assumptions | No | No | RCP4.5 | Default | Set 2020 value and annual rate of change |  |  |  | Default |  | Default |  |  | Default | Set 2018 value and annual rate of change |  |  |  | Default |  |  |  |  | Default | Set 2020 value and annual rate of change |  |  |  | Default |  |  |  |  | Default |  |  |  |  | Default | Set 2020 value and annual rate of change |  |  |  | Default | Set 2020 value and annual rate of change |  |  |  |  | Default | Set 2020 value and annual rate of change |  |  | 0 | 200 | 300 | 500 |  | Default | 3% | [288 empty] | 0
80 | Own assumptions | No | No | RCP4.5 | Default | Set 2020 value and annual rate of change |  |  |  | Default |  | Default |  |  | Default | Set 2018 value and annual rate of change |  |  |  | Default |  |  |  |  | Default | Set 2020 value and annual rate of change |  |  |  | Default |  |  |  |  | Default |  |  |  |  | Default | Set 2020 value and annual rate of change |  |  |  | Default | Set 2020 value and annual rate of change |  |  |  |  | Default | Set 2020 value and annual rate of change |  |  | 0 | 200 | 300 | 500 |  | Default | 3% | [288 empty] | 0
81 | Own assumptions | No | No | RCP4.5 | Default | Set 2020 value and annual rate of change |  |  |  | Default |  | Default |  |  | Default | Set 2018 value and annual rate of change |  |  |  | Default |  |  |  |  | Default | Set 2020 value and annual rate of change |  |  |  | Default |  |  |  |  | Default |  |  |  |  | Default | Set 2020 value and annual rate of change |  |  |  | Default | Set 2020 value and annual rate of change |  |  |  |  | Default | Set 2020 value and annual rate of change |  |  | 0 | 200 | 300 | 500 |  | Default | 3% | [288 empty] | 0
82 | Own assumptions | No | No | RCP4.5 | Default | Set 2020 value and annual rate of change |  |  |  | Default |  | Default |  |  | Default | Set 2018 value and annual rate of change |  |  |  | Default |  |  |  |  | Default | Set 2020 value and annual rate of change |  |  |  | Default |  |  |  |  | Default |  |  |  |  | Default | Set 2020 value and annual rate of change |  |  |  | Default | Set 2020 value and annual rate of change |  |  |  |  | Default | Set 2020 value and annual rate of change |  |  | 0 | 200 | 300 | 500 |  | Default | 3% | [288 empty] | 0
83 | Own assumptions | No | No | RCP4.5 | Default | Set 2020 value and annual rate of change |  |  |  | Default |  | Default |  |  | Default | Set 2018 value and annual rate of change |  |  |  | Default |  |  |  |  | Default | Set 2020 value and annual rate of change |  |  |  | Default |  |  |  |  | Default |  |  |  |  | Default | Set 2020 value and annual rate of change |  |  |  | Default | Set 2020 value and annual rate of change |  |  |  |  | Default | Set 2020 value and annual rate of change |  |  | 0 | 200 | 300 | 500 |  | Default | 3% | [288 empty] | 0
84 | Own assumptions | No | No | RCP4.5 | Default | Set 2020 value and annual rate of change |  |  |  | Default |  | Default |  |  | Default | Set 2018 value and annual rate of change |  |  |  | Default |  |  |  |  | Default | Set 2020 value and annual rate of change |  |  |  | Default |  |  |  |  | Default |  |  |  |  | Default | Set 2020 value and annual rate of change |  |  |  | Default | Set 2020 value and annual rate of change |  |  |  |  | Default | Set 2020 value and annual rate of change |  |  | 0 | 200 | 300 | 500 |  | Default | 3% | [288 empty] | 0
85 | Own assumptions | No | No | RCP4.5 | Default | Set 2020 value and annual rate of change |  |  |  | Default |  | Default |  |  | Default | Set 2018 value and annual rate of change |  |  |  | Default |  |  |  |  | Default | Set 2020 value and annual rate of change |  |  |  | Default |  |  |  |  | Default |  |  |  |  | Default | Set 2020 value and annual rate of change |  |  |  | Default | Set 2020 value and annual rate of change |  |  |  |  | Default | Set 2020 value and annual rate of change |  |  | 0 | 200 | 300 | 500 |  | Default | 3% | [288 empty] | 0
86 | Own assumptions | No | No | RCP4.5 | Default | Set 2020 value and annual rate of change |  |  |  | Default |  | Default |  |  | Default | Set 2018 value and annual rate of change |  |  |  | Default |  |  |  |  | Default | Set 2020 value and annual rate of change |  |  |  | Default |  |  |  |  | Default |  |  |  |  | Default | Set 2020 value and annual rate of change |  |  |  | Default | Set 2020 value and annual rate of change |  |  |  |  | Default | Set 2020 value and annual rate of change |  |  | 0 | 200 | 300 | 500 |  | Default | 3% | [288 empty] | 0
87 | Own assumptions | No | No | RCP4.5 | Default | Set 2020 value and annual rate of change |  |  |  | Default |  | Default |  |  | Default | Set 2018 value and annual rate of change |  |  |  | Default |  |  |  |  | Default | Set 2020 value and annual rate of change |  |  |  | Default |  |  |  |  | Default |  |  |  |  | Default | Set 2020 value and annual rate of change |  |  |  | Default | Set 2020 value and annual rate of change |  |  |  |  | Default | Set 2020 value and annual rate of change |  |  | 0 | 200 | 300 | 500 |  | Default | 3% | [288 empty] | 0
88 | Own assumptions | No | No | RCP4.5 | Default | Set 2020 value and annual rate of change |  |  |  | Default |  | Default |  |  | Default | Set 2018 value and annual rate of change |  |  |  | Default |  |  |  |  | Default | Set 2020 value and annual rate of change |  |  |  | Default |  |  |  |  | Default |  |  |  |  | Default | Set 2020 value and annual rate of change |  |  |  | Default | Set 2020 value and annual rate of change |  |  |  |  | Default | Set 2020 value and annual rate of change |  |  | 0 | 200 | 300 | 500 |  | Default | 3% | [288 empty] | 0
89 | Own assumptions | No | No | RCP4.5 | Default | Set 2020 value and annual rate of change |  |  |  | Default |  | Default |  |  | Default | Set 2018 value and annual rate of change |  |  |  | Default |  |  |  |  | Default | Set 2020 value and annual rate of change |  |  |  | Default |  |  |  |  | Default |  |  |  |  | Default | Set 2020 value and annual rate of change |  |  |  | Default | Set 2020 value and annual rate of change |  |  |  |  | Default | Set 2020 value and annual rate of change |  |  | 0 | 200 | 300 | 500 |  | Default | 3% | [288 empty] | 0
90 | Own assumptions | No | No | RCP4.5 | Default | Set 2020 value and annual rate of change |  |  |  | Default |  | Default |  |  | Default | Set 2018 value and annual rate of change |  |  |  | Default |  |  |  |  | Default | Set 2020 value and annual rate of change |  |  |  | Default |  |  |  |  | Default |  |  |  |  | Default | Set 2020 value and annual rate of change |  |  |  | Default | Set 2020 value and annual rate of change |  |  |  |  | Default | Set 2020 value and annual rate of change |  |  | 0 | 200 | 300 | 500 |  | Default | 3% | [288 empty] | 0
91 | Own assumptions | No | No | RCP4.5 | Default | Set 2020 value and annual rate of change |  |  |  | Default |  | Default |  |  | Default | Set 2018 value and annual rate of change |  |  |  | Default |  |  |  |  | Default | Set 2020 value and annual rate of change |  |  |  | Default |  |  |  |  | Default |  |  |  |  | Default | Set 2020 value and annual rate of change |  |  |  | Default | Set 2020 value and annual rate of change |  |  |  |  | Default | Set 2020 value and annual rate of change |  |  | 0 | 200 | 300 | 500 |  | Default | 3% | [288 empty] | 0
92 | Own assumptions | No | No | RCP4.5 | Default | Set 2020 value and annual rate of change |  |  |  | Default |  | Default |  |  | Default | Set 2018 value and annual rate of change |  |  |  | Default |  |  |  |  | Default | Set 2020 value and annual rate of change |  |  |  | Default |  |  |  |  | Default |  |  |  |  | Default | Set 2020 value and annual rate of change |  |  |  | Default | Set 2020 value and annual rate of change |  |  |  |  | Default | Set 2020 value and annual rate of change |  |  | 0 | 200 | 300 | 500 |  | Default | 3% | [288 empty] | 0
93 | Own assumptions | No | No | RCP4.5 | Default | Set 2020 value and annual rate of change |  |  |  | Default |  | Default |  |  | Default | Set 2018 value and annual rate of change |  |  |  | Default |  |  |  |  | Default | Set 2020 value and annual rate of change |  |  |  | Default |  |  |  |  | Default |  |  |  |  | Default | Set 2020 value and annual rate of change |  |  |  | Default | Set 2020 value and annual rate of change |  |  |  |  | Default | Set 2020 value and annual rate of change |  |  | 0 | 200 | 300 | 500 |  | Default | 3% | [288 empty] | 0
94 | Own assumptions | No | No | RCP4.5 | Default | Set 2020 value and annual rate of change |  |  |  | Default |  | Default |  |  | Default | Set 2018 value and annual rate of change |  |  |  | Default |  |  |  |  | Default | Set 2020 value and annual rate of change |  |  |  | Default |  |  |  |  | Default |  |  |  |  | Default | Set 2020 value and annual rate of change |  |  |  | Default | Set 2020 value and annual rate of change |  |  |  |  | Default | Set 2020 value and annual rate of change |  |  | 0 | 200 | 300 | 500 |  | Default | 3% | [288 empty] | 0
95 | Own assumptions | No | No | RCP4.5 | Default | Set 2020 value and annual rate of change |  |  |  | Default |  | Default |  |  | Default | Set 2018 value and annual rate of change |  |  |  | Default |  |  |  |  | Default | Set 2020 value and annual rate of change |  |  |  | Default |  |  |  |  | Default |  |  |  |  | Default | Set 2020 value and annual rate of change |  |  |  | Default | Set 2020 value and annual rate of change |  |  |  |  | Default | Set 2020 value and annual rate of change |  |  | 0 | 200 | 300 | 500 |  | Default | 3% | [288 empty] | 0
96 | Own assumptions | No | No | RCP4.5 | Default | Set 2020 value and annual rate of change |  |  |  | Default |  | Default |  |  | Default | Set 2018 value and annual rate of change |  |  |  | Default |  |  |  |  | Default | Set 2020 value and annual rate of change |  |  |  | Default |  |  |  |  | Default |  |  |  |  | Default | Set 2020 value and annual rate of change |  |  |  | Default | Set 2020 value and annual rate of change |  |  |  |  | Default | Set 2020 value and annual rate of change |  |  | 0 | 200 | 300 | 500 |  | Default | 3% | [288 empty] | 0
97 | Own assumptions | No | No | RCP4.5 | Default | Set 2020 value and annual rate of change |  |  |  | Default |  | Default |  |  | Default | Set 2018 value and annual rate of change |  |  |  | Default |  |  |  |  | Default | Set 2020 value and annual rate of change |  |  |  | Default |  |  |  |  | Default |  |  |  |  | Default | Set 2020 value and annual rate of change |  |  |  | Default | Set 2020 value and annual rate of change |  |  |  |  | Default | Set 2020 value and annual rate of change |  |  | 0 | 200 | 300 | 500 |  | Default | 3% | [288 empty] | 0
98 | Own assumptions | No | No | RCP4.5 | Default | Set 2020 value and annual rate of change |  |  |  | Default |  | Default |  |  | Default | Set 2018 value and annual rate of change |  |  |  | Default |  |  |  |  | Default | Set 2020 value and annual rate of change |  |  |  | Default |  |  |  |  | Default |  |  |  |  | Default | Set 2020 value and annual rate of change |  |  |  | Default | Set 2020 value and annual rate of change |  |  |  |  | Default | Set 2020 value and annual rate of change |  |  | 0 | 200 | 300 | 500 |  | Default | 3% | [288 empty] | 0
99 | Own assumptions | No | No | RCP4.5 | Default | Set 2020 value and annual rate of change |  |  |  | Default |  | Default |  |  | Default | Set 2018 value and annual rate of change |  |  |  | Default |  |  |  |  | Default | Set 2020 value and annual rate of change |  |  |  | Default |  |  |  |  | Default |  |  |  |  | Default | Set 2020 value and annual rate of change |  |  |  | Default | Set 2020 value and annual rate of change |  |  |  |  | Default | Set 2020 value and annual rate of change |  |  | 0 | 200 | 300 | 500 |  | Default | 3% | [288 empty] | 0
100 | Own assumptions | No | No | RCP4.5 | Default | Set 2020 value and annual rate of change |  |  |  | Default |  | Default |  |  | Default | Set 2018 value and annual rate of change |  |  |  | Default |  |  |  |  | Default | Set 2020 value and annual rate of change |  |  |  | Default |  |  |  |  | Default |  |  |  |  | Default | Set 2020 value and annual rate of change |  |  |  | Default | Set 2020 value and annual rate of change |  |  |  |  | Default | Set 2020 value and annual rate of change |  |  | 0 | 200 | 300 | 500 |  | Default | 3% | [288 empty] | 0
101 | Own assumptions | No | No | RCP4.5 | Default | Set 2020 value and annual rate of change |  |  |  | Default |  | Default |  |  | Default | Set 2018 value and annual rate of change |  |  |  | Default |  |  |  |  | Default | Set 2020 value and annual rate of change |  |  |  | Default |  |  |  |  | Default |  |  |  |  | Default | Set 2020 value and annual rate of change |  |  |  | Default | Set 2020 value and annual rate of change |  |  |  |  | Default | Set 2020 value and annual rate of change |  |  | 0 | 200 | 300 | 500 |  | Default | 3% | [288 empty] | 0
102 | Own assumptions | No | No | RCP4.5 | Default | Set 2020 value and annual rate of change |  |  |  | Default |  | Default |  |  | Default | Set 2018 value and annual rate of change |  |  |  | Default |  |  |  |  | Default | Set 2020 value and annual rate of change |  |  |  | Default |  |  |  |  | Default |  |  |  |  | Default | Set 2020 value and annual rate of change |  |  |  | Default | Set 2020 value and annual rate of change |  |  |  |  | Default | Set 2020 value and annual rate of change |  |  | 0 | 200 | 300 | 500 |  | Default | 3% | [288 empty] | 0
103 | Own assumptions | No | No | RCP4.5 | Default | Set 2020 value and annual rate of change |  |  |  | Default |  | Default |  |  | Default | Set 2018 value and annual rate of change |  |  |  | Default |  |  |  |  | Default | Set 2020 value and annual rate of change |  |  |  | Default |  |  |  |  | Default |  |  |  |  | Default | Set 2020 value and annual rate of change |  |  |  | Default | Set 2020 value and annual rate of change |  |  |  |  | Default | Set 2020 value and annual rate of change |  |  | 0 | 200 | 300 | 500 |  | Default | 3% | [288 empty] | 0
104 | Own assumptions | No | No | RCP4.5 | Default | Set 2020 value and annual rate of change |  |  |  | Default |  | Default |  |  | Default | Set 2018 value and annual rate of change |  |  |  | Default |  |  |  |  | Default | Set 2020 value and annual rate of change |  |  |  | Default |  |  |  |  | Default |  |  |  |  | Default | Set 2020 value and annual rate of change |  |  |  | Default | Set 2020 value and annual rate of change |  |  |  |  | Default | Set 2020 value and annual rate of change |  |  | 0 | 200 | 300 | 500 |  | Default | 3% | [288 empty] | 0
105 | Own assumptions | No | No | RCP4.5 | Default | Set 2020 value and annual rate of change |  |  |  | Default |  | Default |  |  | Default | Set 2018 value and annual rate of change |  |  |  | Default |  |  |  |  | Default | Set 2020 value and annual rate of change |  |  |  | Default |  |  |  |  | Default |  |  |  |  | Default | Set 2020 value and annual rate of change |  |  |  | Default | Set 2020 value and annual rate of change |  |  |  |  | Default | Set 2020 value and annual rate of change |  |  | 0 | 200 | 300 | 500 |  | Default | 3% | [288 empty] | 0
106 | Own assumptions | No | No | RCP4.5 | Default | Set 2020 value and annual rate of change |  |  |  | Default |  | Default |  |  | Default | Set 2018 value and annual rate of change |  |  |  | Default |  |  |  |  | Default | Set 2020 value and annual rate of change |  |  |  | Default |  |  |  |  | Default |  |  |  |  | Default | Set 2020 value and annual rate of change |  |  |  | Default | Set 2020 value and annual rate of change |  |  |  |  | Default | Set 2020 value and annual rate of change |  |  | 0 | 200 | 300 | 500 |  | Default | 3% | [288 empty] | 0
107 | Own assumptions | No | No | RCP4.5 | Default | Set 2020 value and annual rate of change |  |  |  | Default |  | Default |  |  | Default | Set 2018 value and annual rate of change |  |  |  | Default |  |  |  |  | Default | Set 2020 value and annual rate of change |  |  |  | Default |  |  |  |  | Default |  |  |  |  | Default | Set 2020 value and annual rate of change |  |  |  | Default | Set 2020 value and annual rate of change |  |  |  |  | Default | Set 2020 value and annual rate of change |  |  | 0 | 200 | 300 | 500 |  | Default | 3% | [288 empty] | 0
108 | Own assumptions | No | No | RCP4.5 | Default | Set 2020 value and annual rate of change |  |  |  | Default |  | Default |  |  | Default | Set 2018 value and annual rate of change |  |  |  | Default |  |  |  |  | Default | Set 2020 value and annual rate of change |  |  |  | Default |  |  |  |  | Default |  |  |  |  | Default | Set 2020 value and annual rate of change |  |  |  | Default | Set 2020 value and annual rate of change |  |  |  |  | Default | Set 2020 value and annual rate of change |  |  | 0 | 200 | 300 | 500 |  | Default | 3% | [288 empty] | 0
109 | Own assumptions | No | No | RCP4.5 | Default | Set 2020 value and annual rate of change |  |  |  | Default |  | Default |  |  | Default | Set 2018 value and annual rate of change |  |  |  | Default |  |  |  |  | Default | Set 2020 value and annual rate of change |  |  |  | Default |  |  |  |  | Default |  |  |  |  | Default | Set 2020 value and annual rate of change |  |  |  | Default | Set 2020 value and annual rate of change |  |  |  |  | Default | Set 2020 value and annual rate of change |  |  | 0 | 200 | 300 | 500 |  | Default | 3% | [288 empty] | 0
110 | Own assumptions | No | No | RCP4.5 | Default | Set 2020 value and annual rate of change |  |  |  | Default |  | Default |  |  | Default | Set 2018 value and annual rate of change |  |  |  | Default |  |  |  |  | Default | Set 2020 value and annual rate of change |  |  |  | Default |  |  |  |  | Default |  |  |  |  | Default | Set 2020 value and annual rate of change |  |  |  | Default | Set 2020 value and annual rate of change |  |  |  |  | Default | Set 2020 value and annual rate of change |  |  | 0 | 200 | 300 | 500 |  | Default | 3% | [288 empty] | 0
111 | Own assumptions | No | No | RCP4.5 | Default | Set 2020 value and annual rate of change |  |  |  | Default |  | Default |  |  | Default | Set 2018 value and annual rate of change |  |  |  | Default |  |  |  |  | Default | Set 2020 value and annual rate of change |  |  |  | Default |  |  |  |  | Default |  |  |  |  | Default | Set 2020 value and annual rate of change |  |  |  | Default | Set 2020 value and annual rate of change |  |  |  |  | Default | Set 2020 value and annual rate of change |  |  | 0 | 200 | 300 | 500 |  | Default | 3% | [288 empty] | 0
112 | Own assumptions | No | No | RCP4.5 | Default | Set 2020 value and annual rate of change |  |  |  | Default |  | Default |  |  | Default | Set 2018 value and annual rate of change |  |  |  | Default |  |  |  |  | Default | Set 2020 value and annual rate of change |  |  |  | Default |  |  |  |  | Default |  |  |  |  | Default | Set 2020 value and annual rate of change |  |  |  | Default | Set 2020 value and annual rate of change |  |  |  |  | Default | Set 2020 value and annual rate of change |  |  | 0 | 200 | 300 | 500 |  | Default | 3% | [288 empty] | 0
113 | Own assumptions | No | No | RCP4.5 | Default | Set 2020 value and annual rate of change |  |  |  | Default |  | Default |  |  | Default | Set 2018 value and annual rate of change |  |  |  | Default |  |  |  |  | Default | Set 2020 value and annual rate of change |  |  |  | Default |  |  |  |  | Default |  |  |  |  | Default | Set 2020 value and annual rate of change |  |  |  | Default | Set 2020 value and annual rate of change |  |  |  |  | Default | Set 2020 value and annual rate of change |  |  | 0 | 200 | 300 | 500 |  | Default | 3% | [288 empty] | 0
114 | Own assumptions | No | No | RCP4.5 | Default | Set 2020 value and annual rate of change |  |  |  | Default |  | Default |  |  | Default | Set 2018 value and annual rate of change |  |  |  | Default |  |  |  |  | Default | Set 2020 value and annual rate of change |  |  |  | Default |  |  |  |  | Default |  |  |  |  | Default | Set 2020 value and annual rate of change |  |  |  | Default | Set 2020 value and annual rate of change |  |  |  |  | Default | Set 2020 value and annual rate of change |  |  | 0 | 200 | 300 | 500 |  | Default | 3% | [288 empty] | 0
115 | Own assumptions | No | No | RCP4.5 | Default | Set 2020 value and annual rate of change |  |  |  | Default |  | Default |  |  | Default | Set 2018 value and annual rate of change |  |  |  | Default |  |  |  |  | Default | Set 2020 value and annual rate of change |  |  |  | Default |  |  |  |  | Default |  |  |  |  | Default | Set 2020 value and annual rate of change |  |  |  | Default | Set 2020 value and annual rate of change |  |  |  |  | Default | Set 2020 value and annual rate of change |  |  | 0 | 200 | 300 | 500 |  | Default | 3% | [288 empty] | 0
116 | Own assumptions | No | No | RCP4.5 | Default | Set 2020 value and annual rate of change |  |  |  | Default |  | Default |  |  | Default | Set 2018 value and annual rate of change |  |  |  | Default |  |  |  |  | Default | Set 2020 value and annual rate of change |  |  |  | Default |  |  |  |  | Default |  |  |  |  | Default | Set 2020 value and annual rate of change |  |  |  | Default | Set 2020 value and annual rate of change |  |  |  |  | Default | Set 2020 value and annual rate of change |  |  | 0 | 200 | 300 | 500 |  | Default | 3% | [288 empty] | 0
117 | Own assumptions | No | No | RCP4.5 | Default | Set 2020 value and annual rate of change |  |  |  | Default |  | Default |  |  | Default | Set 2018 value and annual rate of change |  |  |  | Default |  |  |  |  | Default | Set 2020 value and annual rate of change |  |  |  | Default |  |  |  |  | Default |  |  |  |  | Default | Set 2020 value and annual rate of change |  |  |  | Default | Set 2020 value and annual rate of change |  |  |  |  | Default | Set 2020 value and annual rate of change |  |  | 0 | 200 | 300 | 500 |  | Default | 3% | [288 empty] | 0
118 | Own assumptions | No | No | RCP4.5 | Default | Set 2020 value and annual rate of change |  |  |  | Default |  | Default |  |  | Default | Set 2018 value and annual rate of change |  |  |  | Default |  |  |  |  | Default | Set 2020 value and annual rate of change |  |  |  | Default |  |  |  |  | Default |  |  |  |  | Default | Set 2020 value and annual rate of change |  |  |  | Default | Set 2020 value and annual rate of change |  |  |  |  | Default | Set 2020 value and annual rate of change |  |  | 0 | 200 | 300 | 500 |  | Default | 3% | [288 empty] | 0
119 | Own assumptions | No | No | RCP4.5 | Default | Set 2020 value and annual rate of change |  |  |  | Default |  | Default |  |  | Default | Set 2018 value and annual rate of change |  |  |  | Default |  |  |  |  | Default | Set 2020 value and annual rate of change |  |  |  | Default |  |  |  |  | Default |  |  |  |  | Default | Set 2020 value and annual rate of change |  |  |  | Default | Set 2020 value and annual rate of change |  |  |  |  | Default | Set 2020 value and annual rate of change |  |  | 0 | 200 | 300 | 500 |  | Default | 3% | [288 empty] | 0
120 | Own assumptions | No | No | RCP4.5 | Default | Set 2020 value and annual rate of change |  |  |  | Default |  | Default |  |  | Default | Set 2018 value and annual rate of change |  |  |  | Default |  |  |  |  | Default | Set 2020 value and annual rate of change |  |  |  | Default |  |  |  |  | Default |  |  |  |  | Default | Set 2020 value and annual rate of change |  |  |  | Default | Set 2020 value and annual rate of change |  |  |  |  | Default | Set 2020 value and annual rate of change |  |  | 0 | 200 | 300 | 500 |  | Default | 3% | [288 empty] | 0
121 | Own assumptions | No | No | RCP4.5 | Default | Set 2020 value and annual rate of change |  |  |  | Default |  | Default |  |  | Default | Set 2018 value and annual rate of change |  |  |  | Default |  |  |  |  | Default | Set 2020 value and annual rate of change |  |  |  | Default |  |  |  |  | Default |  |  |  |  | Default | Set 2020 value and annual rate of change |  |  |  | Default | Set 2020 value and annual rate of change |  |  |  |  | Default | Set 2020 value and annual rate of change |  |  | 0 | 200 | 300 | 500 |  | Default | 3% | [288 empty] | 0
122 | Own assumptions | No | No | RCP4.5 | Default | Set 2020 value and annual rate of change |  |  |  | Default |  | Default |  |  | Default | Set 2018 value and annual rate of change |  |  |  | Default |  |  |  |  | Default | Set 2020 value and annual rate of change |  |  |  | Default |  |  |  |  | Default |  |  |  |  | Default | Set 2020 value and annual rate of change |  |  |  | Default | Set 2020 value and annual rate of change |  |  |  |  | Default | Set 2020 value and annual rate of change |  |  | 0 | 200 | 300 | 500 |  | Default | 3% | [288 empty] | 0
123 | Own assumptions | No | No | RCP4.5 | Default | Set 2020 value and annual rate of change |  |  |  | Default |  | Default |  |  | Default | Set 2018 value and annual rate of change |  |  |  | Default |  |  |  |  | Default | Set 2020 value and annual rate of change |  |  |  | Default |  |  |  |  | Default |  |  |  |  | Default | Set 2020 value and annual rate of change |  |  |  | Default | Set 2020 value and annual rate of change |  |  |  |  | Default | Set 2020 value and annual rate of change |  |  | 0 | 200 | 300 | 500 |  | Default | 3% | [288 empty] | 0
124 | Own assumptions | No | No | RCP4.5 | Default | Set 2020 value and annual rate of change |  |  |  | Default |  | Default |  |  | Default | Set 2018 value and annual rate of change |  |  |  | Default |  |  |  |  | Default | Set 2020 value and annual rate of change |  |  |  | Default |  |  |  |  | Default |  |  |  |  | Default | Set 2020 value and annual rate of change |  |  |  | Default | Set 2020 value and annual rate of change |  |  |  |  | Default | Set 2020 value and annual rate of change |  |  | 0 | 200 | 300 | 500 |  | Default | 3% | [288 empty] | 0
125 | Own assumptions | No | No | RCP4.5 | Default | Set 2020 value and annual rate of change |  |  |  | Default |  | Default |  |  | Default | Set 2018 value and annual rate of change |  |  |  | Default |  |  |  |  | Default | Set 2020 value and annual rate of change |  |  |  | Default |  |  |  |  | Default |  |  |  |  | Default | Set 2020 value and annual rate of change |  |  |  | Default | Set 2020 value and annual rate of change |  |  |  |  | Default | Set 2020 value and annual rate of change |  |  | 0 | 200 | 300 | 500 |  | Default | 3% | [288 empty] | 0
126 | Own assumptions | No | No | RCP4.5 | Default | Set 2020 value and annual rate of change |  |  |  | Default |  | Default |  |  | Default | Set 2018 value and annual rate of change |  |  |  | Default |  |  |  |  | Default | Set 2020 value and annual rate of change |  |  |  | Default |  |  |  |  | Default |  |  |  |  | Default | Set 2020 value and annual rate of change |  |  |  | Default | Set 2020 value and annual rate of change |  |  |  |  | Default | Set 2020 value and annual rate of change |  |  | 0 | 200 | 300 | 500 |  | Default | 3% | [288 empty] | 0
127 | Own assumptions | No | No | RCP4.5 | Default | Set 2020 value and annual rate of change |  |  |  | Default |  | Default |  |  | Default | Set 2018 value and annual rate of change |  |  |  | Default |  |  |  |  | Default | Set 2020 value and annual rate of change |  |  |  | Default |  |  |  |  | Default |  |  |  |  | Default | Set 2020 value and annual rate of change |  |  |  | Default | Set 2020 value and annual rate of change |  |  |  |  | Default | Set 2020 value and annual rate of change |  |  | 0 | 200 | 300 | 500 |  | Default | 3% | [288 empty] | 0
128 | Own assumptions | No | No | RCP4.5 | Default | Set 2020 value and annual rate of change |  |  |  | Default |  | Default |  |  | Default | Set 2018 value and annual rate of change |  |  |  | Default |  |  |  |  | Default | Set 2020 value and annual rate of change |  |  |  | Default |  |  |  |  | Default |  |  |  |  | Default | Set 2020 value and annual rate of change |  |  |  | Default | Set 2020 value and annual rate of change |  |  |  |  | Default | Set 2020 value and annual rate of change |  |  | 0 | 200 | 300 | 500 |  | Default | 3% | [288 empty] | 0
129 | Own assumptions | No | No | RCP4.5 | Default | Set 2020 value and annual rate of change |  |  |  | Default |  | Default |  |  | Default | Set 2018 value and annual rate of change |  |  |  | Default |  |  |  |  | Default | Set 2020 value and annual rate of change |  |  |  | Default |  |  |  |  | Default |  |  |  |  | Default | Set 2020 value and annual rate of change |  |  |  | Default | Set 2020 value and annual rate of change |  |  |  |  | Default | Set 2020 value and annual rate of change |  |  | 0 | 200 | 300 | 500 |  | Default | 3% | [288 empty] | 0
130 | Own assumptions | No | No | RCP4.5 | Default | Set 2020 value and annual rate of change |  |  |  | Default |  | Default |  |  | Default | Set 2018 value and annual rate of change |  |  |  | Default |  |  |  |  | Default | Set 2020 value and annual rate of change |  |  |  | Default |  |  |  |  | Default |  |  |  |  | Default | Set 2020 value and annual rate of change |  |  |  | Default | Set 2020 value and annual rate of change |  |  |  |  | Default | Set 2020 value and annual rate of change |  |  | 0 | 200 | 300 | 500 |  | Default | 3% | [288 empty] | 0
131 | Own assumptions | No | No | RCP4.5 | Default | Set 2020 value and annual rate of change |  |  |  | Default |  | Default |  |  | Default | Set 2018 value and annual rate of change |  |  |  | Default |  |  |  |  | Default | Set 2020 value and annual rate of change |  |  |  | Default |  |  |  |  | Default |  |  |  |  | Default | Set 2020 value and annual rate of change |  |  |  | Default | Set 2020 value and annual rate of change |  |  |  |  | Default | Set 2020 value and annual rate of change |  |  | 0 | 200 | 300 | 500 |  | Default | 3% | [288 empty] | 0
132 | Own assumptions | No | No | RCP4.5 | Default | Set 2020 value and annual rate of change |  |  |  | Default |  | Default |  |  | Default | Set 2018 value and annual rate of change |  |  |  | Default |  |  |  |  | Default | Set 2020 value and annual rate of change |  |  |  | Default |  |  |  |  | Default |  |  |  |  | Default | Set 2020 value and annual rate of change |  |  |  | Default | Set 2020 value and annual rate of change |  |  |  |  | Default | Set 2020 value and annual rate of change |  |  | 0 | 200 | 300 | 500 |  | Default | 3% | [288 empty] | 0
133 | Own assumptions | No | No | RCP4.5 | Default | Set 2020 value and annual rate of change |  |  |  | Default |  | Default |  |  | Default | Set 2018 value and annual rate of change |  |  |  | Default |  |  |  |  | Default | Set 2020 value and annual rate of change |  |  |  | Default |  |  |  |  | Default |  |  |  |  | Default | Set 2020 value and annual rate of change |  |  |  | Default | Set 2020 value and annual rate of change |  |  |  |  | Default | Set 2020 value and annual rate of change |  |  | 0 | 200 | 300 | 500 |  | Default | 3% | [288 empty] | 0
134 | Own assumptions | No | No | RCP4.5 | Default | Set 2020 value and annual rate of change |  |  |  | Default |  | Default |  |  | Default | Set 2018 value and annual rate of change |  |  |  | Default |  |  |  |  | Default | Set 2020 value and annual rate of change |  |  |  | Default |  |  |  |  | Default |  |  |  |  | Default | Set 2020 value and annual rate of change |  |  |  | Default | Set 2020 value and annual rate of change |  |  |  |  | Default | Set 2020 value and annual rate of change |  |  | 0 | 200 | 300 | 500 |  | Default | 3% | [288 empty] | 0
135 | Own assumptions | No | No | RCP4.5 | Default | Set 2020 value and annual rate of change |  |  |  | Default |  | Default |  |  | Default | Set 2018 value and annual rate of change |  |  |  | Default |  |  |  |  | Default | Set 2020 value and annual rate of change |  |  |  | Default |  |  |  |  | Default |  |  |  |  | Default | Set 2020 value and annual rate of change |  |  |  | Default | Set 2020 value and annual rate of change |  |  |  |  | Default | Set 2020 value and annual rate of change |  |  | 0 | 200 | 300 | 500 |  | Default | 3% | [288 empty] | 0
136 | Own assumptions | No | No | RCP4.5 | Default | Set 2020 value and annual rate of change |  |  |  | Default |  | Default |  |  | Default | Set 2018 value and annual rate of change |  |  |  | Default |  |  |  |  | Default | Set 2020 value and annual rate of change |  |  |  | Default |  |  |  |  | Default |  |  |  |  | Default | Set 2020 value and annual rate of change |  |  |  | Default | Set 2020 value and annual rate of change |  |  |  |  | Default | Set 2020 value and annual rate of change |  |  | 0 | 200 | 300 | 500 |  | Default | 3% | [288 empty] | 0
137 | Own assumptions | No | No | RCP4.5 | Default | Set 2020 value and annual rate of change |  |  |  | Default |  | Default |  |  | Default | Set 2018 value and annual rate of change |  |  |  | Default |  |  |  |  | Default | Set 2020 value and annual rate of change |  |  |  | Default |  |  |  |  | Default |  |  |  |  | Default | Set 2020 value and annual rate of change |  |  |  | Default | Set 2020 value and annual rate of change |  |  |  |  | Default | Set 2020 value and annual rate of change |  |  | 0 | 200 | 300 | 500 |  | Default | 3% | [288 empty] | 0
138 | Own assumptions | No | No | RCP4.5 | Default | Set 2020 value and annual rate of change |  |  |  | Default |  | Default |  |  | Default | Set 2018 value and annual rate of change |  |  |  | Default |  |  |  |  | Default | Set 2020 value and annual rate of change |  |  |  | Default |  |  |  |  | Default |  |  |  |  | Default | Set 2020 value and annual rate of change |  |  |  | Default | Set 2020 value and annual rate of change |  |  |  |  | Default | Set 2020 value and annual rate of change |  |  | 0 | 200 | 300 | 500 |  | Default | 3% | [288 empty] | 0
139 | Own assumptions | No | No | RCP4.5 | Default | Set 2020 value and annual rate of change |  |  |  | Default |  | Default |  |  | Default | Set 2018 value and annual rate of change |  |  |  | Default |  |  |  |  | Default | Set 2020 value and annual rate of change |  |  |  | Default |  |  |  |  | Default |  |  |  |  | Default | Set 2020 value and annual rate of change |  |  |  | Default | Set 2020 value and annual rate of change |  |  |  |  | Default | Set 2020 value and annual rate of change |  |  | 0 | 200 | 300 | 500 |  | Default | 3% | [288 empty] | 0
140 | Own assumptions | No | No | RCP4.5 | Default | Set 2020 value and annual rate of change |  |  |  | Default |  | Default |  |  | Default | Set 2018 value and annual rate of change |  |  |  | Default |  |  |  |  | Default | Set 2020 value and annual rate of change |  |  |  | Default |  |  |  |  | Default |  |  |  |  | Default | Set 2020 value and annual rate of change |  |  |  | Default | Set 2020 value and annual rate of change |  |  |  |  | Default | Set 2020 value and annual rate of change |  |  | 0 | 200 | 300 | 500 |  | Default | 3% | [288 empty] | 0
141 | Own assumptions | No | No | RCP4.5 | Default | Set 2020 value and annual rate of change |  |  |  | Default |  | Default |  |  | Default | Set 2018 value and annual rate of change |  |  |  | Default |  |  |  |  | Default | Set 2020 value and annual rate of change |  |  |  | Default |  |  |  |  | Default |  |  |  |  | Default | Set 2020 value and annual rate of change |  |  |  | Default | Set 2020 value and annual rate of change |  |  |  |  | Default | Set 2020 value and annual rate of change |  |  | 0 | 200 | 300 | 500 |  | Default | 3% | [288 empty] | 0
142 | Own assumptions | No | No | RCP4.5 | Default | Set 2020 value and annual rate of change |  |  |  | Default |  | Default |  |  | Default | Set 2018 value and annual rate of change |  |  |  | Default |  |  |  |  | Default | Set 2020 value and annual rate of change |  |  |  | Default |  |  |  |  | Default |  |  |  |  | Default | Set 2020 value and annual rate of change |  |  |  | Default | Set 2020 value and annual rate of change |  |  |  |  | Default | Set 2020 value and annual rate of change |  |  | 0 | 200 | 300 | 500 |  | Default | 3% | [288 empty] | 0
143 | Own assumptions | No | No | RCP4.5 | Default | Set 2020 value and annual rate of change |  |  |  | Default |  | Default |  |  | Default | Set 2018 value and annual rate of change |  |  |  | Default |  |  |  |  | Default | Set 2020 value and annual rate of change |  |  |  | Default |  |  |  |  | Default |  |  |  |  | Default | Set 2020 value and annual rate of change |  |  |  | Default | Set 2020 value and annual rate of change |  |  |  |  | Default | Set 2020 value and annual rate of change |  |  | 0 | 200 | 300 | 500 |  | Default | 3% | [288 empty] | 0
144 | Own assumptions | No | No | RCP4.5 | Default | Set 2020 value and annual rate of change |  |  |  | Default |  | Default |  |  | Default | Set 2018 value and annual rate of change |  |  |  | Default |  |  |  |  | Default | Set 2020 value and annual rate of change |  |  |  | Default |  |  |  |  | Default |  |  |  |  | Default | Set 2020 value and annual rate of change |  |  |  | Default | Set 2020 value and annual rate of change |  |  |  |  | Default | Set 2020 value and annual rate of change |  |  | 0 | 200 | 300 | 500 |  | Default | 3% | [288 empty] | 0
145 | Own assumptions | No | No | RCP4.5 | Default | Set 2020 value and annual rate of change |  |  |  | Default |  | Default |  |  | Default | Set 2018 value and annual rate of change |  |  |  | Default |  |  |  |  | Default | Set 2020 value and annual rate of change |  |  |  | Default |  |  |  |  | Default |  |  |  |  | Default | Set 2020 value and annual rate of change |  |  |  | Default | Set 2020 value and annual rate of change |  |  |  |  | Default | Set 2020 value and annual rate of change |  |  | 0 | 200 | 300 | 500 |  | Default | 3% | [288 empty] | 0
146 | Own assumptions | No | No | RCP4.5 | Default | Set 2020 value and annual rate of change |  |  |  | Default |  | Default |  |  | Default | Set 2018 value and annual rate of change |  |  |  | Default |  |  |  |  | Default | Set 2020 value and annual rate of change |  |  |  | Default |  |  |  |  | Default |  |  |  |  | Default | Set 2020 value and annual rate of change |  |  |  | Default | Set 2020 value and annual rate of change |  |  |  |  | Default | Set 2020 value and annual rate of change |  |  | 0 | 200 | 300 | 500 |  | Default | 3% | [288 empty] | 0
147 | Own assumptions | No | No | RCP4.5 | Default | Set 2020 value and annual rate of change |  |  |  | Default |  | Default |  |  | Default | Set 2018 value and annual rate of change |  |  |  | Default |  |  |  |  | Default | Set 2020 value and annual rate of change |  |  |  | Default |  |  |  |  | Default |  |  |  |  | Default | Set 2020 value and annual rate of change |  |  |  | Default | Set 2020 value and annual rate of change |  |  |  |  | Default | Set 2020 value and annual rate of change |  |  | 0 | 200 | 300 | 500 |  | Default | 3% | [288 empty] | 0
148 | Own assumptions | No | No | RCP4.5 | Default | Set 2020 value and annual rate of change |  |  |  | Default |  | Default |  |  | Default | Set 2018 value and annual rate of change |  |  |  | Default |  |  |  |  | Default | Set 2020 value and annual rate of change |  |  |  | Default |  |  |  |  | Default |  |  |  |  | Default | Set 2020 value and annual rate of change |  |  |  | Default | Set 2020 value and annual rate of change |  |  |  |  | Default | Set 2020 value and annual rate of change |  |  | 0 | 200 | 300 | 500 |  | Default | 3% | [288 empty] | 0
149 | Own assumptions | No | No | RCP4.5 | Default | Set 2020 value and annual rate of change |  |  |  | Default |  | Default |  |  | Default | Set 2018 value and annual rate of change |  |  |  | Default |  |  |  |  | Default | Set 2020 value and annual rate of change |  |  |  | Default |  |  |  |  | Default |  |  |  |  | Default | Set 2020 value and annual rate of change |  |  |  | Default | Set 2020 value and annual rate of change |  |  |  |  | Default | Set 2020 value and annual rate of change |  |  | 0 | 200 | 300 | 500 |  | Default | 3% | [288 empty] | 0
150 | Own assumptions | No | No | RCP4.5 | Default | Set 2020 value and annual rate of change |  |  |  | Default |  | Default |  |  | Default | Set 2018 value and annual rate of change |  |  |  | Default |  |  |  |  | Default | Set 2020 value and annual rate of change |  |  |  | Default |  |  |  |  | Default |  |  |  |  | Default | Set 2020 value and annual rate of change |  |  |  | Default | Set 2020 value and annual rate of change |  |  |  |  | Default | Set 2020 value and annual rate of change |  |  | 0 | 200 | 300 | 500 |  | Default | 3% | [288 empty] | 0
151 | Own assumptions | No | No | RCP4.5 | Default | Set 2020 value and annual rate of change |  |  |  | Default |  | Default |  |  | Default | Set 2018 value and annual rate of change |  |  |  | Default |  |  |  |  | Default | Set 2020 value and annual rate of change |  |  |  | Default |  |  |  |  | Default |  |  |  |  | Default | Set 2020 value and annual rate of change |  |  |  | Default | Set 2020 value and annual rate of change |  |  |  |  | Default | Set 2020 value and annual rate of change |  |  | 0 | 200 | 300 | 500 |  | Default | 3% | [288 empty] | 0
152 | Own assumptions | No | No | RCP4.5 | Default | Set 2020 value and annual rate of change |  |  |  | Default |  | Default |  |  | Default | Set 2018 value and annual rate of change |  |  |  | Default |  |  |  |  | Default | Set 2020 value and annual rate of change |  |  |  | Default |  |  |  |  | Default |  |  |  |  | Default | Set 2020 value and annual rate of change |  |  |  | Default | Set 2020 value and annual rate of change |  |  |  |  | Default | Set 2020 value and annual rate of change |  |  | 0 | 200 | 300 | 500 |  | Default | 3% | [288 empty] | 0
153 | Own assumptions | No | No | RCP4.5 | Default | Set 2020 value and annual rate of change |  |  |  | Default |  | Default |  |  | Default | Set 2018 value and annual rate of change |  |  |  | Default |  |  |  |  | Default | Set 2020 value and annual rate of change |  |  |  | Default |  |  |  |  | Default |  |  |  |  | Default | Set 2020 value and annual rate of change |  |  |  | Default | Set 2020 value and annual rate of change |  |  |  |  | Default | Set 2020 value and annual rate of change |  |  | 0 | 200 | 300 | 500 |  | Default | 3% | [288 empty] | 0
154 | Own assumptions | No | No | RCP4.5 | Default | Set 2020 value and annual rate of change |  |  |  | Default |  | Default |  |  | Default | Set 2018 value and annual rate of change |  |  |  | Default |  |  |  |  | Default | Set 2020 value and annual rate of change |  |  |  | Default |  |  |  |  | Default |  |  |  |  | Default | Set 2020 value and annual rate of change |  |  |  | Default | Set 2020 value and annual rate of change |  |  |  |  | Default | Set 2020 value and annual rate of change |  |  | 0 | 200 | 300 | 500 |  | Default | 3% | [288 empty] | 0
155 | Own assumptions | No | No | RCP4.5 | Default | Set 2020 value and annual rate of change |  |  |  | Default |  | Default |  |  | Default | Set 2018 value and annual rate of change |  |  |  | Default |  |  |  |  | Default | Set 2020 value and annual rate of change |  |  |  | Default |  |  |  |  | Default |  |  |  |  | Default | Set 2020 value and annual rate of change |  |  |  | Default | Set 2020 value and annual rate of change |  |  |  |  | Default | Set 2020 value and annual rate of change |  |  | 0 | 200 | 300 | 500 |  | Default | 3% | [288 empty] | 0
156 | Own assumptions | No | No | RCP4.5 | Default | Set 2020 value and annual rate of change |  |  |  | Default |  | Default |  |  | Default | Set 2018 value and annual rate of change |  |  |  | Default |  |  |  |  | Default | Set 2020 value and annual rate of change |  |  |  | Default |  |  |  |  | Default |  |  |  |  | Default | Set 2020 value and annual rate of change |  |  |  | Default | Set 2020 value and annual rate of change |  |  |  |  | Default | Set 2020 value and annual rate of change |  |  | 0 | 200 | 300 | 500 |  | Default | 3% | [288 empty] | 0
157 | Own assumptions | No | No | RCP4.5 | Default | Set 2020 value and annual rate of change |  |  |  | Default |  | Default |  |  | Default | Set 2018 value and annual rate of change |  |  |  | Default |  |  |  |  | Default | Set 2020 value and annual rate of change |  |  |  | Default |  |  |  |  | Default |  |  |  |  | Default | Set 2020 value and annual rate of change |  |  |  | Default | Set 2020 value and annual rate of change |  |  |  |  | Default | Set 2020 value and annual rate of change |  |  | 0 | 200 | 300 | 500 |  | Default | 3% | [288 empty] | 0
158 | Own assumptions | No | No | RCP4.5 | Default | Set 2020 value and annual rate of change |  |  |  | Default |  | Default |  |  | Default | Set 2018 value and annual rate of change |  |  |  | Default |  |  |  |  | Default | Set 2020 value and annual rate of change |  |  |  | Default |  |  |  |  | Default |  |  |  |  | Default | Set 2020 value and annual rate of change |  |  |  | Default | Set 2020 value and annual rate of change |  |  |  |  | Default | Set 2020 value and annual rate of change |  |  | 0 | 200 | 300 | 500 |  | Default | 3% | [288 empty] | 0
159 | Own assumptions | No | No | RCP4.5 | Default | Set 2020 value and annual rate of change |  |  |  | Default |  | Default |  |  | Default | Set 2018 value and annual rate of change |  |  |  | Default |  |  |  |  | Default | Set 2020 value and annual rate of change |  |  |  | Default |  |  |  |  | Default |  |  |  |  | Default | Set 2020 value and annual rate of change |  |  |  | Default | Set 2020 value and annual rate of change |  |  |  |  | Default | Set 2020 value and annual rate of change |  |  | 0 | 200 | 300 | 500 |  | Default | 3% | [288 empty] | 0
160 | Own assumptions | No | No | RCP4.5 | Default | Set 2020 value and annual rate of change |  |  |  | Default |  | Default |  |  | Default | Set 2018 value and annual rate of change |  |  |  | Default |  |  |  |  | Default | Set 2020 value and annual rate of change |  |  |  | Default |  |  |  |  | Default |  |  |  |  | Default | Set 2020 value and annual rate of change |  |  |  | Default | Set 2020 value and annual rate of change |  |  |  |  | Default | Set 2020 value and annual rate of change |  |  | 0 | 200 | 300 | 500 |  | Default | 3% | [288 empty] | 0
161 | Own assumptions | No | No | RCP4.5 | Default | Set 2020 value and annual rate of change |  |  |  | Default |  | Default |  |  | Default | Set 2018 value and annual rate of change |  |  |  | Default |  |  |  |  | Default | Set 2020 value and annual rate of change |  |  |  | Default |  |  |  |  | Default |  |  |  |  | Default | Set 2020 value and annual rate of change |  |  |  | Default | Set 2020 value and annual rate of change |  |  |  |  | Default | Set 2020 value and annual rate of change |  |  | 0 | 200 | 300 | 500 |  | Default | 3% | [288 empty] | 0
162 | Own assumptions | No | No | RCP4.5 | Default | Set 2020 value and annual rate of change |  |  |  | Default |  | Default |  |  | Default | Set 2018 value and annual rate of change |  |  |  | Default |  |  |  |  | Default | Set 2020 value and annual rate of change |  |  |  | Default |  |  |  |  | Default |  |  |  |  | Default | Set 2020 value and annual rate of change |  |  |  | Default | Set 2020 value and annual rate of change |  |  |  |  | Default | Set 2020 value and annual rate of change |  |  | 0 | 200 | 300 | 500 |  | Default | 3% | [288 empty] | 0
163 | Own assumptions | No | No | RCP4.5 | Default | Set 2020 value and annual rate of change |  |  |  | Default |  | Default |  |  | Default | Set 2018 value and annual rate of change |  |  |  | Default |  |  |  |  | Default | Set 2020 value and annual rate of change |  |  |  | Default |  |  |  |  | Default |  |  |  |  | Default | Set 2020 value and annual rate of change |  |  |  | Default | Set 2020 value and annual rate of change |  |  |  |  | Default | Set 2020 value and annual rate of change |  |  | 0 | 200 | 300 | 500 |  | Default | 3% | [288 empty] | 0
164 | Own assumptions | No | No | RCP4.5 | Default | Set 2020 value and annual rate of change |  |  |  | Default |  | Default |  |  | Default | Set 2018 value and annual rate of change |  |  |  | Default |  |  |  |  | Default | Set 2020 value and annual rate of change |  |  |  | Default |  |  |  |  | Default |  |  |  |  | Default | Set 2020 value and annual rate of change |  |  |  | Default | Set 2020 value and annual rate of change |  |  |  |  | Default | Set 2020 value and annual rate of change |  |  | 0 | 200 | 300 | 500 |  | Default | 3% | [288 empty] | 0
165 | Own assumptions | No | No | RCP4.5 | Default | Set 2020 value and annual rate of change |  |  |  | Default |  | Default |  |  | Default | Set 2018 value and annual rate of change |  |  |  | Default |  |  |  |  | Default | Set 2020 value and annual rate of change |  |  |  | Default |  |  |  |  | Default |  |  |  |  | Default | Set 2020 value and annual rate of change |  |  |  | Default | Set 2020 value and annual rate of change |  |  |  |  | Default | Set 2020 value and annual rate of change |  |  | 0 | 200 | 300 | 500 |  | Default | 3% | [288 empty] | 0
166 | Own assumptions | No | No | RCP4.5 | Default | Set 2020 value and annual rate of change |  |  |  | Default |  | Default |  |  | Default | Set 2018 value and annual rate of change |  |  |  | Default |  |  |  |  | Default | Set 2020 value and annual rate of change |  |  |  | Default |  |  |  |  | Default |  |  |  |  | Default | Set 2020 value and annual rate of change |  |  |  | Default | Set 2020 value and annual rate of change |  |  |  |  | Default | Set 2020 value and annual rate of change |  |  | 0 | 200 | 300 | 500 |  | Default | 3% | [288 empty] | 0
167 | Own assumptions | No | No | RCP4.5 | Default | Set 2020 value and annual rate of change |  |  |  | Default |  | Default |  |  | Default | Set 2018 value and annual rate of change |  |  |  | Default |  |  |  |  | Default | Set 2020 value and annual rate of change |  |  |  | Default |  |  |  |  | Default |  |  |  |  | Default | Set 2020 value and annual rate of change |  |  |  | Default | Set 2020 value and annual rate of change |  |  |  |  | Default | Set 2020 value and annual rate of change |  |  | 0 | 200 | 300 | 500 |  | Default | 3% | [288 empty] | 0
168 | Own assumptions | No | No | RCP4.5 | Default | Set 2020 value and annual rate of change |  |  |  | Default |  | Default |  |  | Default | Set 2018 value and annual rate of change |  |  |  | Default |  |  |  |  | Default | Set 2020 value and annual rate of change |  |  |  | Default |  |  |  |  | Default |  |  |  |  | Default | Set 2020 value and annual rate of change |  |  |  | Default | Set 2020 value and annual rate of change |  |  |  |  | Default | Set 2020 value and annual rate of change |  |  | 0 | 200 | 300 | 500 |  | Default | 3% | [288 empty] | 0
169 | Own assumptions | No | No | RCP4.5 | Default | Set 2020 value and annual rate of change |  |  |  | Default |  | Default |  |  | Default | Set 2018 value and annual rate of change |  |  |  | Default |  |  |  |  | Default | Set 2020 value and annual rate of change |  |  |  | Default |  |  |  |  | Default |  |  |  |  | Default | Set 2020 value and annual rate of change |  |  |  | Default | Set 2020 value and annual rate of change |  |  |  |  | Default | Set 2020 value and annual rate of change |  |  | 0 | 200 | 300 | 500 |  | Default | 3% | [288 empty] | 0
170 | Own assumptions | No | No | RCP4.5 | Default | Set 2020 value and annual rate of change |  |  |  | Default |  | Default |  |  | Default | Set 2018 value and annual rate of change |  |  |  | Default |  |  |  |  | Default | Set 2020 value and annual rate of change |  |  |  | Default |  |  |  |  | Default |  |  |  |  | Default | Set 2020 value and annual rate of change |  |  |  | Default | Set 2020 value and annual rate of change |  |  |  |  | Default | Set 2020 value and annual rate of change |  |  | 0 | 200 | 300 | 500 |  | Default | 3% | [288 empty] | 0
171 | Own assumptions | No | No | RCP4.5 | Default | Set 2020 value and annual rate of change |  |  |  | Default |  | Default |  |  | Default | Set 2018 value and annual rate of change |  |  |  | Default |  |  |  |  | Default | Set 2020 value and annual rate of change |  |  |  | Default |  |  |  |  | Default |  |  |  |  | Default | Set 2020 value and annual rate of change |  |  |  | Default | Set 2020 value and annual rate of change |  |  |  |  | Default | Set 2020 value and annual rate of change |  |  | 0 | 200 | 300 | 500 |  | Default | 3% | [288 empty] | 0
172 | Own assumptions | No | No | RCP4.5 | Default | Set 2020 value and annual rate of change |  |  |  | Default |  | Default |  |  | Default | Set 2018 value and annual rate of change |  |  |  | Default |  |  |  |  | Default | Set 2020 value and annual rate of change |  |  |  | Default |  |  |  |  | Default |  |  |  |  | Default | Set 2020 value and annual rate of change |  |  |  | Default | Set 2020 value and annual rate of change |  |  |  |  | Default | Set 2020 value and annual rate of change |  |  | 0 | 200 | 300 | 500 |  | Default | 3% | [288 empty] | 0
173 | Own assumptions | No | No | RCP4.5 | Default | Set 2020 value and annual rate of change |  |  |  | Default |  | Default |  |  | Default | Set 2018 value and annual rate of change |  |  |  | Default |  |  |  |  | Default | Set 2020 value and annual rate of change |  |  |  | Default |  |  |  |  | Default |  |  |  |  | Default | Set 2020 value and annual rate of change |  |  |  | Default | Set 2020 value and annual rate of change |  |  |  |  | Default | Set 2020 value and annual rate of change |  |  | 0 | 200 | 300 | 500 |  | Default | 3% | [288 empty] | 0
174 | Own assumptions | No | No | RCP4.5 | Default | Set 2020 value and annual rate of change |  |  |  | Default |  | Default |  |  | Default | Set 2018 value and annual rate of change |  |  |  | Default |  |  |  |  | Default | Set 2020 value and annual rate of change |  |  |  | Default |  |  |  |  | Default |  |  |  |  | Default | Set 2020 value and annual rate of change |  |  |  | Default | Set 2020 value and annual rate of change |  |  |  |  | Default | Set 2020 value and annual rate of change |  |  | 0 | 200 | 300 | 500 |  | Default | 3% | [288 empty] | 0
175 | Own assumptions | No | No | RCP4.5 | Default | Set 2020 value and annual rate of change |  |  |  | Default |  | Default |  |  | Default | Set 2018 value and annual rate of change |  |  |  | Default |  |  |  |  | Default | Set 2020 value and annual rate of change |  |  |  | Default |  |  |  |  | Default |  |  |  |  | Default | Set 2020 value and annual rate of change |  |  |  | Default | Set 2020 value and annual rate of change |  |  |  |  | Default | Set 2020 value and annual rate of change |  |  | 0 | 200 | 300 | 500 |  | Default | 3% | [288 empty] | 0
176 | Own assumptions | No | No | RCP4.5 | Default | Set 2020 value and annual rate of change |  |  |  | Default |  | Default |  |  | Default | Set 2018 value and annual rate of change |  |  |  | Default |  |  |  |  | Default | Set 2020 value and annual rate of change |  |  |  | Default |  |  |  |  | Default |  |  |  |  | Default | Set 2020 value and annual rate of change |  |  |  | Default | Set 2020 value and annual rate of change |  |  |  |  | Default | Set 2020 value and annual rate of change |  |  | 0 | 200 | 300 | 500 |  | Default | 3% | [288 empty] | 0
177 | Own assumptions | No | No | RCP4.5 | Default | Set 2020 value and annual rate of change |  |  |  | Default |  | Default |  |  | Default | Set 2018 value and annual rate of change |  |  |  | Default |  |  |  |  | Default | Set 2020 value and annual rate of change |  |  |  | Default |  |  |  |  | Default |  |  |  |  | Default | Set 2020 value and annual rate of change |  |  |  | Default | Set 2020 value and annual rate of change |  |  |  |  | Default | Set 2020 value and annual rate of change |  |  | 0 | 200 | 300 | 500 |  | Default | 3% | [288 empty] | 0
178 | Own assumptions | No | No | RCP4.5 | Default | Set 2020 value and annual rate of change |  |  |  | Default |  | Default |  |  | Default | Set 2018 value and annual rate of change |  |  |  | Default |  |  |  |  | Default | Set 2020 value and annual rate of change |  |  |  | Default |  |  |  |  | Default |  |  |  |  | Default | Set 2020 value and annual rate of change |  |  |  | Default | Set 2020 value and annual rate of change |  |  |  |  | Default | Set 2020 value and annual rate of change |  |  | 0 | 200 | 300 | 500 |  | Default | 3% | [288 empty] | 0
179 | Own assumptions | No | No | RCP4.5 | Default | Set 2020 value and annual rate of change |  |  |  | Default |  | Default |  |  | Default | Set 2018 value and annual rate of change |  |  |  | Default |  |  |  |  | Default | Set 2020 value and annual rate of change |  |  |  | Default |  |  |  |  | Default |  |  |  |  | Default | Set 2020 value and annual rate of change |  |  |  | Default | Set 2020 value and annual rate of change |  |  |  |  | Default | Set 2020 value and annual rate of change |  |  | 0 | 200 | 300 | 500 |  | Default | 3% | [288 empty] | 0
180 | Own assumptions | No | No | RCP4.5 | Default | Set 2020 value and annual rate of change |  |  |  | Default |  | Default |  |  | Default | Set 2018 value and annual rate of change |  |  |  | Default |  |  |  |  | Default | Set 2020 value and annual rate of change |  |  |  | Default |  |  |  |  | Default |  |  |  |  | Default | Set 2020 value and annual rate of change |  |  |  | Default | Set 2020 value and annual rate of change |  |  |  |  | Default | Set 2020 value and annual rate of change |  |  | 0 | 200 | 300 | 500 |  | Default | 3% | [288 empty] | 0
181 | Own assumptions | No | No | RCP4.5 | Default | Set 2020 value and annual rate of change |  |  |  | Default |  | Default |  |  | Default | Set 2018 value and annual rate of change |  |  |  | Default |  |  |  |  | Default | Set 2020 value and annual rate of change |  |  |  | Default |  |  |  |  | Default |  |  |  |  | Default | Set 2020 value and annual rate of change |  |  |  | Default | Set 2020 value and annual rate of change |  |  |  |  | Default | Set 2020 value and annual rate of change |  |  | 0 | 200 | 300 | 500 |  | Default | 3% | [288 empty] | 0
182 | Own assumptions | No | No | RCP4.5 | Default | Set 2020 value and annual rate of change |  |  |  | Default |  | Default |  |  | Default | Set 2018 value and annual rate of change |  |  |  | Default |  |  |  |  | Default | Set 2020 value and annual rate of change |  |  |  | Default |  |  |  |  | Default |  |  |  |  | Default | Set 2020 value and annual rate of change |  |  |  | Default | Set 2020 value and annual rate of change |  |  |  |  | Default | Set 2020 value and annual rate of change |  |  | 0 | 200 | 300 | 500 |  | Default | 3% | [288 empty] | 0
183 | Own assumptions | No | No | RCP4.5 | Default | Set 2020 value and annual rate of change |  |  |  | Default |  | Default |  |  | Default | Set 2018 value and annual rate of change |  |  |  | Default |  |  |  |  | Default | Set 2020 value and annual rate of change |  |  |  | Default |  |  |  |  | Default |  |  |  |  | Default | Set 2020 value and annual rate of change |  |  |  | Default | Set 2020 value and annual rate of change |  |  |  |  | Default | Set 2020 value and annual rate of change |  |  | 0 | 200 | 300 | 500 |  | Default | 3% | [288 empty] | 0
184 | Own assumptions | No | No | RCP4.5 | Default | Set 2020 value and annual rate of change |  |  |  | Default |  | Default |  |  | Default | Set 2018 value and annual rate of change |  |  |  | Default |  |  |  |  | Default | Set 2020 value and annual rate of change |  |  |  | Default |  |  |  |  | Default |  |  |  |  | Default | Set 2020 value and annual rate of change |  |  |  | Default | Set 2020 value and annual rate of change |  |  |  |  | Default | Set 2020 value and annual rate of change |  |  | 0 | 200 | 300 | 500 |  | Default | 3% | [288 empty] | 0
185 | Own assumptions | No | No | RCP4.5 | Default | Set 2020 value and annual rate of change |  |  |  | Default |  | Default |  |  | Default | Set 2018 value and annual rate of change |  |  |  | Default |  |  |  |  | Default | Set 2020 value and annual rate of change |  |  |  | Default |  |  |  |  | Default |  |  |  |  | Default | Set 2020 value and annual rate of change |  |  |  | Default | Set 2020 value and annual rate of change |  |  |  |  | Default | Set 2020 value and annual rate of change |  |  | 0 | 200 | 300 | 500 |  | Default | 3% | [288 empty] | 0
186 | Own assumptions | No | No | RCP4.5 | Default | Set 2020 value and annual rate of change |  |  |  | Default |  | Default |  |  | Default | Set 2018 value and annual rate of change |  |  |  | Default |  |  |  |  | Default | Set 2020 value and annual rate of change |  |  |  | Default |  |  |  |  | Default |  |  |  |  | Default | Set 2020 value and annual rate of change |  |  |  | Default | Set 2020 value and annual rate of change |  |  |  |  | Default | Set 2020 value and annual rate of change |  |  | 0 | 200 | 300 | 500 |  | Default | 3% | [288 empty] | 0
187 | Own assumptions | No | No | RCP4.5 | Default | Set 2020 value and annual rate of change |  |  |  | Default |  | Default |  |  | Default | Set 2018 value and annual rate of change |  |  |  | Default |  |  |  |  | Default | Set 2020 value and annual rate of change |  |  |  | Default |  |  |  |  | Default |  |  |  |  | Default | Set 2020 value and annual rate of change |  |  |  | Default | Set 2020 value and annual rate of change |  |  |  |  | Default | Set 2020 value and annual rate of change |  |  | 0 | 200 | 300 | 500 |  | Default | 3% | [288 empty] | 0
188 | Own assumptions | No | No | RCP4.5 | Default | Set 2020 value and annual rate of change |  |  |  | Default |  | Default |  |  | Default | Set 2018 value and annual rate of change |  |  |  | Default |  |  |  |  | Default | Set 2020 value and annual rate of change |  |  |  | Default |  |  |  |  | Default |  |  |  |  | Default | Set 2020 value and annual rate of change |  |  |  | Default | Set 2020 value and annual rate of change |  |  |  |  | Default | Set 2020 value and annual rate of change |  |  | 0 | 200 | 300 | 500 |  | Default | 3% | [288 empty] | 0
189 | Own assumptions | No | No | RCP4.5 | Default | Set 2020 value and annual rate of change |  |  |  | Default |  | Default |  |  | Default | Set 2018 value and annual rate of change |  |  |  | Default |  |  |  |  | Default | Set 2020 value and annual rate of change |  |  |  | Default |  |  |  |  | Default |  |  |  |  | Default | Set 2020 value and annual rate of change |  |  |  | Default | Set 2020 value and annual rate of change |  |  |  |  | Default | Set 2020 value and annual rate of change |  |  | 0 | 200 | 300 | 500 |  | Default | 3% | [288 empty] | 0
190 | Own assumptions | No | No | RCP4.5 | Default | Set 2020 value and annual rate of change |  |  |  | Default |  | Default |  |  | Default | Set 2018 value and annual rate of change |  |  |  | Default |  |  |  |  | Default | Set 2020 value and annual rate of change |  |  |  | Default |  |  |  |  | Default |  |  |  |  | Default | Set 2020 value and annual rate of change |  |  |  | Default | Set 2020 value and annual rate of change |  |  |  |  | Default | Set 2020 value and annual rate of change |  |  | 0 | 200 | 300 | 500 |  | Default | 3% | [288 empty] | 0
191 | Own assumptions | No | No | RCP4.5 | Default | Set 2020 value and annual rate of change |  |  |  | Default |  | Default |  |  | Default | Set 2018 value and annual rate of change |  |  |  | Default |  |  |  |  | Default | Set 2020 value and annual rate of change |  |  |  | Default |  |  |  |  | Default |  |  |  |  | Default | Set 2020 value and annual rate of change |  |  |  | Default | Set 2020 value and annual rate of change |  |  |  |  | Default | Set 2020 value and annual rate of change |  |  | 0 | 200 | 300 | 500 |  | Default | 3% | [288 empty] | 0
192 | Own assumptions | No | No | RCP4.5 | Default | Set 2020 value and annual rate of change |  |  |  | Default |  | Default |  |  | Default | Set 2018 value and annual rate of change |  |  |  | Default |  |  |  |  | Default | Set 2020 value and annual rate of change |  |  |  | Default |  |  |  |  | Default |  |  |  |  | Default | Set 2020 value and annual rate of change |  |  |  | Default | Set 2020 value and annual rate of change |  |  |  |  | Default | Set 2020 value and annual rate of change |  |  | 0 | 200 | 300 | 500 |  | Default | 3% | [288 empty] | 0
193 | Own assumptions | No | No | RCP4.5 | Default | Set 2020 value and annual rate of change |  |  |  | Default |  | Default |  |  | Default | Set 2018 value and annual rate of change |  |  |  | Default |  |  |  |  | Default | Set 2020 value and annual rate of change |  |  |  | Default |  |  |  |  | Default |  |  |  |  | Default | Set 2020 value and annual rate of change |  |  |  | Default | Set 2020 value and annual rate of change |  |  |  |  | Default | Set 2020 value and annual rate of change |  |  | 0 | 200 | 300 | 500 |  | Default | 3% | [288 empty] | 0
194 | Own assumptions | No | No | RCP4.5 | Default | Set 2020 value and annual rate of change |  |  |  | Default |  | Default |  |  | Default | Set 2018 value and annual rate of change |  |  |  | Default |  |  |  |  | Default | Set 2020 value and annual rate of change |  |  |  | Default |  |  |  |  | Default |  |  |  |  | Default | Set 2020 value and annual rate of change |  |  |  | Default | Set 2020 value and annual rate of change |  |  |  |  | Default | Set 2020 value and annual rate of change |  |  | 0 | 200 | 300 | 500 |  | Default | 3% | [288 empty] | 0
195 | Own assumptions | No | No | RCP4.5 | Default | Set 2020 value and annual rate of change |  |  |  | Default |  | Default |  |  | Default | Set 2018 value and annual rate of change |  |  |  | Default |  |  |  |  | Default | Set 2020 value and annual rate of change |  |  |  | Default |  |  |  |  | Default |  |  |  |  | Default | Set 2020 value and annual rate of change |  |  |  | Default | Set 2020 value and annual rate of change |  |  |  |  | Default | Set 2020 value and annual rate of change |  |  | 0 | 200 | 300 | 500 |  | Default | 3% | [288 empty] | 0
196 | Own assumptions | No | No | RCP4.5 | Default | Set 2020 value and annual rate of change |  |  |  | Default |  | Default |  |  | Default | Set 2018 value and annual rate of change |  |  |  | Default |  |  |  |  | Default | Set 2020 value and annual rate of change |  |  |  | Default |  |  |  |  | Default |  |  |  |  | Default | Set 2020 value and annual rate of change |  |  |  | Default | Set 2020 value and annual rate of change |  |  |  |  | Default | Set 2020 value and annual rate of change |  |  | 0 | 200 | 300 | 500 |  | Default | 3% | [288 empty] | 0
197 | Own assumptions | No | No | RCP4.5 | Default | Set 2020 value and annual rate of change |  |  |  | Default |  | Default |  |  | Default | Set 2018 value and annual rate of change |  |  |  | Default |  |  |  |  | Default | Set 2020 value and annual rate of change |  |  |  | Default |  |  |  |  | Default |  |  |  |  | Default | Set 2020 value and annual rate of change |  |  |  | Default | Set 2020 value and annual rate of change |  |  |  |  | Default | Set 2020 value and annual rate of change |  |  | 0 | 200 | 300 | 500 |  | Default | 3% | [288 empty] | 0
198 | Own assumptions | No | No | RCP4.5 | Default | Set 2020 value and annual rate of change |  |  |  | Default |  | Default |  |  | Default | Set 2018 value and annual rate of change |  |  |  | Default |  |  |  |  | Default | Set 2020 value and annual rate of change |  |  |  | Default |  |  |  |  | Default |  |  |  |  | Default | Set 2020 value and annual rate of change |  |  |  | Default | Set 2020 value and annual rate of change |  |  |  |  | Default | Set 2020 value and annual rate of change |  |  | 0 | 200 | 300 | 500 |  | Default | 3% | [288 empty] | 0
199 | Own assumptions | No | No | RCP4.5 | Default | Set 2020 value and annual rate of change |  |  |  | Default |  | Default |  |  | Default | Set 2018 value and annual rate of change |  |  |  | Default |  |  |  |  | Default | Set 2020 value and annual rate of change |  |  |  | Default |  |  |  |  | Default |  |  |  |  | Default | Set 2020 value and annual rate of change |  |  |  | Default | Set 2020 value and annual rate of change |  |  |  |  | Default | Set 2020 value and annual rate of change |  |  | 0 | 200 | 300 | 500 |  | Default | 3% | [288 empty] | 0
200 | Own assumptions | No | No | RCP4.5 | Default | Set 2020 value and annual rate of change |  |  |  | Default |  | Default |  |  | Default | Set 2018 value and annual rate of change |  |  |  | Default |  |  |  |  | Default | Set 2020 value and annual rate of change |  |  |  | Default |  |  |  |  | Default |  |  |  |  | Default | Set 2020 value and annual rate of change |  |  |  | Default | Set 2020 value and annual rate of change |  |  |  |  | Default | Set 2020 value and annual rate of change |  |  | 0 | 200 | 300 | 500 |  | Default | 3% | [288 empty] | 0
201 | Own assumptions | No | No | RCP4.5 | Default | Set 2020 value and annual rate of change |  |  |  | Default |  | Default |  |  | Default | Set 2018 value and annual rate of change |  |  |  | Default |  |  |  |  | Default | Set 2020 value and annual rate of change |  |  |  | Default |  |  |  |  | Default |  |  |  |  | Default | Set 2020 value and annual rate of change |  |  |  | Default | Set 2020 value and annual rate of change |  |  |  |  | Default | Set 2020 value and annual rate of change |  |  | 0 | 200 | 300 | 500 |  | Default | 3% | [288 empty] | 0
202 | Own assumptions | No | No | RCP4.5 | Default | Set 2020 value and annual rate of change |  |  |  | Default |  | Default |  |  | Default | Set 2018 value and annual rate of change |  |  |  | Default |  |  |  |  | Default | Set 2020 value and annual rate of change |  |  |  | Default |  |  |  |  | Default |  |  |  |  | Default | Set 2020 value and annual rate of change |  |  |  | Default | Set 2020 value and annual rate of change |  |  |  |  | Default | Set 2020 value and annual rate of change |  |  | 0 | 200 | 300 | 500 |  | Default | 3% | [288 empty] | 0
203 | Own assumptions | No | No | RCP4.5 | Default | Set 2020 value and annual rate of change |  |  |  | Default |  | Default |  |  | Default | Set 2018 value and annual rate of change |  |  |  | Default |  |  |  |  | Default | Set 2020 value and annual rate of change |  |  |  | Default |  |  |  |  | Default |  |  |  |  | Default | Set 2020 value and annual rate of change |  |  |  | Default | Set 2020 value and annual rate of change |  |  |  |  | Default | Set 2020 value and annual rate of change |  |  | 0 | 200 | 300 | 500 |  | Default | 3% | [288 empty] | 0
204 | Own assumptions | No | No | RCP4.5 | Default | Set 2020 value and annual rate of change |  |  |  | Default |  | Default |  |  | Default | Set 2018 value and annual rate of change |  |  |  | Default |  |  |  |  | Default | Set 2020 value and annual rate of change |  |  |  | Default |  |  |  |  | Default |  |  |  |  | Default | Set 2020 value and annual rate of change |  |  |  | Default | Set 2020 value and annual rate of change |  |  |  |  | Default | Set 2020 value and annual rate of change |  |  | 0 | 200 | 300 | 500 |  | Default | 3% | [288 empty] | 0
205 | Own assumptions | No | No | RCP4.5 | Default | Set 2020 value and annual rate of change |  |  |  | Default |  | Default |  |  | Default | Set 2018 value and annual rate of change |  |  |  | Default |  |  |  |  | Default | Set 2020 value and annual rate of change |  |  |  | Default |  |  |  |  | Default |  |  |  |  | Default | Set 2020 value and annual rate of change |  |  |  | Default | Set 2020 value and annual rate of change |  |  |  |  | Default | Set 2020 value and annual rate of change |  |  | 0 | 200 | 300 | 500 |  | Default | 3% | [288 empty] | 0
206 | Own assumptions | No | No | RCP4.5 | Default | Set 2020 value and annual rate of change |  |  |  | Default |  | Default |  |  | Default | Set 2018 value and annual rate of change |  |  |  | Default |  |  |  |  | Default | Set 2020 value and annual rate of change |  |  |  | Default |  |  |  |  | Default |  |  |  |  | Default | Set 2020 value and annual rate of change |  |  |  | Default | Set 2020 value and annual rate of change |  |  |  |  | Default | Set 2020 value and annual rate of change |  |  | 0 | 200 | 300 | 500 |  | Default | 3% | [288 empty] | 0
207 | Own assumptions | No | No | RCP4.5 | Default | Set 2020 value and annual rate of change |  |  |  | Default |  | Default |  |  | Default | Set 2018 value and annual rate of change |  |  |  | Default |  |  |  |  | Default | Set 2020 value and annual rate of change |  |  |  | Default |  |  |  |  | Default |  |  |  |  | Default | Set 2020 value and annual rate of change |  |  |  | Default | Set 2020 value and annual rate of change |  |  |  |  | Default | Set 2020 value and annual rate of change |  |  | 0 | 200 | 300 | 500 |  | Default | 3% | [288 empty] | 0
208 | Own assumptions | No | No | RCP4.5 | Default | Set 2020 value and annual rate of change |  |  |  | Default |  | Default |  |  | Default | Set 2018 value and annual rate of change |  |  |  | Default |  |  |  |  | Default | Set 2020 value and annual rate of change |  |  |  | Default |  |  |  |  | Default |  |  |  |  | Default | Set 2020 value and annual rate of change |  |  |  | Default | Set 2020 value and annual rate of change |  |  |  |  | Default | Set 2020 value and annual rate of change |  |  | 0 | 200 | 300 | 500 |  | Default | 3% | [288 empty] | 0
209 | Own assumptions | No | No | RCP4.5 | Default | Set 2020 value and annual rate of change |  |  |  | Default |  | Default |  |  | Default | Set 2018 value and annual rate of change |  |  |  | Default |  |  |  |  | Default | Set 2020 value and annual rate of change |  |  |  | Default |  |  |  |  | Default |  |  |  |  | Default | Set 2020 value and annual rate of change |  |  |  | Default | Set 2020 value and annual rate of change |  |  |  |  | Default | Set 2020 value and annual rate of change |  |  | 0 | 200 | 300 | 500 |  | Default | 3% | [288 empty] | 0
210 | Own assumptions | No | No | RCP4.5 | Default | Set 2020 value and annual rate of change |  |  |  | Default |  | Default |  |  | Default | Set 2018 value and annual rate of change |  |  |  | Default |  |  |  |  | Default | Set 2020 value and annual rate of change |  |  |  | Default |  |  |  |  | Default |  |  |  |  | Default | Set 2020 value and annual rate of change |  |  |  | Default | Set 2020 value and annual rate of change |  |  |  |  | Default | Set 2020 value and annual rate of change |  |  | 0 | 200 | 300 | 500 |  | Default | 3% | [288 empty] | 0
211 | Own assumptions | No | No | RCP4.5 | Default | Set 2020 value and annual rate of change |  |  |  | Default |  | Default |  |  | Default | Set 2018 value and annual rate of change |  |  |  | Default |  |  |  |  | Default | Set 2020 value and annual rate of change |  |  |  | Default |  |  |  |  | Default |  |  |  |  | Default | Set 2020 value and annual rate of change |  |  |  | Default | Set 2020 value and annual rate of change |  |  |  |  | Default | Set 2020 value and annual rate of change |  |  | 0 | 200 | 300 | 500 |  | Default | 3% | [288 empty] | 0
212 | Own assumptions | No | No | RCP4.5 | Default | Set 2020 value and annual rate of change |  |  |  | Default |  | Default |  |  | Default | Set 2018 value and annual rate of change |  |  |  | Default |  |  |  |  | Default | Set 2020 value and annual rate of change |  |  |  | Default |  |  |  |  | Default |  |  |  |  | Default | Set 2020 value and annual rate of change |  |  |  | Default | Set 2020 value and annual rate of change |  |  |  |  | Default | Set 2020 value and annual rate of change |  |  | 0 | 200 | 300 | 500 |  | Default | 3% | [288 empty] | 0
213 | Own assumptions | No | No | RCP4.5 | Default | Set 2020 value and annual rate of change |  |  |  | Default |  | Default |  |  | Default | Set 2018 value and annual rate of change |  |  |  | Default |  |  |  |  | Default | Set 2020 value and annual rate of change |  |  |  | Default |  |  |  |  | Default |  |  |  |  | Default | Set 2020 value and annual rate of change |  |  |  | Default | Set 2020 value and annual rate of change |  |  |  |  | Default | Set 2020 value and annual rate of change |  |  | 0 | 200 | 300 | 500 |  | Default | 3% | [288 empty] | 0
214 | Own assumptions | No | No | RCP4.5 | Default | Set 2020 value and annual rate of change |  |  |  | Default |  | Default |  |  | Default | Set 2018 value and annual rate of change |  |  |  | Default |  |  |  |  | Default | Set 2020 value and annual rate of change |  |  |  | Default |  |  |  |  | Default |  |  |  |  | Default | Set 2020 value and annual rate of change |  |  |  | Default | Set 2020 value and annual rate of change |  |  |  |  | Default | Set 2020 value and annual rate of change |  |  | 0 | 200 | 300 | 500 |  | Default | 3% | [288 empty] | 0
215 | Own assumptions | No | No | RCP4.5 | Default | Set 2020 value and annual rate of change |  |  |  | Default |  | Default |  |  | Default | Set 2018 value and annual rate of change |  |  |  | Default |  |  |  |  | Default | Set 2020 value and annual rate of change |  |  |  | Default |  |  |  |  | Default |  |  |  |  | Default | Set 2020 value and annual rate of change |  |  |  | Default | Set 2020 value and annual rate of change |  |  |  |  | Default | Set 2020 value and annual rate of change |  |  | 0 | 200 | 300 | 500 |  | Default | 3% | [288 empty] | 0
216 | Own assumptions | No | No | RCP4.5 | Default | Set 2020 value and annual rate of change |  |  |  | Default |  | Default |  |  | Default | Set 2018 value and annual rate of change |  |  |  | Default |  |  |  |  | Default | Set 2020 value and annual rate of change |  |  |  | Default |  |  |  |  | Default |  |  |  |  | Default | Set 2020 value and annual rate of change |  |  |  | Default | Set 2020 value and annual rate of change |  |  |  |  | Default | Set 2020 value and annual rate of change |  |  | 0 | 200 | 300 | 500 |  | Default | 3% | [288 empty] | 0
217 | Own assumptions | No | No | RCP4.5 | Default | Set 2020 value and annual rate of change |  |  |  | Default |  | Default |  |  | Default | Set 2018 value and annual rate of change |  |  |  | Default |  |  |  |  | Default | Set 2020 value and annual rate of change |  |  |  | Default |  |  |  |  | Default |  |  |  |  | Default | Set 2020 value and annual rate of change |  |  |  | Default | Set 2020 value and annual rate of change |  |  |  |  | Default | Set 2020 value and annual rate of change |  |  | 0 | 200 | 300 | 500 |  | Default | 3% | [288 empty] | 0
218 | Own assumptions | No | No | RCP4.5 | Default | Set 2020 value and annual rate of change |  |  |  | Default |  | Default |  |  | Default | Set 2018 value and annual rate of change |  |  |  | Default |  |  |  |  | Default | Set 2020 value and annual rate of change |  |  |  | Default |  |  |  |  | Default |  |  |  |  | Default | Set 2020 value and annual rate of change |  |  |  | Default | Set 2020 value and annual rate of change |  |  |  |  | Default | Set 2020 value and annual rate of change |  |  | 0 | 200 | 300 | 500 |  | Default | 3% | [288 empty] | 0
219 | Own assumptions | No | No | RCP4.5 | Default | Set 2020 value and annual rate of change |  |  |  | Default |  | Default |  |  | Default | Set 2018 value and annual rate of change |  |  |  | Default |  |  |  |  | Default | Set 2020 value and annual rate of change |  |  |  | Default |  |  |  |  | Default |  |  |  |  | Default | Set 2020 value and annual rate of change |  |  |  | Default | Set 2020 value and annual rate of change |  |  |  |  | Default | Set 2020 value and annual rate of change |  |  | 0 | 200 | 300 | 500 |  | Default | 3% | [288 empty] | 0
220 | Own assumptions | No | No | RCP4.5 | Default | Set 2020 value and annual rate of change |  |  |  | Default |  | Default |  |  | Default | Set 2018 value and annual rate of change |  |  |  | Default |  |  |  |  | Default | Set 2020 value and annual rate of change |  |  |  | Default |  |  |  |  | Default |  |  |  |  | Default | Set 2020 value and annual rate of change |  |  |  | Default | Set 2020 value and annual rate of change |  |  |  |  | Default | Set 2020 value and annual rate of change |  |  | 0 | 200 | 300 | 500 |  | Default | 3% | [288 empty] | 0
221 | Own assumptions | No | No | RCP4.5 | Default | Set 2020 value and annual rate of change |  |  |  | Default |  | Default |  |  | Default | Set 2018 value and annual rate of change |  |  |  | Default |  |  |  |  | Default | Set 2020 value and annual rate of change |  |  |  | Default |  |  |  |  | Default |  |  |  |  | Default | Set 2020 value and annual rate of change |  |  |  | Default | Set 2020 value and annual rate of change |  |  |  |  | Default | Set 2020 value and annual rate of change |  |  | 0 | 200 | 300 | 500 |  | Default | 3% | [288 empty] | 0
222 | Own assumptions | No | No | RCP4.5 | Default | Set 2020 value and annual rate of change |  |  |  | Default |  | Default |  |  | Default | Set 2018 value and annual rate of change |  |  |  | Default |  |  |  |  | Default | Set 2020 value and annual rate of change |  |  |  | Default |  |  |  |  | Default |  |  |  |  | Default | Set 2020 value and annual rate of change |  |  |  | Default | Set 2020 value and annual rate of change |  |  |  |  | Default | Set 2020 value and annual rate of change |  |  | 0 | 200 | 300 | 500 |  | Default | 3% | [288 empty] | 0
223 | Own assumptions | No | No | RCP4.5 | Default | Set 2020 value and annual rate of change |  |  |  | Default |  | Default |  |  | Default | Set 2018 value and annual rate of change |  |  |  | Default |  |  |  |  | Default | Set 2020 value and annual rate of change |  |  |  | Default |  |  |  |  | Default |  |  |  |  | Default | Set 2020 value and annual rate of change |  |  |  | Default | Set 2020 value and annual rate of change |  |  |  |  | Default | Set 2020 value and annual rate of change |  |  | 0 | 200 | 300 | 500 |  | Default | 3% | [288 empty] | 0
224 | Own assumptions | No | No | RCP4.5 | Default | Set 2020 value and annual rate of change |  |  |  | Default |  | Default |  |  | Default | Set 2018 value and annual rate of change |  |  |  | Default |  |  |  |  | Default | Set 2020 value and annual rate of change |  |  |  | Default |  |  |  |  | Default |  |  |  |  | Default | Set 2020 value and annual rate of change |  |  |  | Default | Set 2020 value and annual rate of change |  |  |  |  | Default | Set 2020 value and annual rate of change |  |  | 0 | 200 | 300 | 500 |  | Default | 3% | [288 empty] | 0
225 | Own assumptions | No | No | RCP4.5 | Default | Set 2020 value and annual rate of change |  |  |  | Default |  | Default |  |  | Default | Set 2018 value and annual rate of change |  |  |  | Default |  |  |  |  | Default | Set 2020 value and annual rate of change |  |  |  | Default |  |  |  |  | Default |  |  |  |  | Default | Set 2020 value and annual rate of change |  |  |  | Default | Set 2020 value and annual rate of change |  |  |  |  | Default | Set 2020 value and annual rate of change |  |  | 0 | 200 | 300 | 500 |  | Default | 3% | [288 empty] | 0
226 | Own assumptions | No | No | RCP4.5 | Default | Set 2020 value and annual rate of change |  |  |  | Default |  | Default |  |  | Default | Set 2018 value and annual rate of change |  |  |  | Default |  |  |  |  | Default | Set 2020 value and annual rate of change |  |  |  | Default |  |  |  |  | Default |  |  |  |  | Default | Set 2020 value and annual rate of change |  |  |  | Default | Set 2020 value and annual rate of change |  |  |  |  | Default | Set 2020 value and annual rate of change |  |  | 0 | 200 | 300 | 500 |  | Default | 3% | [288 empty] | 0
227 | Own assumptions | No | No | RCP4.5 | Default | Set 2020 value and annual rate of change |  |  |  | Default |  | Default |  |  | Default | Set 2018 value and annual rate of change |  |  |  | Default |  |  |  |  | Default | Set 2020 value and annual rate of change |  |  |  | Default |  |  |  |  | Default |  |  |  |  | Default | Set 2020 value and annual rate of change |  |  |  | Default | Set 2020 value and annual rate of change |  |  |  |  | Default | Set 2020 value and annual rate of change |  |  | 0 | 200 | 300 | 500 |  | Default | 3% | [288 empty] | 0
228 | Own assumptions | No | No | RCP4.5 | Default | Set 2020 value and annual rate of change |  |  |  | Default |  | Default |  |  | Default | Set 2018 value and annual rate of change |  |  |  | Default |  |  |  |  | Default | Set 2020 value and annual rate of change |  |  |  | Default |  |  |  |  | Default |  |  |  |  | Default | Set 2020 value and annual rate of change |  |  |  | Default | Set 2020 value and annual rate of change |  |  |  |  | Default | Set 2020 value and annual rate of change |  |  | 0 | 200 | 300 | 500 |  | Default | 3% | [288 empty] | 0
229 | Own assumptions | No | No | RCP4.5 | Default | Set 2020 value and annual rate of change |  |  |  | Default |  | Default |  |  | Default | Set 2018 value and annual rate of change |  |  |  | Default |  |  |  |  | Default | Set 2020 value and annual rate of change |  |  |  | Default |  |  |  |  | Default |  |  |  |  | Default | Set 2020 value and annual rate of change |  |  |  | Default | Set 2020 value and annual rate of change |  |  |  |  | Default | Set 2020 value and annual rate of change |  |  | 0 | 200 | 300 | 500 |  | Default | 3% | [288 empty] | 0
230 | Own assumptions | No | No | RCP4.5 | Default | Set 2020 value and annual rate of change |  |  |  | Default |  | Default |  |  | Default | Set 2018 value and annual rate of change |  |  |  | Default |  |  |  |  | Default | Set 2020 value and annual rate of change |  |  |  | Default |  |  |  |  | Default |  |  |  |  | Default | Set 2020 value and annual rate of change |  |  |  | Default | Set 2020 value and annual rate of change |  |  |  |  | Default | Set 2020 value and annual rate of change |  |  | 0 | 200 | 300 | 500 |  | Default | 3% | [288 empty] | 0
231 | Own assumptions | No | No | RCP4.5 | Default | Set 2020 value and annual rate of change |  |  |  | Default |  | Default |  |  | Default | Set 2018 value and annual rate of change |  |  |  | Default |  |  |  |  | Default | Set 2020 value and annual rate of change |  |  |  | Default |  |  |  |  | Default |  |  |  |  | Default | Set 2020 value and annual rate of change |  |  |  | Default | Set 2020 value and annual rate of change |  |  |  |  | Default | Set 2020 value and annual rate of change |  |  | 0 | 200 | 300 | 500 |  | Default | 3% | [288 empty] | 0
232 | Own assumptions | No | No | RCP4.5 | Default | Set 2020 value and annual rate of change |  |  |  | Default |  | Default |  |  | Default | Set 2018 value and annual rate of change |  |  |  | Default |  |  |  |  | Default | Set 2020 value and annual rate of change |  |  |  | Default |  |  |  |  | Default |  |  |  |  | Default | Set 2020 value and annual rate of change |  |  |  | Default | Set 2020 value and annual rate of change |  |  |  |  | Default | Set 2020 value and annual rate of change |  |  | 0 | 200 | 300 | 500 |  | Default | 3% | [288 empty] | 0
233 | Own assumptions | No | No | RCP4.5 | Default | Set 2020 value and annual rate of change |  |  |  | Default |  | Default |  |  | Default | Set 2018 value and annual rate of change |  |  |  | Default |  |  |  |  | Default | Set 2020 value and annual rate of change |  |  |  | Default |  |  |  |  | Default |  |  |  |  | Default | Set 2020 value and annual rate of change |  |  |  | Default | Set 2020 value and annual rate of change |  |  |  |  | Default | Set 2020 value and annual rate of change |  |  | 0 | 200 | 300 | 500 |  | Default | 3% | [288 empty] | 0
234 | Own assumptions | No | No | RCP4.5 | Default | Set 2020 value and annual rate of change |  |  |  | Default |  | Default |  |  | Default | Set 2018 value and annual rate of change |  |  |  | Default |  |  |  |  | Default | Set 2020 value and annual rate of change |  |  |  | Default |  |  |  |  | Default |  |  |  |  | Default | Set 2020 value and annual rate of change |  |  |  | Default | Set 2020 value and annual rate of change |  |  |  |  | Default | Set 2020 value and annual rate of change |  |  | 0 | 200 | 300 | 500 |  | Default | 3% | [288 empty] | 0
235 | Own assumptions | No | No | RCP4.5 | Default | Set 2020 value and annual rate of change |  |  |  | Default |  | Default |  |  | Default | Set 2018 value and annual rate of change |  |  |  | Default |  |  |  |  | Default | Set 2020 value and annual rate of change |  |  |  | Default |  |  |  |  | Default |  |  |  |  | Default | Set 2020 value and annual rate of change |  |  |  | Default | Set 2020 value and annual rate of change |  |  |  |  | Default | Set 2020 value and annual rate of change |  |  | 0 | 200 | 300 | 500 |  | Default | 3% | [288 empty] | 0
236 | Own assumptions | No | No | RCP4.5 | Default | Set 2020 value and annual rate of change |  |  |  | Default |  | Default |  |  | Default | Set 2018 value and annual rate of change |  |  |  | Default |  |  |  |  | Default | Set 2020 value and annual rate of change |  |  |  | Default |  |  |  |  | Default |  |  |  |  | Default | Set 2020 value and annual rate of change |  |  |  | Default | Set 2020 value and annual rate of change |  |  |  |  | Default | Set 2020 value and annual rate of change |  |  | 0 | 200 | 300 | 500 |  | Default | 3% | [288 empty] | 0
237 | Own assumptions | No | No | RCP4.5 | Default | Set 2020 value and annual rate of change |  |  |  | Default |  | Default |  |  | Default | Set 2018 value and annual rate of change |  |  |  | Default |  |  |  |  | Default | Set 2020 value and annual rate of change |  |  |  | Default |  |  |  |  | Default |  |  |  |  | Default | Set 2020 value and annual rate of change |  |  |  | Default | Set 2020 value and annual rate of change |  |  |  |  | Default | Set 2020 value and annual rate of change |  |  | 0 | 200 | 300 | 500 |  | Default | 3% | [288 empty] | 0
238 | Own assumptions | No | No | RCP4.5 | Default | Set 2020 value and annual rate of change |  |  |  | Default |  | Default |  |  | Default | Set 2018 value and annual rate of change |  |  |  | Default |  |  |  |  | Default | Set 2020 value and annual rate of change |  |  |  | Default |  |  |  |  | Default |  |  |  |  | Default | Set 2020 value and annual rate of change |  |  |  | Default | Set 2020 value and annual rate of change |  |  |  |  | Default | Set 2020 value and annual rate of change |  |  | 0 | 200 | 300 | 500 |  | Default | 3% | [288 empty] | 0
239 | Own assumptions | No | No | RCP4.5 | Default | Set 2020 value and annual rate of change |  |  |  | Default |  | Default |  |  | Default | Set 2018 value and annual rate of change |  |  |  | Default |  |  |  |  | Default | Set 2020 value and annual rate of change |  |  |  | Default |  |  |  |  | Default |  |  |  |  | Default | Set 2020 value and annual rate of change |  |  |  | Default | Set 2020 value and annual rate of change |  |  |  |  | Default | Set 2020 value and annual rate of change |  |  | 0 | 200 | 300 | 500 |  | Default | 3% | [288 empty] | 0
240 | Own assumptions | No | No | RCP4.5 | Default | Set 2020 value and annual rate of change |  |  |  | Default |  | Default |  |  | Default | Set 2018 value and annual rate of change |  |  |  | Default |  |  |  |  | Default | Set 2020 value and annual rate of change |  |  |  | Default |  |  |  |  | Default |  |  |  |  | Default | Set 2020 value and annual rate of change |  |  |  | Default | Set 2020 value and annual rate of change |  |  |  |  | Default | Set 2020 value and annual rate of change |  |  | 0 | 200 | 300 | 500 |  | Default | 3% | [288 empty] | 0
241 | Own assumptions | No | No | RCP4.5 | Default | Set 2020 value and annual rate of change |  |  |  | Default |  | Default |  |  | Default | Set 2018 value and annual rate of change |  |  |  | Default |  |  |  |  | Default | Set 2020 value and annual rate of change |  |  |  | Default |  |  |  |  | Default |  |  |  |  | Default | Set 2020 value and annual rate of change |  |  |  | Default | Set 2020 value and annual rate of change |  |  |  |  | Default | Set 2020 value and annual rate of change |  |  | 0 | 200 | 300 | 500 |  | Default | 3% | [288 empty] | 0
242 | Own assumptions | No | No | RCP4.5 | Default | Set 2020 value and annual rate of change |  |  |  | Default |  | Default |  |  | Default | Set 2018 value and annual rate of change |  |  |  | Default |  |  |  |  | Default | Set 2020 value and annual rate of change |  |  |  | Default |  |  |  |  | Default |  |  |  |  | Default | Set 2020 value and annual rate of change |  |  |  | Default | Set 2020 value and annual rate of change |  |  |  |  | Default | Set 2020 value and annual rate of change |  |  | 0 | 200 | 300 | 500 |  | Default | 3% | [288 empty] | 0
243 | Own assumptions | No | No | RCP4.5 | Default | Set 2020 value and annual rate of change |  |  |  | Default |  | Default |  |  | Default | Set 2018 value and annual rate of change |  |  |  | Default |  |  |  |  | Default | Set 2020 value and annual rate of change |  |  |  | Default |  |  |  |  | Default |  |  |  |  | Default | Set 2020 value and annual rate of change |  |  |  | Default | Set 2020 value and annual rate of change |  |  |  |  | Default | Set 2020 value and annual rate of change |  |  | 0 | 200 | 300 | 500 |  | Default | 3% | [288 empty] | 0
244 | Own assumptions | No | No | RCP4.5 | Default | Set 2020 value and annual rate of change |  |  |  | Default |  | Default |  |  | Default | Set 2018 value and annual rate of change |  |  |  | Default |  |  |  |  | Default | Set 2020 value and annual rate of change |  |  |  | Default |  |  |  |  | Default |  |  |  |  | Default | Set 2020 value and annual rate of change |  |  |  | Default | Set 2020 value and annual rate of change |  |  |  |  | Default | Set 2020 value and annual rate of change |  |  | 0 | 200 | 300 | 500 |  | Default | 3% | [288 empty] | 0
245 | Own assumptions | No | No | RCP4.5 | Default | Set 2020 value and annual rate of change |  |  |  | Default |  | Default |  |  | Default | Set 2018 value and annual rate of change |  |  |  | Default |  |  |  |  | Default | Set 2020 value and annual rate of change |  |  |  | Default |  |  |  |  | Default |  |  |  |  | Default | Set 2020 value and annual rate of change |  |  |  | Default | Set 2020 value and annual rate of change |  |  |  |  | Default | Set 2020 value and annual rate of change |  |  | 0 | 200 | 300 | 500 |  | Default | 3% | [288 empty] | 0
246 | Own assumptions | No | No | RCP4.5 | Default | Set 2020 value and annual rate of change |  |  |  | Default |  | Default |  |  | Default | Set 2018 value and annual rate of change |  |  |  | Default |  |  |  |  | Default | Set 2020 value and annual rate of change |  |  |  | Default |  |  |  |  | Default |  |  |  |  | Default | Set 2020 value and annual rate of change |  |  |  | Default | Set 2020 value and annual rate of change |  |  |  |  | Default | Set 2020 value and annual rate of change |  |  | 0 | 200 | 300 | 500 |  | Default | 3% | [288 empty] | 0
247 | Own assumptions | No | No | RCP4.5 | Default | Set 2020 value and annual rate of change |  |  |  | Default |  | Default |  |  | Default | Set 2018 value and annual rate of change |  |  |  | Default |  |  |  |  | Default | Set 2020 value and annual rate of change |  |  |  | Default |  |  |  |  | Default |  |  |  |  | Default | Set 2020 value and annual rate of change |  |  |  | Default | Set 2020 value and annual rate of change |  |  |  |  | Default | Set 2020 value and annual rate of change |  |  | 0 | 200 | 300 | 500 |  | Default | 3% | [288 empty] | 0
248 | Own assumptions | No | No | RCP4.5 | Default | Set 2020 value and annual rate of change |  |  |  | Default |  | Default |  |  | Default | Set 2018 value and annual rate of change |  |  |  | Default |  |  |  |  | Default | Set 2020 value and annual rate of change |  |  |  | Default |  |  |  |  | Default |  |  |  |  | Default | Set 2020 value and annual rate of change |  |  |  | Default | Set 2020 value and annual rate of change |  |  |  |  | Default | Set 2020 value and annual rate of change |  |  | 0 | 200 | 300 | 500 |  | Default | 3% | [288 empty] | 0
249 | Own assumptions | No | No | RCP4.5 | Default | Set 2020 value and annual rate of change |  |  |  | Default |  | Default |  |  | Default | Set 2018 value and annual rate of change |  |  |  | Default |  |  |  |  | Default | Set 2020 value and annual rate of change |  |  |  | Default |  |  |  |  | Default |  |  |  |  | Default | Set 2020 value and annual rate of change |  |  |  | Default | Set 2020 value and annual rate of change |  |  |  |  | Default | Set 2020 value and annual rate of change |  |  | 0 | 200 | 300 | 500 |  | Default | 3% | [288 empty] | 0
250 | Own assumptions | No | No | RCP4.5 | Default | Set 2020 value and annual rate of change |  |  |  | Default |  | Default |  |  | Default | Set 2018 value and annual rate of change |  |  |  | Default |  |  |  |  | Default | Set 2020 value and annual rate of change |  |  |  | Default |  |  |  |  | Default |  |  |  |  | Default | Set 2020 value and annual rate of change |  |  |  | Default | Set 2020 value and annual rate of change |  |  |  |  | Default | Set 2020 value and annual rate of change |  |  | 0 | 200 | 300 | 500 |  | Default | 3% | [288 empty] | 0
Note on F8: Representative Concentration Pathway. RCP 4.5 is described by the IPCC as an intermediate scenario. RCP 8.5 emissions continue to rise throughout the 21st century, worst-case scenario.
Note on G8: Please enter emission factors withour Distribution & Transmission losses.
Note on G11: Country default values: Back-end - A22-51
Note on R12: Country specific default values: Back-end: AVH 33
Note on V11: Country specific default values: Back-end: AVH 96
Note on AA11: Country specific default values: Back-end: AVH 96
Note on AF11: Country specific default values: Back-end: AVH 344
Note on AK11: Country specific default values: Back-end: AVH 344
Note on AU11: Country specific default values: Back-end: AVH
Note on BA11: Country specific default values: Back-end: AVH 439

## Unit Converter
UNIT CONVERTER
The Unit Converter Sheet allows you to convert your data into one of the supported units that are used to enter data in the CRREM Asset Input Sheet. The Unit Converter Sheet may also support you to convert any results of the CRREM Risk Analysis into your favoured unit. Tables are adopted from the publication 'UK Government GHG Conversion Factors for Company Reporting'.
Decimal separator: "." Thousand separator: "," (output only; don't use thousand separators in your input)
|  | GJ | kWh | therm | toe | kcal | OUTPUT
Energy | Gigajoule, GJ |  | 277.7778 | 9.4782 | 0.023885 | 238902.9576 | 20.2 | Gigajoule, GJ
| Kilowatt-hour, kWh | 0.0036 |  | 0.034121 | 8.5985e-05 | 860.0506 | 5611.1111 | Kilowatt-hour, kWh
| Therm | 0.10551 | 29.3071 |  | 0.00252 | 25205.5975 | 191.459 | therm
| Tonne oil equivalent, toe | 41.868 | 11629.9998 | 396.832 |  | 10002388.8883 | 0.48247 | Tonne oil equivalent, toe
| Kilocalorie, kcal | 4.1858e-06 | 0.0011627 | 3.9674e-05 | 9.9976e-08 |  | 4825839.7439 | Kilocalorie, kcal
| Amount | 20.2
| Select input unit | GJ
CHOOSE THE UNIT OF YOUR INPUT DATA AND ENTER YOUR DATA IN THE YELLOW CELLS TO SEE CONVERSION RESULST IN THE GREEN CELLS ON THE RIGHT
|  | kg | tonne | ton (UK) | ton (US) | lb | OUTPUT
Weight/mass | Kilogram, kg |  | 0.001 | 0.00098421 | 0.0011023 | 2.2046 | 0 | Kilogram, kg
| tonne, t (metric ton) | 1000 |  | 0.98421 | 1.1023 | 2204.6237 | 0 | tonne, t (metric ton)
| ton (UK, long ton) | 1016.0464 | 1.016 |  | 1.12 | 2240 | 0 | ton (UK, long ton)
| ton (US, short ton) | 907.185 | 0.90718 | 0.89286 |  | 2000.0015 | 0 | ton (US, short ton)
| Pound, lb | 0.45359 | 0.00045359 | 0.00044643 | 0.0005 |  | 0 | Pound, lb
Amount
| Select input unit | kg
CHOOSE THE UNIT OF YOUR INPUT DATA AND ENTER YOUR DATA IN THE YELLOW CELLS TO SEE CONVERSION RESULST IN THE GREEN CELLS ON THE RIGHT
|  | Litre | m³ | Cubic feet | Imp. gallon | US gallon | bbl (US pet.) | OUTPUT
Volume | Litres, L |  | 0.001 | 0.035315 | 0.21997 | 0.26417 | 0.0062898 | 158987.2891 | Litres, L
| Cubic metres, m3 | 1000 |  | 35.3147 | 219.9692 | 264.1721 | 6.2898 | 158.9873 | Cubic metres, m3
| Cubic feet, cu ft | 28.3168 | 0.028317 |  | 6.2288 | 7.4805 | 0.17811 | 5614.5832 | Cubic feet, cu ft
| Imperial gallon | 4.5461 | 0.0045461 | 0.16054 |  | 1.2009 | 0.028594 | 34972.3144 | Imperial gallon
| US gallon | 3.7854 | 0.0037854 | 0.13368 | 0.83267 |  | 0.02381 | 41999.9983 | US gallon
| Barrel (US, petroleum), bbl | 158.9873 | 0.15899 | 5.6146 | 34.9723 | 42 |  | 1000 | Barrel (US, petroleum), bbl
| Amount | 1000 |  | 20 |  |  | 1000
| Select input unit | bbl (US pet.)
CHOOSE THE UNIT OF YOUR INPUT DATA AND ENTER YOUR DATA IN THE YELLOW CELLS TO SEE CONVERSION RESULST IN THE GREEN CELLS ON THE RIGHT

## Back-end
-1 | 0 | 1 | 2 | 3 | 4 | 5 | 6 | 7 | 8 | 9 | 10 | 11 | 12 | 13 | 14 | 15 | 16 | 17 | 18 | 19 | 20 | 21 | 22 | 23 | 24 | 25 | 26 | 27 | 28 | 29 | 30 | 31 | 32 | 33 | 34 | 35 | B-AK | Asset calculations |  | Portfolio | [9 empty] | Incl: -> port all | 0 | [5 empty] | 2020 | 2021 | 2022 | 2023 | 2024 | 2025 | 2026 | 2027 | 2028 | 2029 | 2030 | 2031 | 2032 | 2033 | 2034 | 2035 | 2036 | 2037 | 2038 | 2039 | 2040 | 2041 | 2042 | 2043 | 2044 | 2045 | 2046 | 2047 | 2048 | 2049 | 2050 | 2051 | 2052 | Index for HDD & CDD | 2015 | 2016 | 2017 | 2020 | 2021 | 2022 | 2023 | 2024 | 2025 | 2026 | 2027 | 2028 | 2029 | 2030 | 2031 | 2032 | 2033 | 2034 | 2035 | 2036 | 2037 | 2038 | 2039 | 2040 | 2041 | 2042 | 2043 | 2044 | 2045 | 2046 | 2047 | 2048 | 2049 | 2050 | 2049 | 2050 | BE-CN | 2015 | 2016 | 2017 | 2020 | 2021 | 2022 | 2023 | 2024 | 2025 | 2026 | 2027 | 2028 | 2029 | 2030 | 2031 | 2032 | 2033 | 2034 | 2035 | 2036 | 2037 | 2038 | 2039 | 2040 | 2041 | 2042 | 2043 | 2044 | 2045 | 2046 | 2047 | 2048 | 2049 | 2050 |  |  | CP-DY | 2015 | 2016 | 2017 | 2020 | 2021 | 2022 | 2023 | 2024 | 2025 | 2026 | 2027 | 2028 | 2029 | 2030 | 2031 | 2032 | 2033 | 2034 | 2035 | 2036 | 2037 | 2038 | 2039 | 2040 | 2041 | 2042 | 2043 | 2044 | 2045 | 2046 | 2047 | 2048 | 2049 | 2050 | 2051 | 2052 | EA-FJ | 2015 | 2016 | 2017 | 2020 | 2021 | 2022 | 2023 | 2024 | 2025 | 2026 | 2027 | 2028 | 2029 | 2030 | 2031 | 2032 | 2033 | 2034 | 2035 | 2036 | 2037 | 2038 | 2039 | 2040 | 2041 | 2042 | 2043 | 2044 | 2045 | 2046 | 2047 | 2048 | 2049 | 2050 | 2051 | 2052 | FL-GU | 2015 | 2016 | 2017 | 2020 | 2021 | 2022 | 2023 | 2024 | 2025 | 2026 | 2027 | 2028 | 2029 | 2030 | 2031 | 2032 | 2033 | 2034 | 2035 | 2036 | 2037 | 2038 | 2039 | 2040 | 2041 | 2042 | 2043 | 2044 | 2045 | 2046 | 2047 | 2048 | 2049 | 2050 | 2051 | 2052 | GW-IF | 2015 | 2016 | 2017 | 2018 | 2019 | 2020 | 2021 | 2022 | 2023 | 2024 | 2025 | 2026 | 2027 | 2028 | 2029 | 2030 | 2031 | 2032 | 2033 | 2034 | 2035 | 2036 | 2037 | 2038 | 2039 | 2040 | 2041 | 2042 | 2043 | 2044 | 2045 | 2046 | 2047 | 2048 | 2049 | 2050 | IH-JQ | Emissions in year of assessment full coverage) | [8 empty] | Emissions share in year of assessment full coverage) | [6 empty] | Interim | Emissions share in year of assessment without electricity | [5 empty] | AS.LENG_norm | BSR_OC_norm | [5 empty] | 2020 | 2021 | 2022 | 2023 | 2024 | 2025 | 2026 | 2027 | 2028 | 2029 | 2030 | 2031 | 2032 | 2033 | 2034 | 2035 | 2036 | 2037 | 2038 | 2039 | 2040 | 2041 | 2042 | 2043 | 2044 | 2045 | 2046 | 2047 | 2048 | 2049 | 2050 | 2051 | 2052 | KL-LU |  |  |  | 2020 | 2021 | 2022 | 2023 | 2024 | 2025 | 2026 | 2027 | 2028 | 2029 | 2030 | 2031 | 2032 | 2033 | 2034 | 2035 | 2036 | 2037 | 2038 | 2039 | 2040 | 2041 | 2042 | 2043 | 2044 | 2045 | 2046 | 2047 | 2048 | 2049 | 2050 | 2051 | 2052 | LW-NF | 2015 | 2016 | 2017 | 2020 | 2021 | 2022 | 2023 | 2024 | 2025 | 2026 | 2027 | 2028 | 2029 | 2030 | 2031 | 2032 | 2033 | 2034 | 2035 | 2036 | 2037 | 2038 | 2039 | 2040 | 2041 | 2042 | 2043 | 2044 | 2045 | 2046 | 2047 | 2048 | 2049 | 2050 | 2051 | 2052 | NH-OQ | 2015 | 2016 | 2017 | 2020 | 2021 | 2022 | 2023 | 2024 | 2025 | 2026 | 2027 | 2028 | 2029 | 2030 | 2031 | 2032 | 2033 | 2034 | 2035 | 2036 | 2037 | 2038 | 2039 | 2040 | 2041 | 2042 | 2043 | 2044 | 2045 | 2046 | 2047 | 2048 | 2049 | 2050 |  |  | OS-QB | 2015 | 2016 | 2017 | 2020 | 2021 | 2022 | 2023 | 2024 | 2025 | 2026 | 2027 | 2028 | 2029 | 2030 | 2031 | 2032 | 2033 | 2034 | 2035 | 2036 | 2037 | 2038 | 2039 | 2040 | 2041 | 2042 | 2043 | 2044 | 2045 | 2046 | 2047 | 2048 | 2049 | 2050 | 2051 | 2052 | QD-RM | 2015 | 2016 | 2017 | 2020 | 2021 | 2022 | 2023 | 2024 | 2025 | 2026 | 2027 | 2028 | 2029 | 2030 | 2031 | 2032 | 2033 | 2034 | 2035 | 2036 | 2037 | 2038 | 2039 | 2040 | 2041 | 2042 | 2043 | 2044 | 2045 | 2046 | 2047 | 2048 | 2049 | 2050 | 2051 | 2052 | RO-SX | 2015 | 2016 | 2017 | 2020 | 2021 | 2022 | 2023 | 2024 | 2025 | 2026 | 2027 | 2028 | 2029 | 2030 | 2031 | 2032 | 2033 | 2034 | 2035 | 2036 | 2037 | 2038 | 2039 | 2040 | 2041 | 2042 | 2043 | 2044 | 2045 | 2046 | 2047 | 2048 | 2049 | 2050 | 2051 | 2052 | SZ-UI | 2015 | 2016 | 2017 | 2020 | 2021 | 2022 | 2023 | 2024 | 2025 | 2026 | 2027 | 2028 | 2029 | 2030 | 2031 | 2032 | 2033 | 2034 | 2035 | 2036 | 2037 | 2038 | 2039 | 2040 | 2041 | 2042 | 2043 | 2044 | 2045 | 2046 | 2047 | 2048 | 2049 | 2050 | 2051 | 2052 | UK-VT | Year | y-value | x-value |  | Year | y-value | x-value |  | Year | y-value | x-value |  | Portfolio calculations |  | 0 |  |  | PORTFOLIO | 2015 | 2016 | 2017 | 2020 | 2021 | 2022 | 2023 | 2024 | 2025 | 2026 | 2027 | 2028 | 2029 | 2030 | 2031 | 2032 | 2033 | 2034 | 2035 | 2036 | 2037 | 2038 | 2039 | 2040 | 2041 | 2042 | 2043 | 2044 | 2045 | 2046 | 2047 | 2048 | 2049 | 2050 | 2049 | 2050 |  | 2015 | 2016 | 2017 | 2020 | 2021 | 2022 | 2023 | 2024 | 2025 | 2026 | 2027 | 2028 | 2029 | 2030 | 2031 | 2032 | 2033 | 2034 | 2035 | 2036 | 2037 | 2038 | 2039 | 2040 | 2041 | 2042 | 2043 | 2044 | 2045 | 2046 | 2047 | 2048 | 2049 | 2050 | 2051 | 2052 |  | 2015 | 2016 | 2017 | 2020 | 2021 | 2022 | 2023 | 2024 | 2025 | 2026 | 2027 | 2028 | 2029 | 2030 | 2031 | 2032 | 2033 | 2034 | 2035 | 2036 | 2037 | 2038 | 2039 | 2040 | 2041 | 2042 | 2043 | 2044 | 2045 | 2046 | 2047 | 2048 | 2049 | 2050 | 2051 | 2052 |  | 2015 | 2016 | 2017 | 2020 | 2021 | 2022 | 2023 | 2024 | 2025 | 2026 | 2027 | 2028 | 2029 | 2030 | 2031 | 2032 | 2033 | 2034 | 2035 | 2036 | 2037 | 2038 | 2039 | 2040 | 2041 | 2042 | 2043 | 2044 | 2045 | 2046 | 2047 | 2048 | 2049 | 2050 | 2051 | 2052 |  | 2015 | 2016 | 2017 | 2020 | 2021 | 2022 | 2023 | 2024 | 2025 | 2026 | 2027 | 2028 | 2029 | 2030 | 2031 | 2032 | 2033 | 2034 | 2035 | 2036 | 2037 | 2038 | 2039 | 2040 | 2041 | 2042 | 2043 | 2044 | 2045 | 2046 | 2047 | 2048 | 2049 | 2050 | 2051 | 2052 |  | 2015 | 2016 | 2017 | 2018 | 2019 | 2020 | 2021 | 2022 | 2023 | 2024 | 2025 | 2026 | 2027 | 2028 | 2029 | 2030 | 2031 | 2032 | 2033 | 2034 | 2035 | 2036 | 2037 | 2038 | 2039 | 2040 | 2041 | 2042 | 2043 | 2044 | 2045 | 2046 | 2047 | 2048 | 2049 | 2050 |  |  |  |  | 2020 | 2021 | 2022 | 2023 | 2024 | 2025 | 2026 | 2027 | 2028 | 2029 | 2030 | 2031 | 2032 | 2033 | 2034 | 2035 | 2036 | 2037 | 2038 | 2039 | 2040 | 2041 | 2042 | 2043 | 2044 | 2045 | 2046 | 2047 | 2048 | 2049 | 2050 | 2051 | 2052 |  | 2015 | 2016 | 2017 | 2018 | 2019 | 2020 | 2021 | 2022 | 2023 | 2024 | 2025 | 2026 | 2027 | 2028 | 2029 | 2030 | 2031 | 2032 | 2033 | 2034 | 2035 | 2036 | 2037 | 2038 | 2039 | 2040 | 2041 | 2042 | 2043 | 2044 | 2045 | 2046 | 2047 | 2048 | 2049 | 2050 |  | 2015 | 2016 | 2017 | 2018 | 2019 | 2020 | 2021 | 2022 | 2023 | 2024 | 2025 | 2026 | 2027 | 2028 | 2029 | 2030 | 2031 | 2032 | 2033 | 2034 | 2035 | 2036 | 2037 | 2038 | 2039 | 2040 | 2041 | 2042 | 2043 | 2044 | 2045 | 2046 | 2047 | 2048 | 2049 | 2050 |  | 2015 | 2016 | 2017 | 2018 | 2019 | 2020 | 2021 | 2022 | 2023 | 2024 | 2025 | 2026 | 2027 | 2028 | 2029 | 2030 | 2031 | 2032 | 2033 | 2034 | 2035 | 2036 | 2037 | 2038 | 2039 | 2040 | 2041 | 2042 | 2043 | 2044 | 2045 | 2046 | 2047 | 2048 | 2049 | 2050 |  | ID | ID.share.incl | ID.share.incl2 | ID.share.incl3 | SOLD | 2015 | 2016 | 2017 | 2018 | 2019 | 2020 | 2021 | 2022 | 2023 | 2024 | 2025 | 2026 | 2027 | 2028 | 2029 | 2030 | 2031 | 2032 | 2033 | 2034 | 2035 | 2036 | 2037 | 2038 | 2039 | 2040 | 2041 | 2042 | 2043 | 2044 | 2045 | 2046 | 2047 | 2048 | 2049 | 2050 |  | 2015 | 2016 | 2017 | 2018 | 2019 | 2020 | 2021 | 2022 | 2023 | 2024 | 2025 | 2026 | 2027 | 2028 | 2029 | 2030 | 2031 | 2032 | 2033 | 2034 | 2035 | 2036 | 2037 | 2038 | 2039 | 2040 | 2041 | 2042 | 2043 | 2044 | 2045 | 2046 | 2047 | 2048 | 2049 | 2050 |  | 2015 | 2016 | 2017 | 2018 | 2019 | 2020 | 2021 | 2022 | 2023 | 2024 | 2025 | 2026 | 2027 | 2028 | 2029 | 2030 | 2031 | 2032 | 2033 | 2034 | 2035 | 2036 | 2037 | 2038 | 2039 | 2040 | 2041 | 2042 | 2043 | 2044 | 2045 | 2046 | 2047 | 2048 | 2049 | 2050 |  | 2015 | 2016 | 2017 | 2018 | 2019 | 2020 | 2021 | 2022 | 2023 | 2024 | 2025 | 2026 | 2027 | 2028 | 2029 | 2030 | 2031 | 2032 | 2033 | 2034 | 2035 | 2036 | 2037 | 2038 | 2039 | 2040 | 2041 | 2042 | 2043 | 2044 | 2045 | 2046 | 2047 | 2048 | 2049 | 2050 |  |  |  | 2015 | 2016 | 2017 | 2018 | 2019 | 2020 | 2021 | 2022 | 2023 | 2024 | 2025 | 2026 | 2027 | 2028 | 2029 | 2030 | 2031 | 2032 | 2033 | 2034 | 2035 | 2036 | 2037 | 2038 | 2039 | 2040 | 2041 | 2042 | 2043 | 2044 | 2045 | 2046 | 2047 | 2048 | 2049 | 2050 |  | 2015 | 2016 | 2017 | 2018 | 2019 | 2020 | 2021 | 2022 | 2023 | 2024 | 2025 | 2026 | 2027 | 2028 | 2029 | 2030 | 2031 | 2032 | 2033 | 2034 | 2035 | 2036 | 2037 | 2038 | 2039 | 2040 | 2041 | 2042 | 2043 | 2044 | 2045 | 2046 | 2047 | 2048 | 2049 | 2050 |  | 2015 | 2016 | 2017 | 2018 | 2019 | 2020 | 2021 | 2022 | 2023 | 2024 | 2025 | 2026 | 2027 | 2028 | 2029 | 2030 | 2031 | 2032 | 2033 | 2034 | 2035 | 2036 | 2037 | 2038 | 2039 | 2040 | 2041 | 2042 | 2043 | 2044 | 2045 | 2046 | 2047 | 2048 | 2049 | 2050 |  | Stranding events | [6 empty] | ELECTRICITY | [32 empty] | Maximum Coverage / Data Coverage - Factor for Normalisation; set to 1 if no normalisation is chosen | [6 empty] | Reporting period length normalisation | Occupancy normalisation | Weather normalisation |  | indic_nrg | NUTS2 | Average 2005-2023 | 2020 | 2021 | 2022 | 2023 |  | C_BT_GWT | Y2020 | Y2021 | Y2022 | Y2023 | Y2024 | Y2025 | Y2026 | Y2027 | Y2028 | Y2029 | Y2030 | Y2031 | Y2032 | Y2033 | Y2034 | Y2035 | Y2036 | Y2037 | Y2038 | Y2039 | Y2040 | Y2041 | Y2042 | Y2043 | Y2044 | Y2045 | Y2046 | Y2047 | Y2048 | Y2049 | Y2050 |  |  |  |  | C_BT_GWT | Y2020 | Y2021 | Y2022 | Y2023 | Y2024 | Y2025 | Y2026 | Y2027 | Y2028 | Y2029 | Y2030 | Y2031 | Y2032 | Y2033 | Y2034 | Y2035 | Y2036 | Y2037 | Y2038 | Y2039 | Y2040 | Y2041 | Y2042 | Y2043 | Y2044 | Y2045 | Y2046 | Y2047 | Y2048 | Y2049 | Y2050 |  | 2017 | 2020 | 2021 | 2022 | 2023 | 2024 | 2025 | 2026 | 2027 | 2028 | 2029 | 2030 | 2031 | 2032 | 2033 | 2034 | 2035 | 2036 | 2037 | 2038 | 2039 | 2040 | 2041 | 2042 | 2043 | 2044 | 2045 | 2046 | 2047 | 2048 | 2049 | 2050 | 2051 | 2052 |  | 2017 | 2020 | 2021 | 2022 | 2023 | 2024 | 2025 | 2026 | 2027 | 2028 | 2029 | 2030 | 2031 | 2032 | 2033 | 2034 | 2035 | 2036 | 2037 | 2038 | 2039 | 2040 | 2041 | 2042 | 2043 | 2044 | 2045 | 2046 | 2047 | 2048 | 2049 | 2050 | 2051 | 2052 |  | 2014 | 2015 | 2016 | 2017 | 2020 | 2021 | 2022 | 2023 | 2024 | 2025 | 2026 | 2027 | 2028 | 2029 | 2030 | 2031 | 2032 | 2033 | 2034 | 2035 | 2036 | 2037 | 2038 | 2039 | 2040 | 2041 | 2042 | 2043 | 2044 | 2045 | 2046 | 2047 | 2048 | 2049 | 2050 | 2051 | 2052 |  | 2017 | 2020 | 2021 | 2022 | 2023 | 2024 | 2025 | 2026 | 2027 | 2028 | 2029 | 2030 | 2031 | 2032 | 2033 | 2034 | 2035 | 2036 | 2037 | 2038 | 2039 | 2040 | 2041 | 2042 | 2043 | 2044 | 2045 | 2046 | 2047 | 2048 | 2049 | 2050 | 2051 | 2052 | NET |  | 2020 | 2021 | 2022 | 2023 | 2024 | 2025 | 2026 | 2027 | 2028 | 2029 | 2030 | 2031 | 2032 | 2033 | 2034 | 2035 | 2036 | 2037 | 2038 | 2039 | 2040 | 2041 | 2042 | 2043 | 2044 | 2045 | 2046 | 2047 | 2048 | 2049 | 2050 | 2051 | 2052 |  | 2017 | 2020 | 2021 | 2022 | 2023 | 2024 | 2025 | 2026 | 2027 | 2028 | 2029 | 2030 | 2031 | 2032 | 2033 | 2034 | 2035 | 2036 | 2037 | 2038 | 2039 | 2040 | 2041 | 2042 | 2043 | 2044 | 2045 | 2046 | 2047 | 2048 | 2049 | 2050 | 2051 | 2052 |  | 2020 | 2021 | 2022 | 2023 | 2024 | 2025 | 2026 | 2027 | 2028 | 2029 | 2030 | 2031 | 2032 | 2033 | 2034 | 2035 | 2036 | 2037 | 2038 | 2039 | 2040 | 2041 | 2042 | 2043 | 2044 | 2045 | 2046 | 2047 | 2048 | 2049 | 2050 | 2051 | 2052 |  | 2017 | 2018 | 2019 | 2020 | 2021 | 2022 | 2023 | 2024 | 2025 | 2026 | 2027 | 2028 | 2029 | 2030 | 2031 | 2032 | 2033 | 2034 | 2035 | 2036 | 2037 | 2038 | 2039 | 2040 | 2041 | 2042 | 2043 | 2044 | 2045 | 2046 | 2047 | 2048 | 2049 | 2050 |  | 2017 | 2018 | 2019 | 2020 | 2021 | 2022 | 2023 | 2024 | 2025 | 2026 | 2027 | 2028 | 2029 | 2030 | 2031 | 2032 | 2033 | 2034 | 2035 | 2036 | 2037 | 2038 | 2039 | 2040 | 2041 | 2042 | 2043 | 2044 | 2045 | 2046 | 2047 | 2048 | 2049 | 2050 |  |  | Share of electricity used for… |  | Share of fossil fuels used for… |  | 2015 | 2016 | 2017 | 2020 | 2021 | 2022 | 2023 | 2024 | 2025 | 2026 | 2027 | 2028 | 2029 | 2030 | 2031 | 2032 | 2033 | 2034 | 2035 | 2036 | 2037 | 2038 | 2039 | 2040 | 2041 | 2042 | 2043 | 2044 | 2045 | 2046 | 2047 | 2048 | 2049 | 2050 | 2051 | 2052 |  | 2015 | 2016 | 2017 | 2020 | 2021 | 2022 | 2023 | 2024 | 2025 | 2026 | 2027 | 2028 | 2029 | 2030 | 2031 | 2032 | 2033 | 2034 | 2035 | 2036 | 2037 | 2038 | 2039 | 2040 | 2041 | 2042 | 2043 | 2044 | 2045 | 2046 | 2047 | 2048 | 2049 | 2050 | 2051 | 2052 |  | Country | AC.CY.Factor | Property Type | AC.PT.Factor | Cost Depreciation |  | Inclusion.dummy | All.mand.check | EL.EF | AS.YR | AS.MON | AS.LENG | COUN | AS.TY | MX.100 | TO.FL | BSR_OC.AN | EL.DC | EL.MC | NG.DC | NG.MC | OL.DC | OL.MC | DH.DC | DH.MC | DC.DC | DC.MC | OT1.TY | OT1.DC | OT1.MC | GHG.Leak1.Type | GHG.Leak2.Type | OT2.TY | OT2.DC | OT2.MC |  | Retrofit.costs.1.5 | Retrofit.costs.1.5 | Retrofit.costs.1.5 | Retrofit.costs.1.5 | Retrofit.costs.1.5 | Retrofit.costs.1.5 | Retrofit.costs.1.5 | Retrofit.costs.1.5 | Retrofit.costs.1.5 | Retrofit.costs.1.5 | Retrofit.costs.1.5 | Retrofit.costs.1.5 | Retrofit.costs.1.5 | Retrofit.costs.1.5 | Retrofit.costs.1.5 | Retrofit.costs.1.5 | Retrofit.costs.1.5 | Retrofit.costs.1.5 | Retrofit.costs.1.5 | Retrofit.costs.1.5 | Retrofit.costs.1.5 | Retrofit.costs.1.5 | Retrofit.costs.1.5 | Retrofit.costs.1.5 | Retrofit.costs.1.5 | Retrofit.costs.1.5 | Retrofit.costs.1.5 | Retrofit.costs.1.5 | Retrofit.costs.1.5 | Retrofit.costs.1.5 | Retrofit.costs.1.5 | Retrofit.costs.1.5 | Retrofit.costs.1.5 | Retrofit.costs.1.5 | Retrofit.costs.1.5 | Retrofit.costs.1.5 | Retrofit.costs.2 | Retrofit.costs.2 | Retrofit.costs.2 | Retrofit.costs.2 | Retrofit.costs.2 | Retrofit.costs.2 | Retrofit.costs.2 | Retrofit.costs.2 | Retrofit.costs.2 | Retrofit.costs.2 | Retrofit.costs.2 | Retrofit.costs.2 | Retrofit.costs.2 | Retrofit.costs.2 | Retrofit.costs.2 | Retrofit.costs.2 | Retrofit.costs.2 | Retrofit.costs.2 | Retrofit.costs.2 | Retrofit.costs.2 | Retrofit.costs.2 | Retrofit.costs.2 | Retrofit.costs.2 | Retrofit.costs.2 | Retrofit.costs.2 | Retrofit.costs.2 | Retrofit.costs.2 | Retrofit.costs.2 | Retrofit.costs.2 | Retrofit.costs.2 | Retrofit.costs.2 | Retrofit.costs.2 | Retrofit.costs.2 | Retrofit.costs.2 | Retrofit.costs.2 | Retrofit.costs.2 | Reduction.costs.15 | Reduction.costs.15 | Reduction.costs.15 | Reduction.costs.15 | Reduction.costs.15 | Reduction.costs.15 | Reduction.costs.15 | Reduction.costs.15 | Reduction.costs.15 | Reduction.costs.15 | Reduction.costs.15 | Reduction.costs.15 | Reduction.costs.15 | Reduction.costs.15 | Reduction.costs.15 | Reduction.costs.15 | Reduction.costs.15 | Reduction.costs.15 | Reduction.costs.15 | Reduction.costs.15 | Reduction.costs.15 | Reduction.costs.15 | Reduction.costs.15 | Reduction.costs.15 | Reduction.costs.15 | Reduction.costs.15 | Reduction.costs.15 | Reduction.costs.15 | Reduction.costs.15 | Reduction.costs.15 | Reduction.costs.15 | Reduction.costs.15 | Reduction.costs.15 | Reduction.costs.15 | Reduction.costs.15 | Reduction.costs.15 | Reduction.costs.2 | Reduction.costs.2 | Reduction.costs.2 | Reduction.costs.2 | Reduction.costs.2 | Reduction.costs.2 | Reduction.costs.2 | Reduction.costs.2 | Reduction.costs.2 | Reduction.costs.2 | Reduction.costs.2 | Reduction.costs.2 | Reduction.costs.2 | Reduction.costs.2 | Reduction.costs.2 | Reduction.costs.2 | Reduction.costs.2 | Reduction.costs.2 | Reduction.costs.2 | Reduction.costs.2 | Reduction.costs.2 | Reduction.costs.2 | Reduction.costs.2 | Reduction.costs.2 | Reduction.costs.2 | Reduction.costs.2 | Reduction.costs.2 | Reduction.costs.2 | Reduction.costs.2 | Reduction.costs.2 | Reduction.costs.2 | Reduction.costs.2 | Reduction.costs.2 | Reduction.costs.2 | Reduction.costs.2 | Reduction.costs.2 | Property:Type.Factor | MAC |  |  | Target.RF1 | Target.RF2 | Target.RF3 | Target.RF4 | Target.RF5 | Target.RF6 | Target.RF7 | Target.RF8 | Target.RF9 | Target.RF10 | Target.RF11 | Target.RF12 | Target.RF13 | Target.RF14 | Target.RF15 | Target.RF16 | Target.RF17 | Target.RF18 | Target.RF19 | Target.RF20 | Target.RF21 | Target.RF22 | Target.RF23 | Target.RF24 | Target.RF25 | Target.RF26 | Target.RF27 | Target.RF28 | Target.RF29 | Target.RF30 | Target.RF31 | Target.RF32 | Target.RF33 | Target.RF34 | Target.RF35 | Target.RF36 | Target.RF37 | Target.RF38 | Target.RF39 | Target.RF40 | Target.RF41 | Target.RF42 | Target.RF43 | Target.RF44 | Target.RF45 | Target.RF46 | Target.RF47 | Target.RF48 | Target.RF49 | Target.RF50 | Target.RF51 | Target.RF52 | Target.RF53 | Target.RF54 | Target.RF55 | Target.RF56 | Target.RF57 | Target.RF58 | Target.RF59 | Target.RF60 | Target.RF61 | Target.RF62 | Target.RF63 | Target.RF64 | Target.RF65 | Target.RF66 | Target.RF67 | Target.RF68 | Target.RF69 | Target.RF70 | Target.RF71 | Target.RF72 | Target.RF73 | Target.RF74 | Target.RF75 | Target.RF76 | Target.RF77 | Target.RF78 | Target.RF79 | Target.RF80 | Target.RF81 | Target.RF82 | Target.RF83 | Target.RF84 | Target.RF85 | Target.RF86 | Target.RF87 | Target.RF88 | Target.RF89 | Target.RF90 | Target.RF91 | Target.RF92 | Target.RF93 | Target.RF94 | Target.RF95 | Target.RF96 | Target.RF97 | Target.RF98 | Target.RF99 | Target.RF100 | Target.RF101 | Target.RF102 | Target.RF103 | Target.RF104 | Target.RF105 | Target.RF106 | Target.RF107 | Target.RF108 | Target.RF109 | Target.RF110 | Target.RF111 | Target.RF112 | Target.RF113 | Target.RF114 | Target.RF115 | Target.RF116 | Target.RF117 | Target.RF118 | Target.RF119 | Target.RF120 | Target.RF121 | Target.RF122 | Target.RF123 | Target.RF124 | Target.RF125 | Target.RF126 | Target.RF127 | Target.RF128 | Target.RF129 | Target.RF130 | Target.RF131 | Target.RF132 | Target.RF133 | Target.RF134 | Target.RF135 | Target.RF136 | Target.RF137 | Target.RF138 | Target.RF139 | Target.RF140 | Target.RF141 | Target.RF142 | Target.RF143 | Target.RF144 | Target.RF145 | Target.RF146 | Target.RF147 | Target.RF148 | Target.RF149 | Target.RF150 | Target.RF151 | Target.RF152 | Target.RF153 | Target.RF154 | Target.RF155 | Target.RF156 | Target.RF157 | Target.RF158 | Target.RF159 | Target.RF160 | Target.RF161 | Target.RF162 | Target.RF163 | Target.RF164 | Target.RF165 | Target.RF166 | Target.RF167 | Target.RF168 | Target.RF169 | Target.RF170 | Target.RF171 | Target.RF172 | Target.RF173 | Target.RF174 | Target.RF175 | Target.RF176 | Target.RF177 | Target.RF178 | Target.RF179 | Target.RF180 | Target.RF181 | Target.RF182 | Target.RF183 | Target.RF184 | Target.RF185 | Target.RF186 | Target.RF187 | Target.RF188 | Target.RF189 | Target.RF190 | Target.RF191 | Target.RF192 | Target.RF193 | Target.RF194 | Target.RF195 | Target.RF196 | Target.RF197 | Target.RF198 | Target.RF199 | Target.RF200 | Target.RF201 | Target.RF202 | Target.RF203 | Target.RF204 | Target.RF205 | Target.RF206 | Target.RF207 | Target.RF208 | Target.RF209 | Target.RF210 | Target.RF211 | Target.RF212 | Target.RF213 | Target.RF214 | Target.RF215 | Target.RF216 | Target.RF217 | Target.RF218 | Target.RF219 | Target.RF220 | Target.RF221 | Target.RF222 | Target.RF223 | Target.RF224 | Target.RF225 | Target.RF226 | Target.RF227 | Target.RF228 | Target.RF229 | Target.RF230 | Target.RF231 | Target.RF232 | Target.RF233 | Target.RF234 | Target.RF235 | Target.RF236 | Target.RF237 | Target.RF238 | Target.RF239 | Target.RF240 | Target.RF241 | Target.RF242 | Target.RF243 | Target.RF244 | Target.RF245 | Target.RF246 | Target.RF247 | Target.RF248 | Target.RF249 | Target.RF250 | Target.RF251 | Target.RF252 | Target.RF253 | Target.RF254 | Target.RF255 | Target.RF256 | Target.RF257 | Target.RF258 | Target.RF259 | Target.RF260 | Target.RF261 | Target.RF262 | Target.RF263 | Target.RF264 | Target.RF265 | Target.RF266 | Target.RF267 | Target.RF268 | Target.RF269 | Target.RF270 | Target.RF271 | Target.RF272 | Target.RF273 | Target.RF274 | Target.RF275 | Target.RF276 | Target.RF277 | Target.RF278 | Target.RF279 | Target.RF280 | Target.RF281 | Target.RF282 | Target.RF283 | Target.RF284 | Target.RF285 | Target.RF286 | Target.RF287 | Target.RF288 | Target.RF289 | Target.RF290 | Target.RF291 | Target.RF292 | Target.RF293 | Target.RF294 | Target.RF295 | Target.RF296 | Target.RF297 | Target.RF298 | Target.RF299 | Target.RF300 | Target.RF301 | Target.RF302 | Target.RF303 | Target.RF304 | Target.RF305 | Target.RF306 | Target.RF307 | Target.RF308 | Target.RF309 | Target.RF310 | Target.RF311 | Target.RF312 | Target.RF313 | Target.RF314 | Target.RF315 | Target.RF316 | Target.RF317 | Target.RF318 | Target.RF319 | Target.RF320 | Target.RF321 | Target.RF322 | Target.RF323 | Target.RF324 | Target.RF325 | Target.RF326 | Target.RF327 | Target.RF328 | Target.RF329 | Target.RF330 | Target.RF331 | Target.RF332 | Target.RF333 | Target.RF334 | Target.RF335 | Target.RF336 | Target.RF337 | Target.RF338 | Target.RF339 | Target.RF340 | Target.RF341 | Target.RF342 | Target.RF343 | Target.RF344 | Target.RF345 | Target.RF346 | Target.RF347 | Target.RF348 | Target.RF349 | Target.RF350 | Target.RF351 | Target.RF352 | Target.RF353 | Target.RF354 | Target.RF355 | Target.RF356 | Target.RF357 | Target.RF358 | Target.RF359 | Target.RF360 | Target.RF361 | Target.RF362 | Target.RF363 | Target.RF364 | Target.RF365 | Target.RF366 | Target.RF367 | Target.RF368 | Target.RF369 | Target.RF370 | Target.RF371 | Target.RF372 | Target.RF373 | Target.RF374 | Target.RF375 | Target.RF376 | Target.RF377 | Target.RF378 | Target.RF379 | Target.RF380 | Target.RF381 | Target.RF382 | Target.RF383 | Target.RF384 | Target.RF385 | Target.RF386 | Target.RF387 | Target.RF388 | Target.RF389 | Target.RF390 | Target.RF391 | Target.RF392 | Target.RF393 | Target.RF394 | Target.RF395 | Target.RF396 | Target.RF397 | Target.RF398 | Target.RF399 | Target.RF400 | Target.RF401 | Target.RF402 | Target.RF403 | Target.RF404 | Target.RF405 | Target.RF406 | Target.RF407 | Target.RF408 | Target.RF409 | Target.RF410 | Target.RF411 | Target.RF412 | Target.RF413 | Target.RF414 | Target.RF415 | Target.RF416 | Target.RF417 | Target.RF418 | Target.RF419 | Target.RF420 | Target.RF421 | Target.RF422 | Target.RF423 | Target.RF424 | Target.RF425 | Target.RF426 | Target.RF427 | Target.RF428 | Target.RF429 | Target.RF430 | Target.RF431 | Target.RF432 | Target.RF433 | Target.RF434 | Target.RF435 | Target.RF436 | Target.RF437 | Target.RF438 | Target.RF439 | Target.RF440 | Target.RF441 | Target.RF442 | Target.RF443 | Target.RF444 | Target.RF445 | Target.RF446 | Target.RF447 | Target.RF448 | Target.RF449 | Target.RF450 | Target.RF451 | Target.RF452 | Target.RF453 | Target.RF454 | Target.RF455 | Target.RF456 | Target.RF457 | Target.RF458 | Target.RF459 | Target.RF460 | Target.RF461 | Target.RF462 | Target.RF463 | Target.RF464 | Target.RF465 | Target.RF466 | Target.RF467 | Target.RF468 | Target.RF469 | Target.RF470 | Target.RF471 | Target.RF472 | Target.RF473 | Target.RF474 | Target.RF475 | Target.RF476 | Target.RF477 | Target.RF478 | Target.RF479 | Target.RF480 | Target.RF481 | Target.RF482 | Target.RF483 | Target.RF484 | Target.RF485 | Target.RF486 | Target.RF487 | Target.RF488 | Target.RF489 | Target.RF490 | Target.RF491 | Target.RF492 | Target.RF493 | Target.RF494 | Target.RF495 | Target.RF496 | Target.RF497 | Target.RF498 | Target.RF499 | Target.RF500 | Target.RF501 | RF1.post |  | Energy.RF1 | Energy.RF1 | Energy.RF1 | Energy.RF1 | Energy.RF1 | Energy.RF1 | Energy.RF1 | Energy.RF1 | Energy.RF1 | Energy.RF1 | Energy.RF1 | Energy.RF1 | Energy.RF1 | Energy.RF1 | Energy.RF1 | Energy.RF1 | Energy.RF1 | Energy.RF1 | Energy.RF1 | Energy.RF1 | Energy.RF1 | Energy.RF1 | Energy.RF1 | Energy.RF1 | Energy.RF1 | Energy.RF1 | Energy.RF1 | Energy.RF1 | Energy.RF1 | Energy.RF1 | Energy.RF1 | Energy.RF1 | Energy.RF1 | Carbon.RF1 | Carbon.RF1 | Carbon.RF1 | Carbon.RF1 | Carbon.RF1 | Carbon.RF1 | Carbon.RF1 | Carbon.RF1 | Carbon.RF1 | Carbon.RF1 | Carbon.RF1 | Carbon.RF1 | Carbon.RF1 | Carbon.RF1 | Carbon.RF1 | Carbon.RF1 | Carbon.RF1 | Carbon.RF1 | Carbon.RF1 | Carbon.RF1 | Carbon.RF1 | Carbon.RF1 | Carbon.RF1 | Carbon.RF1 | Carbon.RF1 | Carbon.RF1 | Carbon.RF1 | Carbon.RF1 | Carbon.RF1 | Carbon.RF1 | Carbon.RF1 | Carbon.RF1 | Carbon.RF1 |  | Data center? | Asset 1 | Saved.carbon | Saved.carbon | Saved.carbon | Saved.carbon | Saved.carbon | Saved.carbon | Saved.carbon | Saved.carbon | Saved.carbon | Saved.carbon | Saved.carbon | Saved.carbon | Saved.carbon | Saved.carbon | Saved.carbon | Saved.carbon | Saved.carbon | Saved.carbon | Saved.carbon | Saved.carbon | Saved.carbon | Saved.carbon | Saved.carbon | Saved.carbon | Saved.carbon | Saved.carbon | Saved.carbon | Saved.carbon | Saved.carbon | Saved.carbon | Saved.carbon | Saved.carbon | Saved.carbon | Saved.carbon | Saved.carbon | Saved.carbon |  | Months |  | Start | End | Month.included | Month.included | Month.included | Month.included | Month.included | Month.included | Month.included | Month.included | Month.included | Month.included | Month.included | Month.included | Share of heating per month | Heat.norm.12M | Share of cooling per month | Cool.norm.12M | Share of electricity per month | Electro.norm.12M |  | Entities.raw | Dummy |  | Index | Entities |  | Discounted costs of excess emissions |  | Carbon value at risk |  | CoEE in portfolio |  | GAV in portfolio |  | Carbon.price | Carbon.price | Carbon.price | Carbon.price | Carbon.price | Carbon.price | Carbon.price | Carbon.price | Carbon.price | Carbon.price | Carbon.price | Carbon.price | Carbon.price | Carbon.price | Carbon.price | Carbon.price | Carbon.price | Carbon.price | Carbon.price | Carbon.price | Carbon.price | Carbon.price | Carbon.price | Carbon.price | Carbon.price | Carbon.price | Carbon.price | Carbon.price | Carbon.price | Carbon.price | Carbon.price | Carbon.price | Carbon.price | Carbon.price |  | RF1 | Saved.energycosts | Saved.energycosts | Saved.energycosts | Saved.energycosts | Saved.energycosts | Saved.energycosts | Saved.energycosts | Saved.energycosts | Saved.energycosts | Saved.energycosts | Saved.energycosts | Saved.energycosts | Saved.energycosts | Saved.energycosts | Saved.energycosts | Saved.energycosts | Saved.energycosts | Saved.energycosts | Saved.energycosts | Saved.energycosts | Saved.energycosts | Saved.energycosts | Saved.energycosts | Saved.energycosts | Saved.energycosts | Saved.energycosts | Saved.energycosts | Saved.energycosts | Saved.energycosts | Saved.energycosts | Saved.energycosts | Saved.energycosts | Saved.energycosts | Investment | Year | Discounting | Discounted savings | Discounted savings | Discounted savings | Discounted savings | Discounted savings | Discounted savings | Discounted savings | Discounted savings | Discounted savings | Discounted savings | Discounted savings | Discounted savings | Discounted savings | Discounted savings | Discounted savings | Discounted savings | Discounted savings | Discounted savings | Discounted savings | Discounted savings | Discounted savings | Discounted savings | Discounted savings | Discounted savings | Discounted savings | Discounted savings | Discounted savings | Discounted savings | Discounted savings | Discounted savings | Discounted savings | Discounted savings | Discounted savings | Break-even |  | E.bal | E.bal |  |  |  |  | 2020 | 2021 | 2022 | 2023 | 2024 | 2025 | 2026 | 2027 | 2028 | 2029 | 2030 | 2031 | 2032 | 2033 | 2034 | 2035 | 2036 | 2037 | 2038 | 2039 | 2040 | 2041 | 2042 | 2043 | 2044 | 2045 | 2046 | 2047 | 2048 | 2049 | 2050 | 2051 | 2052 |  | 2015 | 2016 | 2017 | 2018 | 2019 | 2020 | 2021 | 2022 | 2023 | 2024 | 2025 | 2026 | 2027 | 2028 | 2029 | 2030 | 2031 | 2032 | 2033 | 2034 | 2035 | 2036 | 2037 | 2038 | 2039 | 2040 | 2041 | 2042 | 2043 | 2044 | 2045 | 2046 | 2047 | 2048 | 2049 | 2050 | NH-OQ | 2015 | 2016 | 2017 | 2018 | 2019 | 2020 | 2021 | 2022 | 2023 | 2024 | 2025 | 2026 | 2027 | 2028 | 2029 | 2030 | 2031 | 2032 | 2033 | 2034 | 2035 | 2036 | 2037 | 2038 | 2039 | 2040 | 2041 | 2042 | 2043 | 2044 | 2045 | 2046 | 2047 | 2048 | 2049 | 2050 | QD-RM | 2015 | 2016 | 2017 | 2018 | 2019 | 2020 | 2021 | 2022 | 2023 | 2024 | 2025 | 2026 | 2027 | 2028 | 2029 | 2030 | 2031 | 2032 | 2033 | 2034 | 2035 | 2036 | 2037 | 2038 | 2039 | 2040 | 2041 | 2042 | 2043 | 2044 | 2045 | 2046 | 2047 | 2048 | 2049 | 2050 |  | 2015 | 2016 | 2017 | 2018 | 2019 | 2020 | 2021 | 2022 | 2023 | 2024 | 2025 | 2026 | 2027 | 2028 | 2029 | 2030 | 2031 | 2032 | 2033 | 2034 | 2035 | 2036 | 2037 | 2038 | 2039 | 2040 | 2041 | 2042 | 2043 | 2044 | 2045 | 2046 | 2047 | 2048 | 2049 | 2050 | UK-VT | ID.share.incl3 | 2018-2019_dummy | Exclusion_dummy | CVaR1.5incl | CVaR2.incl | GAV.CVaR.incl | Exlc.count |  | X | Y | Z
Total costs | [7 empty] | 0 | 0 | 0 | 0 | 0 | 0 | 0 | 0 | 0 | 0 | 0 | 0 | 0 | 0 | 0 | 0 | 0 | 0 | 0 | 0 | 0 | 0 | 0 | 0 | 0 | 0 | 0 | 0 | 0 | A | Prop.type | ID | ID-Included | NUTS3 | NUTS3-Name | NUTS0 | Total floor area | Leak1 | Leak2 | Zip-Check | Incl.dummy |  | 0 | List.all | Dummy_all | Dummy_Portfolio | List incl. in portfolio | GFA |  | Index Year | Index Year | Index Year | Index Year | Index Year | Index Year | Index Year | Index Year | Index Year | Index Year | Index Year | Index Year | Index Year | Index Year | Index Year | Index Year | Index Year | Index Year | Index Year | Index Year | Index Year | Index Year | Index Year | Index Year | Index Year | Index Year | Index Year | Index Year | Index Year | Index Year | Index Year | Index Year | Index Year |  | HDD-Index | HDD-Index | HDD-Index | HDD-Index | HDD-Index | HDD-Index | HDD-Index | HDD-Index | HDD-Index | HDD-Index | HDD-Index | HDD-Index | HDD-Index | HDD-Index | HDD-Index | HDD-Index | HDD-Index | HDD-Index | HDD-Index | HDD-Index | HDD-Index | HDD-Index | HDD-Index | HDD-Index | HDD-Index | HDD-Index | HDD-Index | HDD-Index | HDD-Index | HDD-Index | HDD-Index | HDD-Index | HDD-Index | HDD-Index | HDD-Index | HDD-Index | H | CDD-Index | CDD-Index | CDD-Index | CDD-Index | CDD-Index | CDD-Index | CDD-Index | CDD-Index | CDD-Index | CDD-Index | CDD-Index | CDD-Index | CDD-Index | CDD-Index | CDD-Index | CDD-Index | CDD-Index | CDD-Index | CDD-Index | CDD-Index | CDD-Index | CDD-Index | CDD-Index | CDD-Index | CDD-Index | CDD-Index | CDD-Index | CDD-Index | CDD-Index | CDD-Index | CDD-Index | CDD-Index | CDD-Index | CDD-Index | CDD-Index | CDD-Index | C | Grid-Index | Grid-Index | Grid-Index | Grid-Index | Grid-Index | Grid-Index | Grid-Index | Grid-Index | Grid-Index | Grid-Index | Grid-Index | Grid-Index | Grid-Index | Grid-Index | Grid-Index | Grid-Index | Grid-Index | Grid-Index | Grid-Index | Grid-Index | Grid-Index | Grid-Index | Grid-Index | Grid-Index | Grid-Index | Grid-Index | Grid-Index | Grid-Index | Grid-Index | Grid-Index | Grid-Index | Grid-Index | Grid-Index | Grid-Index | Grid-Index | Grid-Index | G | Target-1.5 | Target-1.5 | Target-1.5 | Target-1.5 | Target-1.5 | Target-1.5 | Target-1.5 | Target-1.5 | Target-1.5 | Target-1.5 | Target-1.5 | Target-1.5 | Target-1.5 | Target-1.5 | Target-1.5 | Target-1.5 | Target-1.5 | Target-1.5 | Target-1.5 | Target-1.5 | Target-1.5 | Target-1.5 | Target-1.5 | Target-1.5 | Target-1.5 | Target-1.5 | Target-1.5 | Target-1.5 | Target-1.5 | Target-1.5 | Target-1.5 | Target-1.5 | Target-1.5 | Target-1.5 | Target-1.5 | Target-1.5 | T | Target-2 | Target-2 | Target-2 | Target-2 | Target-2 | Target-2 | Target-2 | Target-2 | Target-2 | Target-2 | Target-2 | Target-2 | Target-2 | Target-2 | Target-2 | Target-2 | Target-2 | Target-2 | Target-2 | Target-2 | Target-2 | Target-2 | Target-2 | Target-2 | Target-2 | Target-2 | Target-2 | Target-2 | Target-2 | Target-2 | Target-2 | Target-2 | Target-2 | Target-2 | Target-2 | Target-2 | T | INDC | INDC | INDC | INDC | INDC | INDC | INDC | INDC | INDC | INDC | INDC | INDC | INDC | INDC | INDC | INDC | INDC | INDC | INDC | INDC | INDC | INDC | INDC | INDC | INDC | INDC | INDC | INDC | INDC | INDC | INDC | INDC | INDC | INDC | INDC | INDC | T | Electricity | Export | Gas | Oil | Distr. Heat | Distr. Cool | Other | Fugitive | Electricity taken into account | Electricity | Gas | Oil | Distr. Heat | Distr. Cool | Other | Fugitive | Total | Gas | Oil | Distr. Heat | Distr. Cool | Other | Fugitive | Total | Elec_BSR_LENG_OC_norm | Total | B | GHG-Abs | GHG-Abs | GHG-Abs | GHG-Abs | GHG-Abs | GHG-Abs | GHG-Abs | GHG-Abs | GHG-Abs | GHG-Abs | GHG-Abs | GHG-Abs | GHG-Abs | GHG-Abs | GHG-Abs | GHG-Abs | GHG-Abs | GHG-Abs | GHG-Abs | GHG-Abs | GHG-Abs | GHG-Abs | GHG-Abs | GHG-Abs | GHG-Abs | GHG-Abs | GHG-Abs | GHG-Abs | GHG-Abs | GHG-Abs | GHG-Abs | GHG-Abs | GHG-Abs | GHG-Abs | GHG-Abs | GHG-Abs | G | GHG-Int | GHG-Int | GHG-Int | GHG-Int | GHG-Int | GHG-Int | GHG-Int | GHG-Int | GHG-Int | GHG-Int | GHG-Int | GHG-Int | GHG-Int | GHG-Int | GHG-Int | GHG-Int | GHG-Int | GHG-Int | GHG-Int | GHG-Int | GHG-Int | GHG-Int | GHG-Int | GHG-Int | GHG-Int | GHG-Int | GHG-Int | GHG-Int | GHG-Int | GHG-Int | GHG-Int | GHG-Int | GHG-Int | GHG-Int | GHG-Int | GHG-Int | G | Stranded | Stranded | Stranded | Stranded | Stranded | Stranded | Stranded | Stranded | Stranded | Stranded | Stranded | Stranded | Stranded | Stranded | Stranded | Stranded | Stranded | Stranded | Stranded | Stranded | Stranded | Stranded | Stranded | Stranded | Stranded | Stranded | Stranded | Stranded | Stranded | Stranded | Stranded | Stranded | Stranded | Stranded | Stranded | Stranded | S | Stranded | Stranded | Stranded | Stranded | Stranded | Stranded | Stranded | Stranded | Stranded | Stranded | Stranded | Stranded | Stranded | Stranded | Stranded | Stranded | Stranded | Stranded | Stranded | Stranded | Stranded | Stranded | Stranded | Stranded | Stranded | Stranded | Stranded | Stranded | Stranded | Stranded | Stranded | Stranded | Stranded | Stranded | Stranded | Stranded | S | Stranding | Stranding | Stranding | Stranding | Stranding | Stranding | Stranding | Stranding | Stranding | Stranding | Stranding | Stranding | Stranding | Stranding | Stranding | Stranding | Stranding | Stranding | Stranding | Stranding | Stranding | Stranding | Stranding | Stranding | Stranding | Stranding | Stranding | Stranding | Stranding | Stranding | Stranding | Stranding | Stranding | Stranding | Stranding | Stranding | S | Stranding | Stranding | Stranding | Stranding | Stranding | Stranding | Stranding | Stranding | Stranding | Stranding | Stranding | Stranding | Stranding | Stranding | Stranding | Stranding | Stranding | Stranding | Stranding | Stranding | Stranding | Stranding | Stranding | Stranding | Stranding | Stranding | Stranding | Stranding | Stranding | Stranding | Stranding | Stranding | Stranding | Stranding | Stranding | Stranding | S | Excess | Excess | Excess | Excess | Excess | Excess | Excess | Excess | Excess | Excess | Excess | Excess | Excess | Excess | Excess | Excess | Excess | Excess | Excess | Excess | Excess | Excess | Excess | Excess | Excess | Excess | Excess | Excess | Excess | Excess | Excess | Excess | Excess | Excess | Excess | Excess | E | Excess | Excess | Excess | Excess | Excess | Excess | Excess | Excess | Excess | Excess | Excess | Excess | Excess | Excess | Excess | Excess | Excess | Excess | Excess | Excess | Excess | Excess | Excess | Excess | Excess | Excess | Excess | Excess | Excess | Excess | Excess | Excess | Excess | Excess | Excess | Excess | E |  |  |  | S |  |  |  | S |  |  |  | S | All | Included (Auto) | Complete.ID | FA.compl | Included for portfolio intensity | Emiss2018.compl | Excess.incl.costs | Excess.incl.costs | Excess.incl.costs | Excess.incl.costs | Excess.incl.costs | Excess.incl.costs | Excess.incl.costs | Excess.incl.costs | Excess.incl.costs | Excess.incl.costs | Excess.incl.costs | Excess.incl.costs | Excess.incl.costs | Excess.incl.costs | Excess.incl.costs | Excess.incl.costs | Excess.incl.costs | Excess.incl.costs | Excess.incl.costs | Excess.incl.costs | Excess.incl.costs | Excess.incl.costs | Excess.incl.costs | Excess.incl.costs | Excess.incl.costs | Excess.incl.costs | Excess.incl.costs | Excess.incl.costs | Excess.incl.costs | Excess.incl.costs | Excess.incl.costs | Excess.incl.costs | Excess.incl.costs | Excess.incl.costs | Excess.incl.costs | Excess.incl.costs | E | Excess.incl.costs | Excess.incl.costs | Excess.incl.costs | Excess.incl.costs | Excess.incl.costs | Excess.incl.costs | Excess.incl.costs | Excess.incl.costs | Excess.incl.costs | Excess.incl.costs | Excess.incl.costs | Excess.incl.costs | Excess.incl.costs | Excess.incl.costs | Excess.incl.costs | Excess.incl.costs | Excess.incl.costs | Excess.incl.costs | Excess.incl.costs | Excess.incl.costs | Excess.incl.costs | Excess.incl.costs | Excess.incl.costs | Excess.incl.costs | Excess.incl.costs | Excess.incl.costs | Excess.incl.costs | Excess.incl.costs | Excess.incl.costs | Excess.incl.costs | Excess.incl.costs | Excess.incl.costs | Excess.incl.costs | Excess.incl.costs | Excess.incl.costs | Excess.incl.costs | E | Target.Emiss.1.5 | Target.Emiss.1.5 | Target.Emiss.1.5 | Target.Emiss.1.5 | Target.Emiss.1.5 | Target.Emiss.1.5 | Target.Emiss.1.5 | Target.Emiss.1.5 | Target.Emiss.1.5 | Target.Emiss.1.5 | Target.Emiss.1.5 | Target.Emiss.1.5 | Target.Emiss.1.5 | Target.Emiss.1.5 | Target.Emiss.1.5 | Target.Emiss.1.5 | Target.Emiss.1.5 | Target.Emiss.1.5 | Target.Emiss.1.5 | Target.Emiss.1.5 | Target.Emiss.1.5 | Target.Emiss.1.5 | Target.Emiss.1.5 | Target.Emiss.1.5 | Target.Emiss.1.5 | Target.Emiss.1.5 | Target.Emiss.1.5 | Target.Emiss.1.5 | Target.Emiss.1.5 | Target.Emiss.1.5 | Target.Emiss.1.5 | Target.Emiss.1.5 | Target.Emiss.1.5 | Target.Emiss.1.5 | Target.Emiss.1.5 | Target.Emiss.1.5 | T | Target.Emiss.2 | Target.Emiss.2 | Target.Emiss.2 | Target.Emiss.2 | Target.Emiss.2 | Target.Emiss.2 | Target.Emiss.2 | Target.Emiss.2 | Target.Emiss.2 | Target.Emiss.2 | Target.Emiss.2 | Target.Emiss.2 | Target.Emiss.2 | Target.Emiss.2 | Target.Emiss.2 | Target.Emiss.2 | Target.Emiss.2 | Target.Emiss.2 | Target.Emiss.2 | Target.Emiss.2 | Target.Emiss.2 | Target.Emiss.2 | Target.Emiss.2 | Target.Emiss.2 | Target.Emiss.2 | Target.Emiss.2 | Target.Emiss.2 | Target.Emiss.2 | Target.Emiss.2 | Target.Emiss.2 | Target.Emiss.2 | Target.Emiss.2 | Target.Emiss.2 | Target.Emiss.2 | Target.Emiss.2 | Target.Emiss.2 | T | Target.Emiss.1.5.incl | Target.Emiss.1.5.incl | Target.Emiss.1.5.incl | Target.Emiss.1.5.incl | Target.Emiss.1.5.incl | Target.Emiss.1.5.incl | Target.Emiss.1.5.incl | Target.Emiss.1.5.incl | Target.Emiss.1.5.incl | Target.Emiss.1.5.incl | Target.Emiss.1.5.incl | Target.Emiss.1.5.incl | Target.Emiss.1.5.incl | Target.Emiss.1.5.incl | Target.Emiss.1.5.incl | Target.Emiss.1.5.incl | Target.Emiss.1.5.incl | Target.Emiss.1.5.incl | Target.Emiss.1.5.incl | Target.Emiss.1.5.incl | Target.Emiss.1.5.incl | Target.Emiss.1.5.incl | Target.Emiss.1.5.incl | Target.Emiss.1.5.incl | Target.Emiss.1.5.incl | Target.Emiss.1.5.incl | Target.Emiss.1.5.incl | Target.Emiss.1.5.incl | Target.Emiss.1.5.incl | Target.Emiss.1.5.incl | Target.Emiss.1.5.incl | Target.Emiss.1.5.incl | Target.Emiss.1.5.incl | Target.Emiss.1.5.incl | Target.Emiss.1.5.incl | Target.Emiss.1.5.incl | T | Target.Emiss.2.incl | Target.Emiss.2.incl | Target.Emiss.2.incl | Target.Emiss.2.incl | Target.Emiss.2.incl | Target.Emiss.2.incl | Target.Emiss.2.incl | Target.Emiss.2.incl | Target.Emiss.2.incl | Target.Emiss.2.incl | Target.Emiss.2.incl | Target.Emiss.2.incl | Target.Emiss.2.incl | Target.Emiss.2.incl | Target.Emiss.2.incl | Target.Emiss.2.incl | Target.Emiss.2.incl | Target.Emiss.2.incl | Target.Emiss.2.incl | Target.Emiss.2.incl | Target.Emiss.2.incl | Target.Emiss.2.incl | Target.Emiss.2.incl | Target.Emiss.2.incl | Target.Emiss.2.incl | Target.Emiss.2.incl | Target.Emiss.2.incl | Target.Emiss.2.incl | Target.Emiss.2.incl | Target.Emiss.2.incl | Target.Emiss.2.incl | Target.Emiss.2.incl | Target.Emiss.2.incl | Target.Emiss.2.incl | Target.Emiss.2.incl | Target.Emiss.2.incl | T | Emiss.incl | Emiss.incl | Emiss.incl | Emiss.incl | Emiss.incl | Emiss.incl | Emiss.incl | Emiss.incl | Emiss.incl | Emiss.incl | Emiss.incl | Emiss.incl | Emiss.incl | Emiss.incl | Emiss.incl | Emiss.incl | Emiss.incl | Emiss.incl | Emiss.incl | Emiss.incl | Emiss.incl | Emiss.incl | Emiss.incl | Emiss.incl | Emiss.incl | Emiss.incl | Emiss.incl | Emiss.incl | Emiss.incl | Emiss.incl | Emiss.incl | Emiss.incl | Emiss.incl | Emiss.incl | Emiss.incl | Emiss.incl | E |  |  |  | share.incl | share.incl | share.incl | share.incl | share.incl | share.incl | share.incl | share.incl | share.incl | share.incl | share.incl | share.incl | share.incl | share.incl | share.incl | share.incl | share.incl | share.incl | share.incl | share.incl | share.incl | share.incl | share.incl | share.incl | share.incl | share.incl | share.incl | share.incl | share.incl | share.incl | share.incl | share.incl | share.incl | P |  |  |  | strand.incl.share.1.5 | strand.incl.share.1.5 | strand.incl.share.1.5 | strand.incl.share.1.5 | strand.incl.share.1.5 | strand.incl.share.1.5 | strand.incl.share.1.5 | strand.incl.share.1.5 | strand.incl.share.1.5 | strand.incl.share.1.5 | strand.incl.share.1.5 | strand.incl.share.1.5 | strand.incl.share.1.5 | strand.incl.share.1.5 | strand.incl.share.1.5 | strand.incl.share.1.5 | strand.incl.share.1.5 | strand.incl.share.1.5 | strand.incl.share.1.5 | strand.incl.share.1.5 | strand.incl.share.1.5 | strand.incl.share.1.5 | strand.incl.share.1.5 | strand.incl.share.1.5 | strand.incl.share.1.5 | strand.incl.share.1.5 | strand.incl.share.1.5 | strand.incl.share.1.5 | strand.incl.share.1.5 | strand.incl.share.1.5 | strand.incl.share.1.5 | strand.incl.share.1.5 | strand.incl.share.1.5 | S |  |  |  | strand.incl.share.2 | strand.incl.share.3 | strand.incl.share.4 | strand.incl.share.5 | strand.incl.share.6 | strand.incl.share.7 | strand.incl.share.8 | strand.incl.share.9 | strand.incl.share.10 | strand.incl.share.11 | strand.incl.share.12 | strand.incl.share.13 | strand.incl.share.14 | strand.incl.share.15 | strand.incl.share.16 | strand.incl.share.17 | strand.incl.share.18 | strand.incl.share.19 | strand.incl.share.20 | strand.incl.share.21 | strand.incl.share.22 | strand.incl.share.23 | strand.incl.share.24 | strand.incl.share.25 | strand.incl.share.26 | strand.incl.share.27 | strand.incl.share.28 | strand.incl.share.29 | strand.incl.share.30 | strand.incl.share.31 | strand.incl.share.32 | strand.incl.share.33 | strand.incl.share.34 | S | [8 empty] | str.n.1.5 | str.n.1.5 | str.n.1.5 | str.n.1.5 | str.n.1.5 | str.n.1.5 | str.n.1.5 | str.n.1.5 | str.n.1.5 | str.n.1.5 | str.n.1.5 | str.n.1.5 | str.n.1.5 | str.n.1.5 | str.n.1.5 | str.n.1.5 | str.n.1.5 | str.n.1.5 | str.n.1.5 | str.n.1.5 | str.n.1.5 | str.n.1.5 | str.n.1.5 | str.n.1.5 | str.n.1.5 | str.n.1.5 | str.n.1.5 | str.n.1.5 | str.n.1.5 | str.n.1.5 | str.n.1.5 | str.n.1.5 | str.n.1.5 | S |  |  |  | GFA.incl | GFA.incl | GFA.incl | GFA.incl | GFA.incl | GFA.incl | GFA.incl | GFA.incl | GFA.incl | GFA.incl | GFA.incl | GFA.incl | GFA.incl | GFA.incl | GFA.incl | GFA.incl | GFA.incl | GFA.incl | GFA.incl | GFA.incl | GFA.incl | GFA.incl | GFA.incl | GFA.incl | GFA.incl | GFA.incl | GFA.incl | GFA.incl | GFA.incl | GFA.incl | GFA.incl | GFA.incl | GFA.incl | P |  |  |  | str.GFA.incl.1.5 | str.GFA.incl.1.5 | str.GFA.incl.1.5 | str.GFA.incl.1.5 | str.GFA.incl.1.5 | str.GFA.incl.1.5 | str.GFA.incl.1.5 | str.GFA.incl.1.5 | str.GFA.incl.1.5 | str.GFA.incl.1.5 | str.GFA.incl.1.5 | str.GFA.incl.1.5 | str.GFA.incl.1.5 | str.GFA.incl.1.5 | str.GFA.incl.1.5 | str.GFA.incl.1.5 | str.GFA.incl.1.5 | str.GFA.incl.1.5 | str.GFA.incl.1.5 | str.GFA.incl.1.5 | str.GFA.incl.1.5 | str.GFA.incl.1.5 | str.GFA.incl.1.5 | str.GFA.incl.1.5 | str.GFA.incl.1.5 | str.GFA.incl.1.5 | str.GFA.incl.1.5 | str.GFA.incl.1.5 | str.GFA.incl.1.5 | str.GFA.incl.1.5 | str.GFA.incl.1.5 | str.GFA.incl.1.5 | str.GFA.incl.1.5 | S |  |  |  | str.GFA.incl.2 | str.GFA.incl.2 | str.GFA.incl.2 | str.GFA.incl.2 | str.GFA.incl.2 | str.GFA.incl.2 | str.GFA.incl.2 | str.GFA.incl.2 | str.GFA.incl.2 | str.GFA.incl.2 | str.GFA.incl.2 | str.GFA.incl.2 | str.GFA.incl.2 | str.GFA.incl.2 | str.GFA.incl.2 | str.GFA.incl.2 | str.GFA.incl.2 | str.GFA.incl.2 | str.GFA.incl.2 | str.GFA.incl.2 | str.GFA.incl.2 | str.GFA.incl.2 | str.GFA.incl.2 | str.GFA.incl.2 | str.GFA.incl.2 | str.GFA.incl.2 | str.GFA.incl.2 | str.GFA.incl.2 | str.GFA.incl.2 | str.GFA.incl.2 | str.GFA.incl.2 | str.GFA.incl.2 | str.GFA.incl.2 | S | ID | GAV |  |  |  | GAV.icl | GAV.icl | GAV.icl | GAV.icl | GAV.icl | GAV.icl | GAV.icl | GAV.icl | GAV.icl | GAV.icl | GAV.icl | GAV.icl | GAV.icl | GAV.icl | GAV.icl | GAV.icl | GAV.icl | GAV.icl | GAV.icl | GAV.icl | GAV.icl | GAV.icl | GAV.icl | GAV.icl | GAV.icl | GAV.icl | GAV.icl | GAV.icl | GAV.icl | GAV.icl | GAV.icl | GAV.icl | GAV.icl | P |  |  |  | str.GAV.1.5 | str.GAV.1.5 | str.GAV.1.5 | str.GAV.1.5 | str.GAV.1.5 | str.GAV.1.5 | str.GAV.1.5 | str.GAV.1.5 | str.GAV.1.5 | str.GAV.1.5 | str.GAV.1.5 | str.GAV.1.5 | str.GAV.1.5 | str.GAV.1.5 | str.GAV.1.5 | str.GAV.1.5 | str.GAV.1.5 | str.GAV.1.5 | str.GAV.1.5 | str.GAV.1.5 | str.GAV.1.5 | str.GAV.1.5 | str.GAV.1.5 | str.GAV.1.5 | str.GAV.1.5 | str.GAV.1.5 | str.GAV.1.5 | str.GAV.1.5 | str.GAV.1.5 | str.GAV.1.5 | str.GAV.1.5 | str.GAV.1.5 | str.GAV.1.5 | S |  |  |  | str.GAV.2 | str.GAV.2 | str.GAV.2 | str.GAV.2 | str.GAV.2 | str.GAV.2 | str.GAV.2 | str.GAV.2 | str.GAV.2 | str.GAV.2 | str.GAV.2 | str.GAV.2 | str.GAV.2 | str.GAV.2 | str.GAV.2 | str.GAV.2 | str.GAV.2 | str.GAV.2 | str.GAV.2 | str.GAV.2 | str.GAV.2 | str.GAV.2 | str.GAV.2 | str.GAV.2 | str.GAV.2 | str.GAV.2 | str.GAV.2 | str.GAV.2 | str.GAV.2 | str.GAV.2 | str.GAV.2 | str.GAV.2 | str.GAV.2 | S | ID | Str.year.1.5 | Str.year.2 | Y-Axis | Size | Year (X-Axis) | S | Total | 2020 | 2021 | 2022 | 2023 | 2024 | 2025 | 2026 | 2027 | 2028 | 2029 | 2030 | 2031 | 2032 | 2033 | 2034 | 2035 | 2036 | 2037 | 2038 | 2039 | 2040 | 2041 | 2042 | 2043 | 2044 | 2045 | 2046 | 2047 | 2048 | 2049 | 2050 | E | Electricity | Gas | Oil | Distr.Heat | Distr.Cool | Other1 | Other2 | '12/Length' | Occ.Norm | Heat.Norm | Cool.norm | CDD | AL | 2027.5789 | 1987 | 1889 | 2042 | 2091 | N | AZNMc_c_OFF_1.5 | 52.0961 | 48.8038 | 44.7106 | 40.8465 | 37.1923 | 33.7922 | 30.3336 | 27.1962 | 24.2505 | 21.4922 | 18.8326 | 16.5915 | 14.4238 | 12.4069 | 10.5332 | 8.8011 | 7.1829 | 5.7031 | 4.4527 | 3.4562 | 2.6618 | 2.2194 | 1.8858 | 1.5951 | 1.344 | 1.1115 | 0.94455 | 0.78605 | 0.647 | 0.52047 | 0.40113 | 0.55483 |  |  | G | AZNMc_c_OFF_1.5 | 171.4974 | 162.8575 | 154.6529 | 146.8616 | 139.4628 | 132.4368 | 125.7647 | 119.4288 | 113.4121 | 107.6985 | 102.2727 | 97.1203 | 92.2275 | 87.5811 | 83.1689 | 78.9789 | 75 | 75 | 75 | 75 | 75 | 75 | 75 | 75 | 75 | 75 | 75 | 75 | 75 | 75 | 75 | E | Energy-Target-1.5 | Energy-Target-1.5 | Energy-Target-1.5 | Energy-Target-1.5 | Energy-Target-1.5 | Energy-Target-1.5 | Energy-Target-1.5 | Energy-Target-1.5 | Energy-Target-1.5 | Energy-Target-1.5 | Energy-Target-1.5 | Energy-Target-1.5 | Energy-Target-1.5 | Energy-Target-1.5 | Energy-Target-1.5 | Energy-Target-1.5 | Energy-Target-1.5 | Energy-Target-1.5 | Energy-Target-1.5 | Energy-Target-1.5 | Energy-Target-1.5 | Energy-Target-1.5 | Energy-Target-1.5 | Energy-Target-1.5 | Energy-Target-1.5 | Energy-Target-1.5 | Energy-Target-1.5 | Energy-Target-1.5 | Energy-Target-1.5 | Energy-Target-1.5 | Energy-Target-1.5 | Energy-Target-1.5 | Energy-Target-1.5 | Energy-Target-1.5 | E | Energy-Target-2 | Energy-Target-2 | Energy-Target-2 | Energy-Target-2 | Energy-Target-2 | Energy-Target-2 | Energy-Target-2 | Energy-Target-2 | Energy-Target-2 | Energy-Target-2 | Energy-Target-2 | Energy-Target-2 | Energy-Target-2 | Energy-Target-2 | Energy-Target-2 | Energy-Target-2 | Energy-Target-2 | Energy-Target-2 | Energy-Target-2 | Energy-Target-2 | Energy-Target-2 | Energy-Target-2 | Energy-Target-2 | Energy-Target-2 | Energy-Target-2 | Energy-Target-2 | Energy-Target-2 | Energy-Target-2 | Energy-Target-2 | Energy-Target-2 | Energy-Target-2 | Energy-Target-2 | Energy-Target-2 | Energy-Target-2 | E | Building-Conv.Factor | Building-Conv.Factor | Building-Conv.Factor | Building-Conv.Factor | Building-Conv.Factor | Building-Conv.Factor | Building-Conv.Factor | Building-Conv.Factor | Building-Conv.Factor | Building-Conv.Factor | Building-Conv.Factor | Building-Conv.Factor | Building-Conv.Factor | Building-Conv.Factor | Building-Conv.Factor | Building-Conv.Factor | Building-Conv.Factor | Building-Conv.Factor | Building-Conv.Factor | Building-Conv.Factor | Building-Conv.Factor | Building-Conv.Factor | Building-Conv.Factor | Building-Conv.Factor | Building-Conv.Factor | Building-Conv.Factor | Building-Conv.Factor | Building-Conv.Factor | Building-Conv.Factor | Building-Conv.Factor | Building-Conv.Factor | Building-Conv.Factor | Building-Conv.Factor | Building-Conv.Factor | Building-Conv.Factor | Building-Conv.Factor | Building-Conv.Factor | B | Net.elec | Net.elec | Net.elec | Net.elec | Net.elec | Net.elec | Net.elec | Net.elec | Net.elec | Net.elec | Net.elec | Net.elec | Net.elec | Net.elec | Net.elec | Net.elec | Net.elec | Net.elec | Net.elec | Net.elec | Net.elec | Net.elec | Net.elec | Net.elec | Net.elec | Net.elec | Net.elec | Net.elec | Net.elec | Net.elec | Net.elec | Net.elec | Net.elec | Net.elec | E | Fuel.consumption | Fuel.consumption | Fuel.consumption | Fuel.consumption | Fuel.consumption | Fuel.consumption | Fuel.consumption | Fuel.consumption | Fuel.consumption | Fuel.consumption | Fuel.consumption | Fuel.consumption | Fuel.consumption | Fuel.consumption | Fuel.consumption | Fuel.consumption | Fuel.consumption | Fuel.consumption | Fuel.consumption | Fuel.consumption | Fuel.consumption | Fuel.consumption | Fuel.consumption | Fuel.consumption | Fuel.consumption | Fuel.consumption | Fuel.consumption | Fuel.consumption | Fuel.consumption | Fuel.consumption | Fuel.consumption | Fuel.consumption | Fuel.consumption | Fuel.consumption | F | DH&C.consumption | DH&C.consumption | DH&C.consumption | DH&C.consumption | DH&C.consumption | DH&C.consumption | DH&C.consumption | DH&C.consumption | DH&C.consumption | DH&C.consumption | DH&C.consumption | DH&C.consumption | DH&C.consumption | DH&C.consumption | DH&C.consumption | DH&C.consumption | DH&C.consumption | DH&C.consumption | DH&C.consumption | DH&C.consumption | DH&C.consumption | DH&C.consumption | DH&C.consumption | DH&C.consumption | DH&C.consumption | DH&C.consumption | DH&C.consumption | DH&C.consumption | DH&C.consumption | DH&C.consumption | DH&C.consumption | DH&C.consumption | DH&C.consumption | DH&C.consumption | D | Total.energy | Total.energy | Total.energy | Total.energy | Total.energy | Total.energy | Total.energy | Total.energy | Total.energy | Total.energy | Total.energy | Total.energy | Total.energy | Total.energy | Total.energy | Total.energy | Total.energy | Total.energy | Total.energy | Total.energy | Total.energy | Total.energy | Total.energy | Total.energy | Total.energy | Total.energy | Total.energy | Total.energy | Total.energy | Total.energy | Total.energy | Total.energy | Total.energy | T | Conv.target.1.5 | Conv.target.1.5 | Conv.target.1.5 | Conv.target.1.5 | Conv.target.1.5 | Conv.target.1.5 | Conv.target.1.5 | Conv.target.1.5 | Conv.target.1.5 | Conv.target.1.5 | Conv.target.1.5 | Conv.target.1.5 | Conv.target.1.5 | Conv.target.1.5 | Conv.target.1.5 | Conv.target.1.5 | Conv.target.1.5 | Conv.target.1.5 | Conv.target.1.5 | Conv.target.1.5 | Conv.target.1.5 | Conv.target.1.5 | Conv.target.1.5 | Conv.target.1.5 | Conv.target.1.5 | Conv.target.1.5 | Conv.target.1.5 | Conv.target.1.5 | Conv.target.1.5 | Conv.target.1.5 | Conv.target.1.5 | Conv.target.1.5 | Conv.target.1.5 | Conv.target.1.5 | C | Conv.target.2 | Conv.target.2 | Conv.target.2 | Conv.target.2 | Conv.target.2 | Conv.target.2 | Conv.target.2 | Conv.target.2 | Conv.target.2 | Conv.target.2 | Conv.target.2 | Conv.target.2 | Conv.target.2 | Conv.target.2 | Conv.target.2 | Conv.target.2 | Conv.target.2 | Conv.target.2 | Conv.target.2 | Conv.target.2 | Conv.target.2 | Conv.target.2 | Conv.target.2 | Conv.target.2 | Conv.target.2 | Conv.target.2 | Conv.target.2 | Conv.target.2 | Conv.target.2 | Conv.target.2 | Conv.target.2 | Conv.target.2 | Conv.target.2 | Conv.target.2 | C |  | Heating | Cooling | Heating | S | S1-GHG-Abs | S1-GHG-Abs | S1-GHG-Abs | S1-GHG-Abs | S1-GHG-Abs | S1-GHG-Abs | S1-GHG-Abs | S1-GHG-Abs | S1-GHG-Abs | S1-GHG-Abs | S1-GHG-Abs | S1-GHG-Abs | S1-GHG-Abs | S1-GHG-Abs | S1-GHG-Abs | S1-GHG-Abs | S1-GHG-Abs | S1-GHG-Abs | S1-GHG-Abs | S1-GHG-Abs | S1-GHG-Abs | S1-GHG-Abs | S1-GHG-Abs | S1-GHG-Abs | S1-GHG-Abs | S1-GHG-Abs | S1-GHG-Abs | S1-GHG-Abs | S1-GHG-Abs | S1-GHG-Abs | S1-GHG-Abs | S1-GHG-Abs | S1-GHG-Abs | S1-GHG-Abs | S1-GHG-Abs | S1-GHG-Abs | G | S2-GHG-Abs | S2-GHG-Abs | S2-GHG-Abs | S2-GHG-Abs | S2-GHG-Abs | S2-GHG-Abs | S2-GHG-Abs | S2-GHG-Abs | S2-GHG-Abs | S2-GHG-Abs | S2-GHG-Abs | S2-GHG-Abs | S2-GHG-Abs | S2-GHG-Abs | S2-GHG-Abs | S2-GHG-Abs | S2-GHG-Abs | S2-GHG-Abs | S2-GHG-Abs | S2-GHG-Abs | S2-GHG-Abs | S2-GHG-Abs | S2-GHG-Abs | S2-GHG-Abs | S2-GHG-Abs | S2-GHG-Abs | S2-GHG-Abs | S2-GHG-Abs | S2-GHG-Abs | S2-GHG-Abs | S2-GHG-Abs | S2-GHG-Abs | S2-GHG-Abs | S2-GHG-Abs | S2-GHG-Abs | S2-GHG-Abs | G | AT | 0.90901 | OFF | 1 | =0.01246719160104970000x2 + 0.02309711286089210000x + 0.00645177165354283000 | A | [29 empty] | C | 2015 | 2016 | 2017 | 2018 | 2019 | 2020 | 2021 | 2022 | 2023 | 2024 | 2025 | 2026 | 2027 | 2028 | 2029 | 2030 | 2031 | 2032 | 2033 | 2034 | 2035 | 2036 | 2037 | 2038 | 2039 | 2040 | 2041 | 2042 | 2043 | 2044 | 2045 | 2046 | 2047 | 2048 | 2049 | 2050 | 2015 | 2016 | 2017 | 2018 | 2019 | 2020 | 2021 | 2022 | 2023 | 2024 | 2025 | 2026 | 2027 | 2028 | 2029 | 2030 | 2031 | 2032 | 2033 | 2034 | 2035 | 2036 | 2037 | 2038 | 2039 | 2040 | 2041 | 2042 | 2043 | 2044 | 2045 | 2046 | 2047 | 2048 | 2049 | 2050 | 2015 | 2016 | 2017 | 2018 | 2019 | 2020 | 2021 | 2022 | 2023 | 2024 | 2025 | 2026 | 2027 | 2028 | 2029 | 2030 | 2031 | 2032 | 2033 | 2034 | 2035 | 2036 | 2037 | 2038 | 2039 | 2040 | 2041 | 2042 | 2043 | 2044 | 2045 | 2046 | 2047 | 2048 | 2049 | 2050 | 2015 | 2016 | 2017 | 2018 | 2019 | 2020 | 2021 | 2022 | 2023 | 2024 | 2025 | 2026 | 2027 | 2028 | 2029 | 2030 | 2031 | 2032 | 2033 | 2034 | 2035 | 2036 | 2037 | 2038 | 2039 | 2040 | 2041 | 2042 | 2043 | 2044 | 2045 | 2046 | 2047 | 2048 | 2049 | 2050 |  | = 5.85576067942045000000e-0.00829920629677806000x |  | M | 500 | 499 | 498 | 497 | 496 | 495 | 494 | 493 | 492 | 491 | 490 | 489 | 488 | 487 | 486 | 485 | 484 | 483 | 482 | 481 | 480 | 479 | 478 | 477 | 476 | 475 | 474 | 473 | 472 | 471 | 470 | 469 | 468 | 467 | 466 | 465 | 464 | 463 | 462 | 461 | 460 | 459 | 458 | 457 | 456 | 455 | 454 | 453 | 452 | 451 | 450 | 449 | 448 | 447 | 446 | 445 | 444 | 443 | 442 | 441 | 440 | 439 | 438 | 437 | 436 | 435 | 434 | 433 | 432 | 431 | 430 | 429 | 428 | 427 | 426 | 425 | 424 | 423 | 422 | 421 | 420 | 419 | 418 | 417 | 416 | 415 | 414 | 413 | 412 | 411 | 410 | 409 | 408 | 407 | 406 | 405 | 404 | 403 | 402 | 401 | 400 | 399 | 398 | 397 | 396 | 395 | 394 | 393 | 392 | 391 | 390 | 389 | 388 | 387 | 386 | 385 | 384 | 383 | 382 | 381 | 380 | 379 | 378 | 377 | 376 | 375 | 374 | 373 | 372 | 371 | 370 | 369 | 368 | 367 | 366 | 365 | 364 | 363 | 362 | 361 | 360 | 359 | 358 | 357 | 356 | 355 | 354 | 353 | 352 | 351 | 350 | 349 | 348 | 347 | 346 | 345 | 344 | 343 | 342 | 341 | 340 | 339 | 338 | 337 | 336 | 335 | 334 | 333 | 332 | 331 | 330 | 329 | 328 | 327 | 326 | 325 | 324 | 323 | 322 | 321 | 320 | 319 | 318 | 317 | 316 | 315 | 314 | 313 | 312 | 311 | 310 | 309 | 308 | 307 | 306 | 305 | 304 | 303 | 302 | 301 | 300 | 299 | 298 | 297 | 296 | 295 | 294 | 293 | 292 | 291 | 290 | 289 | 288 | 287 | 286 | 285 | 284 | 283 | 282 | 281 | 280 | 279 | 278 | 277 | 276 | 275 | 274 | 273 | 272 | 271 | 270 | 269 | 268 | 267 | 266 | 265 | 264 | 263 | 262 | 261 | 260 | 259 | 258 | 257 | 256 | 255 | 254 | 253 | 252 | 251 | 250 | 249 | 248 | 247 | 246 | 245 | 244 | 243 | 242 | 241 | 240 | 239 | 238 | 237 | 236 | 235 | 234 | 233 | 232 | 231 | 230 | 229 | 228 | 227 | 226 | 225 | 224 | 223 | 222 | 221 | 220 | 219 | 218 | 217 | 216 | 215 | 214 | 213 | 212 | 211 | 210 | 209 | 208 | 207 | 206 | 205 | 204 | 203 | 202 | 201 | 200 | 199 | 198 | 197 | 196 | 195 | 194 | 193 | 192 | 191 | 190 | 189 | 188 | 187 | 186 | 185 | 184 | 183 | 182 | 181 | 180 | 179 | 178 | 177 | 176 | 175 | 174 | 173 | 172 | 171 | 170 | 169 | 168 | 167 | 166 | 165 | 164 | 163 | 162 | 161 | 160 | 159 | 158 | 157 | 156 | 155 | 154 | 153 | 152 | 151 | 150 | 149 | 148 | 147 | 146 | 145 | 144 | 143 | 142 | 141 | 140 | 139 | 138 | 137 | 136 | 135 | 134 | 133 | 132 | 131 | 130 | 129 | 128 | 127 | 126 | 125 | 124 | 123 | 122 | 121 | 120 | 119 | 118 | 117 | 116 | 115 | 114 | 113 | 112 | 111 | 110 | 109 | 108 | 107 | 106 | 105 | 104 | 103 | 102 | 101 | 100 | 99 | 98 | 97 | 96 | 95 | 94 | 93 | 92 | 91 | 90 | 89 | 88 | 87 | 86 | 85 | 84 | 83 | 82 | 81 | 80 | 79 | 78 | 77 | 76 | 75 | 74 | 73 | 72 | 71 | 70 | 69 | 68 | 67 | 66 | 65 | 64 | 63 | 62 | 61 | 60 | 59 | 58 | 57 | 56 | 55 | 54 | 53 | 52 | 51 | 50 | 49 | 48 | 47 | 46 | 45 | 44 | 43 | 42 | 41 | 40 | 39 | 38 | 37 | 36 | 35 | 34 | 33 | 32 | 31 | 30 | 29 | 28 | 27 | 26 | 25 | 24 | 23 | 22 | 21 | 20 | 19 | 18 | 17 | 16 | 15 | 14 | 13 | 12 | 11 | 10 | 9 | 8 | 7 | 6 | 5 | 4 | 3 | 2 | 1 | 0 |  | E | 2020 | 2021 | 2022 | 2023 | 2024 | 2025 | 2026 | 2027 | 2028 | 2029 | 2030 | 2031 | 2032 | 2033 | 2034 | 2035 | 2036 | 2037 | 2038 | 2039 | 2040 | 2041 | 2042 | 2043 | 2044 | 2045 | 2046 | 2047 | 2048 | 2049 | 2050 | 2051 | 2052 | 2020 | 2021 | 2022 | 2023 | 2024 | 2025 | 2026 | 2027 | 2028 | 2029 | 2030 | 2031 | 2032 | 2033 | 2034 | 2035 | 2036 | 2037 | 2038 | 2039 | 2040 | 2041 | 2042 | 2043 | 2044 | 2045 | 2046 | 2047 | 2048 | 2049 | 2050 | 2051 | 2052 | ENERGY |  |  | 2015 | 2016 | 2017 | 2020 | 2021 | 2022 | 2023 | 2024 | 2025 | 2026 | 2027 | 2028 | 2029 | 2030 | 2031 | 2032 | 2033 | 2034 | 2035 | 2036 | 2037 | 2038 | 2039 | 2040 | 2041 | 2042 | 2043 | 2044 | 2045 | 2046 | 2047 | 2048 | 2049 | 2050 | 2051 | 2052 | S | Name | Number |  |  | 1 | 2 | 3 | 4 | 5 | 6 | 7 | 8 | 9 | 10 | 11 | 12 | [6 empty] | C | n= | #VALUE! | Counter.dummy | All | All | S | 1.5°C.target | all GHG target | 1.5°C.target | 2°C target | 1.5°C.target | 2°C target |  | D | 2017 | 2020 | 2021 | 2022 | 2023 | 2024 | 2025 | 2026 | 2027 | 2028 | 2029 | 2030 | 2031 | 2032 | 2033 | 2034 | 2035 | 2036 | 2037 | 2038 | 2039 | 2040 | 2041 | 2042 | 2043 | 2044 | 2045 | 2046 | 2047 | 2048 | 2049 | 2050 |  |  | C |  | 2020 | 2021 | 2022 | 2023 | 2024 | 2025 | 2026 | 2027 | 2028 | 2029 | 2030 | 2031 | 2032 | 2033 | 2034 | 2035 | 2036 | 2037 | 2038 | 2039 | 2040 | 2041 | 2042 | 2043 | 2044 | 2045 | 2046 | 2047 | 2048 | 2049 | 2050 | 2051 | 2052 |  |  |  | 2020 | 2021 | 2022 | 2023 | 2024 | 2025 | 2026 | 2027 | 2028 | 2029 | 2030 | 2031 | 2032 | 2033 | 2034 | 2035 | 2036 | 2037 | 2038 | 2039 | 2040 | 2041 | 2042 | 2043 | 2044 | 2045 | 2046 | 2047 | 2048 | 2049 | 2050 | 2051 | 2052 | year | B | Consumption | Production | Net | Renew | E |  | proc.el [kWh] | proc.el [kWh] | proc.el [kWh] | proc.el [kWh] | proc.el [kWh] | proc.el [kWh] | proc.el [kWh] | proc.el [kWh] | proc.el [kWh] | proc.el [kWh] | proc.el [kWh] | proc.el [kWh] | proc.el [kWh] | proc.el [kWh] | proc.el [kWh] | proc.el [kWh] | proc.el [kWh] | proc.el [kWh] | proc.el [kWh] | proc.el [kWh] | proc.el [kWh] | proc.el [kWh] | proc.el [kWh] | proc.el [kWh] | proc.el [kWh] | proc.el [kWh] | proc.el [kWh] | proc.el [kWh] | proc.el [kWh] | proc.el [kWh] | proc.el [kWh] | proc.el [kWh] | proc.el [kWh] | E | Stranded | Stranded | Stranded | Stranded | Stranded | Stranded | Stranded | Stranded | Stranded | Stranded | Stranded | Stranded | Stranded | Stranded | Stranded | Stranded | Stranded | Stranded | Stranded | Stranded | Stranded | Stranded | Stranded | Stranded | Stranded | Stranded | Stranded | Stranded | Stranded | Stranded | Stranded | Stranded | Stranded | Stranded | Stranded | Stranded | S | Stranding | Stranding | Stranding | Stranding | Stranding | Stranding | Stranding | Stranding | Stranding | Stranding | Stranding | Stranding | Stranding | Stranding | Stranding | Stranding | Stranding | Stranding | Stranding | Stranding | Stranding | Stranding | Stranding | Stranding | Stranding | Stranding | Stranding | Stranding | Stranding | Stranding | Stranding | Stranding | Stranding | Stranding | Stranding | Stranding | S | Target.Emiss.2 | Target.Emiss.2 | Target.Emiss.2 | Target.Emiss.2 | Target.Emiss.2 | Target.Emiss.2 | Target.Emiss.2 | Target.Emiss.2 | Target.Emiss.2 | Target.Emiss.2 | Target.Emiss.2 | Target.Emiss.2 | Target.Emiss.2 | Target.Emiss.2 | Target.Emiss.2 | Target.Emiss.2 | Target.Emiss.2 | Target.Emiss.2 | Target.Emiss.2 | Target.Emiss.2 | Target.Emiss.2 | Target.Emiss.2 | Target.Emiss.2 | Target.Emiss.2 | Target.Emiss.2 | Target.Emiss.2 | Target.Emiss.2 | Target.Emiss.2 | Target.Emiss.2 | Target.Emiss.2 | Target.Emiss.2 | Target.Emiss.2 | Target.Emiss.2 | Target.Emiss.2 | Target.Emiss.2 | Target.Emiss.2 | T | Excess | Excess | Excess | Excess | Excess | Excess | Excess | Excess | Excess | Excess | Excess | Excess | Excess | Excess | Excess | Excess | Excess | Excess | Excess | Excess | Excess | Excess | Excess | Excess | Excess | Excess | Excess | Excess | Excess | Excess | Excess | Excess | Excess | Excess | Excess | Excess | E | [11 empty] | S
Year |  |  |  | 2020 | 2021 | 2022 | 2023 | 2024 | 2025 | 2026 | 2027 | 2028 | 2029 | 2030 | 2031 | 2032 | 2033 | 2034 | 2035 | 2036 | 2037 | 2038 | 2039 | 2040 | 2041 | 2042 | 2043 | 2044 | 2045 | 2046 | 2047 | 2048 | 2049 | 2050 | 2051 | 2052 | S |  | 1 | [8 empty] | 0 | A |  |  | 1 | 1 |  |  | A | [265 empty] | 0% | 0% | 0% | 0% | 0% | 0% | 0% | 0 | 0% | 0% | 0% | 0% | 0% | 0% |  |  |  | A | [77 empty] | 0 | 0 | 0 | 0 | [33 empty] | 0 | 0 | 0 | 0 | [140 empty] | X | [36 empty] | X | [12 empty] | 1 | Σ | [40 empty] | X | [36 empty] | X | [36 empty] | A | [36 empty] | A | [36 empty] | A | [36 empty] | A | [36 empty] | M | [36 empty] | O | [36 empty] | T | [36 empty] | T | 1 | FALSE | #N/A | 0 |  |  |  |  | #DIV/0! | #DIV/0! | #DIV/0! | #DIV/0! | #DIV/0! | #DIV/0! | #DIV/0! | #DIV/0! | #DIV/0! | #DIV/0! | #DIV/0! | #DIV/0! | #DIV/0! | #DIV/0! | #DIV/0! | #DIV/0! | #DIV/0! | #DIV/0! | #DIV/0! | #DIV/0! | #DIV/0! | #DIV/0! | #DIV/0! | #DIV/0! | #DIV/0! | #DIV/0! | #DIV/0! | #DIV/0! | #DIV/0! | #DIV/0! | #DIV/0! | #DIV/0! | #DIV/0! | T | [36 empty] | O | [36 empty] | T | [36 empty] | T | 1 | [37 empty] | O | [36 empty] | T | [36 empty] | T | 1 |  |  |  |  | 0 | T | AZNMc_c | 0.10205 | 0.10136 | 0.12216 | 0.11905 | 0.11463 | 0.11022 | 0.10761 | 0.10575 | 0.10443 | 0.10392 | 0.10406 | 0.10439 | 0.10467 | 0.10622 | 0.10722 | 0.10723 | 0.10786 | 0.10864 | 0.1098 | 0.1107 | 0.11147 | 0.11209 | 0.11235 | 0.1125 | 0.11263 | 0.11273 | 0.11239 | 0.11188 | 0.11171 | 0.11109 | 0.11016 | N | [11 empty] | CDD | AZ | 3151.1053 | 3557 | 3152 | 3187 | 3154 | O | AZNMc_vh_OFF_1.5 | 57.871 | 54.2109 | 49.6604 | 45.3646 | 41.3023 | 37.5223 | 33.6773 | 30.1895 | 26.9147 | 23.8483 | 20.8916 | 18.4001 | 15.9903 | 13.748 | 11.6651 | 9.7395 | 7.9405 | 6.2954 | 4.9053 | 3.7975 | 2.9144 | 2.4225 | 2.0516 | 1.7285 | 1.4494 | 1.1909 | 1.0053 | 0.82905 | 0.67447 | 0.5338 | 0.40113 | 0.54555 |  |  | H | AZNMc_vh_OFF_1.5 | 155.0926 | 146.9537 | 139.2419 | 131.9348 | 125.0112 | 118.4509 | 112.2349 | 106.3451 | 100.7643 | 95.4764 | 90.4661 | 85.7186 | 81.2203 | 76.9581 | 72.9195 | 69.0929 | 65.467 | 62.0315 | 58.7762 | 55.6918 | 52.7692 | 50 | 50 | 50 | 50 | 50 | 50 | 50 | 50 | 50 | 50 | N | [34 empty] | N | [34 empty] | N | [37 empty] | U | [34 empty] | L | [34 empty] | U | [34 empty] | I | [33 empty] | O | [34 empty] | O | [34 empty] | O | AZNMc_c | 15% | 6% | 91% | H | [74 empty] | BE | 0.78922 | RHS | 1 | a: |  | 0 | 0 | 1 | 1 | 1 | 1 | 0 | 0 | 1 | 0 | 0 | 1 | 1 | 1 | 1 | 1 | 1 | 1 | 1 | 1 | 1 | 1 | 1 | 1 | 1 | 1 | 1 | 1 | 1 | H | [145 empty] | f= | 5.8558 | A | [502 empty] | N | [67 empty] | 0 | 1 | [36 empty] | A | January | 1 | [14 empty] | 17.66% |  | 0% |  | 8.223% |  | O |  | 1 | 1 | #VALUE! | #VALUE! | E | [7 empty] | I | [34 empty] | A | [35 empty] | 0 | 0.03 |  | #VALUE! | #VALUE! | #VALUE! | #VALUE! | #VALUE! | #VALUE! | #VALUE! | #VALUE! | #VALUE! | #VALUE! | #VALUE! | #VALUE! | #VALUE! | #VALUE! | #VALUE! | #VALUE! | #VALUE! | #VALUE! | #VALUE! | #VALUE! | #VALUE! | #VALUE! | #VALUE! | #VALUE! | #VALUE! | #VALUE! | #VALUE! | #VALUE! | #VALUE! | #VALUE! | #VALUE! | #VALUE! |  | R |  |  |  |  | N | Procured energy ohne Heizanteil | [33 empty] | L | [110 empty] | A | [36 empty] | X | 0 | [5 empty] | 0 |  |  |  |  | T
GHG_INT_target_for figure | [36 empty] | S |  | 2 | [8 empty] | 0 | S |  |  | 2 | 2 |  |  | S | [70 empty] | D | [36 empty] | D | [36 empty] | R | [36 empty] | A | [36 empty] | A | [36 empty] | A | [9 empty] | 0% | 0% | 0% | 0% | 0% | 0% | 0% | 0 | 0% | 0% | 0% | 0% | 0% | 0% |  |  |  | S | [36 empty] | H | [36 empty] | H |  |  |  | 0 | 0 | 0 | 0 | [29 empty] | T |  |  |  | 0 | 0 | 0 | 0 | [29 empty] | T | [36 empty] | T | [36 empty] | T | [36 empty] | C | [36 empty] | C |  |  |  | T |  |  |  | T |  |  |  | T | 2 | [41 empty] | C | [36 empty] | C | [36 empty] | R | [36 empty] | R | [36 empty] | R | [36 empty] | R | [36 empty] | I | [36 empty] | R | [36 empty] | R | [36 empty] | R | 2 | FALSE | #N/A | 0 |  |  |  |  | Nstr.n.1.5 | Nstr.n.1.5 | Nstr.n.1.5 | Nstr.n.1.5 | Nstr.n.1.5 | Nstr.n.1.5 | Nstr.n.1.5 | Nstr.n.1.5 | Nstr.n.1.5 | Nstr.n.1.5 | Nstr.n.1.5 | Nstr.n.1.5 | Nstr.n.1.5 | Nstr.n.1.5 | Nstr.n.1.5 | Nstr.n.1.5 | Nstr.n.1.5 | Nstr.n.1.5 | Nstr.n.1.5 | Nstr.n.1.5 | Nstr.n.1.5 | Nstr.n.1.5 | Nstr.n.1.5 | Nstr.n.1.5 | Nstr.n.1.5 | Nstr.n.1.5 | Nstr.n.1.5 | Nstr.n.1.5 | Nstr.n.1.5 | Nstr.n.1.5 | Nstr.n.1.5 | Nstr.n.1.5 | Nstr.n.1.5 | R | [36 empty] | R | [36 empty] | R | [36 empty] | R | 2 | [37 empty] | R | [36 empty] | R | [36 empty] | R | 2 |  |  |  |  | 0 | R | AZNMc_vh | 0.10205 | 0.10136 | 0.12216 | 0.11905 | 0.11463 | 0.11022 | 0.10761 | 0.10575 | 0.10443 | 0.10392 | 0.10406 | 0.10439 | 0.10467 | 0.10622 | 0.10722 | 0.10723 | 0.10786 | 0.10864 | 0.1098 | 0.1107 | 0.11147 | 0.11209 | 0.11235 | 0.1125 | 0.11263 | 0.11273 | 0.11239 | 0.11188 | 0.11171 | 0.11109 | 0.11016 | E | [11 empty] | CDD | AR | 1834.1053 | 1604 | 1784 | 1937 | 1926 | R | AZNMc_mm_OFF_1.5 | 58.2579 | 54.5732 | 49.992 | 45.6674 | 41.5777 | 37.7722 | 33.9014 | 30.3901 | 27.0932 | 24.0061 | 21.0296 | 18.5213 | 16.0952 | 13.8379 | 11.7409 | 9.8024 | 7.9913 | 6.335 | 4.9356 | 3.8203 | 2.9313 | 2.4361 | 2.0627 | 1.7374 | 1.4564 | 1.1962 | 1.0093 | 0.83193 | 0.67631 | 0.53469 | 0.40113 | 0.54555 |  |  | G | AZNMc_mm_OFF_1.5 | 175.2546 | 165.8588 | 156.9667 | 148.5514 | 140.5872 | 133.05 | 125.9169 | 119.1662 | 112.7774 | 106.7312 | 101.0091 | 95.5938 | 90.4688 | 85.6185 | 81.0283 | 76.6842 | 72.573 | 68.6822 | 65 | 65 | 65 | 65 | 65 | 65 | 65 | 65 | 65 | 65 | 65 | 65 | 65 | E | [34 empty] | E | [34 empty] | E | [37 empty] | I | [34 empty] | E | [34 empty] | E | [34 empty] | S | [33 empty] | T | [34 empty] | N | [34 empty] | N | AZNMc_vh | 15% | 6% | 91% | A | [36 empty] | H | [36 empty] | H | BG | 0.41955 | RSM | 1 | 0.012467 | B | 0 | 0 | 1 | 1 | 1 | 1 | 0 | 0 | 1 | 0 | 0 | 1 | 1 | 1 | 1 | 1 | 1 | 1 | 1 | 1 | 1 | 1 | 1 | 1 | 1 | 1 | 1 | 1 | 1 | E | [145 empty] | g= | -0.0082992 | R | [502 empty] | E | [66 empty] | and | 0 | 2 | [36 empty] | V | February | 2 | [14 empty] | 15.53% |  | 0% |  | 7.59% |  | R |  | 2 | 2 | #VALUE! | #VALUE! | L | [7 empty] | S | [34 empty] | R | [35 empty] | 0 | 0.03 |  | #VALUE! | #VALUE! | #VALUE! | #VALUE! | #VALUE! | #VALUE! | #VALUE! | #VALUE! | #VALUE! | #VALUE! | #VALUE! | #VALUE! | #VALUE! | #VALUE! | #VALUE! | #VALUE! | #VALUE! | #VALUE! | #VALUE! | #VALUE! | #VALUE! | #VALUE! | #VALUE! | #VALUE! | #VALUE! | #VALUE! | #VALUE! | #VALUE! | #VALUE! | #VALUE! | #VALUE! | #VALUE! |  | E |  |  |  |  | E | [34 empty] | E | [36 empty] | T | [36 empty] | T | [36 empty] | R | [36 empty] | C | 0 | [5 empty] | 0 |  |  |  |  | R
GHG_int_nocorrection |  |  |  | #N/A | #N/A | #N/A | #N/A | - | - | - | - | - | - | - | - | - | - | - | - | - | - | - | - | - | - | - | - | - | - | - | - | - | - | - |  |  | E |  | 3 | [8 empty] | 0 | S |  |  | 3 | 3 |  |  | S | [265 empty] | 0% | 0% | 0% | 0% | 0% | 0% | 0% | 0 | 0% | 0% | 0% | 0% | 0% | 0% |  |  |  | E | [77 empty] | 0 | 0 | 0 | 0 | [33 empty] | 0 | 0 | 0 | 0 | [140 empty] | E | [36 empty] | E | [12 empty] | 3 | [41 empty] | E | [36 empty] | E | [36 empty] | G | [36 empty] | G | [36 empty] | G | [36 empty] | G | [36 empty] | S | [36 empty] | T | [36 empty] | A | [36 empty] | A | 3 | FALSE | #N/A | 0 |  |  |  |  | #DIV/0! | #DIV/0! | #DIV/0! | #DIV/0! | #DIV/0! | #DIV/0! | #DIV/0! | #DIV/0! | #DIV/0! | #DIV/0! | #DIV/0! | #DIV/0! | #DIV/0! | #DIV/0! | #DIV/0! | #DIV/0! | #DIV/0! | #DIV/0! | #DIV/0! | #DIV/0! | #DIV/0! | #DIV/0! | #DIV/0! | #DIV/0! | #DIV/0! | #DIV/0! | #DIV/0! | #DIV/0! | #DIV/0! | #DIV/0! | #DIV/0! | #DIV/0! | #DIV/0! | A | [36 empty] | T | [36 empty] | A | [36 empty] | A | 3 | [37 empty] | T | [36 empty] | A | [36 empty] | A | 3 |  |  |  |  | 0 | A | AZNMc_mm | 0.10205 | 0.10136 | 0.12216 | 0.11905 | 0.11463 | 0.11022 | 0.10761 | 0.10575 | 0.10443 | 0.10392 | 0.10406 | 0.10439 | 0.10467 | 0.10622 | 0.10722 | 0.10723 | 0.10786 | 0.10864 | 0.1098 | 0.1107 | 0.11147 | 0.11209 | 0.11235 | 0.1125 | 0.11263 | 0.11273 | 0.11239 | 0.11188 | 0.11171 | 0.11109 | 0.11016 | R | [11 empty] | CDD | CA | 1004.1579 | 1206 | 1146 | 1205 | 852 | M | AZNMc_w_OFF_1.5 | 54.8639 | 51.3954 | 47.0829 | 43.0119 | 39.1622 | 35.58 | 31.9362 | 28.6309 | 25.5274 | 22.6214 | 19.8195 | 17.4583 | 15.1746 | 13.0497 | 11.0757 | 9.2509 | 7.546 | 5.9869 | 4.6696 | 3.6198 | 2.7828 | 2.3167 | 1.9653 | 1.659 | 1.3945 | 1.1496 | 0.97365 | 0.80666 | 0.66017 | 0.52686 | 0.40113 | 0.54555 |  |  |  | AZNMc_w_OFF_1.5 | 158.4138 | 149.8347 | 141.7202 | 134.0452 | 126.7859 | 119.9196 | 113.4252 | 107.2826 | 101.4726 | 95.9772 | 90.7795 | 85.8632 | 81.2132 | 76.815 | 72.655 | 68.7203 | 64.9986 | 61.4786 | 58.1491 | 55 | 55 | 55 | 55 | 55 | 55 | 55 | 55 | 55 | 55 | 55 | 55 | R | [34 empty] | R | [34 empty] | R | [37 empty] | L | [34 empty] | C | [34 empty] | L | [34 empty] | T | [33 empty] | A | [34 empty] | V | [34 empty] | V | AZNMc_mm | 15% | 6% | 91% | R | [74 empty] | HR | 0.50142 | RWB | 1 | b: |  | 0 | 0 | 1 | 1 | 1 | 1 | 0 | 0 | 1 | 0 | 0 | 1 | 1 | 1 | 1 | 1 | 1 | 1 | 1 | 1 | 1 | 1 | 1 | 1 | 1 | 1 | 1 | 1 | 1 | C | [147 empty] | G | [502 empty] | R | [67 empty] | 0 | 3 | [36 empty] | E | March | 3 | [14 empty] | 13.7% |  | 0% |  | 8.223% |  | R |  | 3 | 3 | #VALUE! | #VALUE! | E | [7 empty] | C | [34 empty] | B | [35 empty] | 0 | 0.03 |  | #VALUE! | #VALUE! | #VALUE! | #VALUE! | #VALUE! | #VALUE! | #VALUE! | #VALUE! | #VALUE! | #VALUE! | #VALUE! | #VALUE! | #VALUE! | #VALUE! | #VALUE! | #VALUE! | #VALUE! | #VALUE! | #VALUE! | #VALUE! | #VALUE! | #VALUE! | #VALUE! | #VALUE! | #VALUE! | #VALUE! | #VALUE! | #VALUE! | #VALUE! | #VALUE! | #VALUE! | #VALUE! |  | A |  |  |  |  | R | [34 empty] | C | [110 empty] | G | [36 empty] | E | 0 | [5 empty] | 0 |  |  |  |  | A
Electr. Costs | [36 empty] | T |  | 4 | [8 empty] | 0 | E |  |  | 4 | 4 |  |  | E | [70 empty] | D | [36 empty] | D | [36 empty] | I | [36 empty] | R | [36 empty] | R | [36 empty] | R | [9 empty] | 0% | 0% | 0% | 0% | 0% | 0% | 0% | 0 | 0% | 0% | 0% | 0% | 0% | 0% |  |  |  | L | [36 empty] | G | [36 empty] | G |  |  |  | 0 | 0 | 0 | 0 | [29 empty] | R |  |  |  | 0 | 0 | 0 | 0 | [29 empty] | R | [36 empty] | R | [36 empty] | R | [36 empty] | S | [36 empty] | S |  |  |  | R |  |  |  | R |  |  |  | R | 4 | [41 empty] | S | [36 empty] | S | [36 empty] | E | [36 empty] | E | [36 empty] | E | [36 empty] | E | [36 empty] | S | [36 empty] | F | [36 empty] | N | [36 empty] | N | 4 | FALSE | #N/A | 0 | [37 empty] | N | [36 empty] | F | [36 empty] | N | [36 empty] | N | 4 | [37 empty] | F | [36 empty] | N | [36 empty] | N | 4 |  |  |  |  | 0 | N | AZNMc_w | 0.10205 | 0.10136 | 0.12216 | 0.11905 | 0.11463 | 0.11022 | 0.10761 | 0.10575 | 0.10443 | 0.10392 | 0.10406 | 0.10439 | 0.10467 | 0.10622 | 0.10722 | 0.10723 | 0.10786 | 0.10864 | 0.1098 | 0.1107 | 0.11147 | 0.11209 | 0.11235 | 0.1125 | 0.11263 | 0.11273 | 0.11239 | 0.11188 | 0.11171 | 0.11109 | 0.11016 | G | [11 empty] | CDD | CO | 363.5263 | 452 | 428 | 444 | 311 | A | CAMXc_vc_OFF_1.5 | 35.2727 | 33.0518 | 30.2906 | 27.6841 | 25.2191 | 22.9255 | 20.5925 | 18.4761 | 16.489 | 14.6284 | 12.8343 | 11.3226 | 9.8603 | 8.4998 | 7.2359 | 6.0675 | 4.9759 | 3.9776 | 3.1341 | 2.462 | 1.9261 | 1.6276 | 1.4026 | 1.2065 | 1.0372 | 0.88035 | 0.7677 | 0.66079 | 0.56699 | 0.48163 | 0.40113 | 0.54555 |  |  | T | CAMXc_vc_OFF_1.5 | 168.2628 | 158.9549 | 150.1619 | 141.8554 | 134.0083 | 126.5953 | 119.5924 | 112.9768 | 106.7272 | 100.8234 | 95.2461 | 89.9773 | 85 | 85 | 85 | 85 | 85 | 85 | 85 | 85 | 85 | 85 | 85 | 85 | 85 | 85 | 85 | 85 | 85 | 85 | 85 | G | [34 empty] | G | [34 empty] | G | [37 empty] | D | [34 empty] | T | [69 empty] | R | [33 empty] | L | [34 empty] | E | [34 empty] | E | AZNMc_w | 15% | 6% | 91% | E | [36 empty] | G | [36 empty] | G | CH | 1.1 | DWC | 1 | 0.023097 | A | 0 | 0 | 1 | 1 | 1 | 1 | 0 | 0 | 1 | 0 | 0 | 1 | 1 | 1 | 1 | 1 | 1 | 1 | 1 | 1 | 1 | 1 | 1 | 1 | 1 | 1 | 1 | 1 | 1 | K | [147 empty] | I | [502 empty] | G | [66 empty] | CARBON | 0 | 4 | [36 empty] | D | April | 4 | [14 empty] | 7.875% |  | 0% |  | 7.717% |  | E |  | 4 | 4 | #VALUE! | #VALUE! | C | [7 empty] | O | [34 empty] | O | [35 empty] | 0 | 0.03 |  | #VALUE! | #VALUE! | #VALUE! | #VALUE! | #VALUE! | #VALUE! | #VALUE! | #VALUE! | #VALUE! | #VALUE! | #VALUE! | #VALUE! | #VALUE! | #VALUE! | #VALUE! | #VALUE! | #VALUE! | #VALUE! | #VALUE! | #VALUE! | #VALUE! | #VALUE! | #VALUE! | #VALUE! | #VALUE! | #VALUE! | #VALUE! | #VALUE! | #VALUE! | #VALUE! | #VALUE! | #VALUE! |  | K |  |  |  |  | G | [34 empty] | T | [36 empty] | R | [36 empty] | R | [36 empty] | E | [36 empty] | S | 0 | [5 empty] | 0 |  |  |  |  | N
Fuel costs | [38 empty] | 5 | [8 empty] | 0 | T |  |  | 5 | 5 |  |  | T | [265 empty] | 0% | 0% | 0% | 0% | 0% | 0% | 0% | 0 | 0% | 0% | 0% | 0% | 0% | 0% |  |  |  | I | [77 empty] | 0 | 0 | 0 | 0 | [33 empty] | 0 | 0 | 0 | 0 | [140 empty] | S | [36 empty] | S | [12 empty] | 5 | [41 empty] | S | [36 empty] | S | [36 empty] | T | [36 empty] | T | [36 empty] | T | [36 empty] | T | [36 empty] | I | [36 empty] | O | [36 empty] | D | [36 empty] | D | 5 | FALSE | #N/A | 0 |  |  |  |  | str.n.2 | str.n.2 | str.n.2 | str.n.2 | str.n.2 | str.n.2 | str.n.2 | str.n.2 | str.n.2 | str.n.2 | str.n.2 | str.n.2 | str.n.2 | str.n.2 | str.n.2 | str.n.2 | str.n.2 | str.n.2 | str.n.2 | str.n.2 | str.n.2 | str.n.2 | str.n.2 | str.n.2 | str.n.2 | str.n.2 | str.n.2 | str.n.2 | str.n.2 | str.n.2 | str.n.2 | str.n.2 | str.n.2 | D | [36 empty] | O | [36 empty] | D | [36 empty] | D | 5 | [37 empty] | O | [36 empty] | D | [36 empty] | D | 5 |  |  |  |  | 0 | D | CAMXc_vc | 0.10205 | 0.10136 | 0.12216 | 0.11905 | 0.11463 | 0.11022 | 0.10761 | 0.10575 | 0.10443 | 0.10392 | 0.10406 | 0.10439 | 0.10467 | 0.10622 | 0.10722 | 0.10723 | 0.10786 | 0.10864 | 0.1098 | 0.1107 | 0.11147 | 0.11209 | 0.11235 | 0.1125 | 0.11263 | 0.11273 | 0.11239 | 0.11188 | 0.11171 | 0.11109 | 0.11016 | Y | [11 empty] | CDD | CT | 673.2105 | 772 | 706 | 774 | 646 | L | CAMXc_c_OFF_1.5 | 36.4761 | 34.1786 | 31.3222 | 28.6256 | 26.0756 | 23.7028 | 21.2893 | 19.0999 | 17.0442 | 15.1194 | 13.2634 | 11.6995 | 10.1867 | 8.7793 | 7.4717 | 6.263 | 5.1338 | 4.1011 | 3.2285 | 2.5331 | 1.9787 | 1.67 | 1.4372 | 1.2343 | 1.0591 | 0.89689 | 0.78035 | 0.66975 | 0.57271 | 0.48441 | 0.40113 | 0.54555 |  |  | A | CAMXc_c_OFF_1.5 | 171.4974 | 161.6593 | 152.3855 | 143.6438 | 135.4035 | 127.636 | 120.314 | 113.4121 | 106.9061 | 100.7733 | 94.9924 | 89.5431 | 84.4063 | 79.5643 | 75 | 75 | 75 | 75 | 75 | 75 | 75 | 75 | 75 | 75 | 75 | 75 | 75 | 75 | 75 | 75 | 75 | Y | [34 empty] | Y | [34 empty] | Y | [37 empty] | I | [34 empty] | R | [34 empty] | C | [34 empty] | I | [68 empty] | R | [34 empty] | R | CAMXc_vc | 15% | 6% | 91% | [75 empty] | CY | 0.62862 | DWW | 1 | c: |  | 0 | 0 | 1 | 1 | 1 | 1 | 0 | 0 | 1 | 0 | 0 | 1 | 1 | 1 | 1 | 1 | 1 | 1 | 1 | 1 | 1 | 1 | 1 | 1 | 1 | 1 | 1 | 1 | 1 | [148 empty] | N | [502 empty] | Y | [67 empty] | 0 | 5 | [37 empty] | May | 5 | [14 empty] | 3.943% |  | 9.202% |  | 8.223% |  | C |  | 5 | 5 | #VALUE! | #VALUE! | T | [7 empty] | U | [34 empty] | N | [35 empty] | 0 | 0.03 |  | #VALUE! | #VALUE! | #VALUE! | #VALUE! | #VALUE! | #VALUE! | #VALUE! | #VALUE! | #VALUE! | #VALUE! | #VALUE! | #VALUE! | #VALUE! | #VALUE! | #VALUE! | #VALUE! | #VALUE! | #VALUE! | #VALUE! | #VALUE! | #VALUE! | #VALUE! | #VALUE! | #VALUE! | #VALUE! | #VALUE! | #VALUE! | #VALUE! | #VALUE! | #VALUE! | #VALUE! | #VALUE! | [6 empty] | Y | [34 empty] | R | [110 empty] | T | [36 empty] | S | 0 | [5 empty] | 0 |  |  |  |  | D
District h&c costs | [36 empty] | D |  | 6 | [8 empty] | 0 |  |  |  | 6 | 6 | [147 empty] | D | [36 empty] | G | [36 empty] | G | [36 empty] | G | [9 empty] | 0% | 0% | 0% | 0% | 0% | 0% | 0% | 0 | 0% | 0% | 0% | 0% | 0% | 0% |  |  |  | N | [36 empty] | - | [36 empty] | - |  |  |  | 0 | 0 | 0 | 0 | [29 empty] | A |  |  |  | 0 | 0 | 0 | 0 | [29 empty] | A | [36 empty] | A | [36 empty] | A | [77 empty] | A |  |  |  | A |  |  |  | A | 6 | [263 empty] | O | [36 empty] | L | [36 empty] | E | [36 empty] | E | 6 | FALSE | #N/A | 0 |  |  |  |  | #DIV/0! | #DIV/0! | #DIV/0! | #DIV/0! | #DIV/0! | #DIV/0! | #DIV/0! | #DIV/0! | #DIV/0! | #DIV/0! | #DIV/0! | #DIV/0! | #DIV/0! | #DIV/0! | #DIV/0! | #DIV/0! | #DIV/0! | #DIV/0! | #DIV/0! | #DIV/0! | #DIV/0! | #DIV/0! | #DIV/0! | #DIV/0! | #DIV/0! | #DIV/0! | #DIV/0! | #DIV/0! | #DIV/0! | #DIV/0! | #DIV/0! | #DIV/0! | #DIV/0! | E | [36 empty] | L | [36 empty] | E | [36 empty] | E | 6 | [37 empty] | L | [36 empty] | E | [36 empty] | E | 6 |  |  |  |  | 0 | I | CAMXc_c | 0.10205 | 0.10136 | 0.12216 | 0.11905 | 0.11463 | 0.11022 | 0.10761 | 0.10575 | 0.10443 | 0.10392 | 0.10406 | 0.10439 | 0.10467 | 0.10622 | 0.10722 | 0.10723 | 0.10786 | 0.10864 | 0.1098 | 0.1107 | 0.11147 | 0.11209 | 0.11235 | 0.1125 | 0.11263 | 0.11273 | 0.11239 | 0.11188 | 0.11171 | 0.11109 | 0.11016 | [12 empty] | CDD | DE | 1234.7368 | 1256 | 1254 | 1265 | 1084 | I | CAMXc_vh_OFF_1.5 | 35.764 | 33.5119 | 30.7118 | 28.0685 | 25.5688 | 23.2429 | 20.877 | 18.7308 | 16.7157 | 14.8289 | 13.0095 | 11.4764 | 9.9936 | 8.6139 | 7.3322 | 6.1473 | 5.0404 | 4.028 | 3.1727 | 2.491 | 1.9476 | 1.6449 | 1.4167 | 1.2179 | 1.0461 | 0.8871 | 0.77287 | 0.66444 | 0.56933 | 0.48277 | 0.40113 | 0.54555 |  |  | R | CAMXc_vh_OFF_1.5 | 155.0926 | 148.485 | 142.1589 | 136.1023 | 130.3038 | 124.7523 | 119.4373 | 114.3488 | 109.477 | 104.8128 | 100.3474 | 96.0721 | 91.9791 | 88.0604 | 84.3086 | 80.7167 | 77.2778 | 73.9855 | 70.8334 | 67.8156 | 64.9264 | 62.1602 | 59.5119 | 56.9765 | 54.549 | 52.225 | 50 | 50 | 50 | 50 | 50 | [108 empty] | N | [34 empty] | I | [34 empty] | O | [34 empty] | C | [68 empty] | T | [34 empty] | T | CAMXc_c | 15% | 6% | 91% | O | [36 empty] | - | [36 empty] | - | CZ | 0.51939 | HOT | 1 | 0.0064518 | T | 0 | 0 | 1 | 1 | 1 | 1 | 0 | 0 | 1 | 0 | 0 | 1 | 1 | 1 | 1 | 1 | 1 | 1 | 1 | 1 | 1 | 1 | 1 | 1 | 1 | 1 | 1 | 1 | 1 | FOR | [147 empty] | A | [569 empty] | after | 0 | 6 | [37 empty] | June | 6 | [14 empty] | 1.078% |  | 18.4% |  | 8.982% |  | T |  | 6 | 6 | #VALUE! | #VALUE! | A | [7 empty] | N | [70 empty] | 0 | 0.03 |  | #VALUE! | #VALUE! | #VALUE! | #VALUE! | #VALUE! | #VALUE! | #VALUE! | #VALUE! | #VALUE! | #VALUE! | #VALUE! | #VALUE! | #VALUE! | #VALUE! | #VALUE! | #VALUE! | #VALUE! | #VALUE! | #VALUE! | #VALUE! | #VALUE! | #VALUE! | #VALUE! | #VALUE! | #VALUE! | #VALUE! | #VALUE! | #VALUE! | #VALUE! | #VALUE! | #VALUE! | #VALUE! |  | E | [39 empty] | I | [36 empty] | A | [36 empty] | A | [74 empty] | 0 | [5 empty] | 0 |  |  |  |  | I
Carbon costs | [36 empty] | I |  | 7 | [8 empty] | 0 | L |  |  | 7 | 7 |  |  | S | [265 empty] | 0% | 0% | 0% | 0% | 0% | 0% | 0% | 0 | 0% | 0% | 0% | 0% | 0% | 0% |  |  |  | E | [77 empty] | 0 | 0 | 0 | 0 | [33 empty] | 0 | 0 | 0 | 0 | [140 empty] | E | [36 empty] | E | [12 empty] | 7 | [41 empty] | I | [36 empty] | I | [36 empty] | E | [36 empty] | E | [36 empty] | E | [36 empty] | E | [36 empty] | N | [36 empty] | I | [36 empty] | D | [36 empty] | D | 7 | FALSE | #N/A | 0 |  |  |  |  | Nstr.n.2 | Nstr.n.2 | Nstr.n.2 | Nstr.n.2 | Nstr.n.2 | Nstr.n.2 | Nstr.n.2 | Nstr.n.2 | Nstr.n.2 | Nstr.n.2 | Nstr.n.2 | Nstr.n.2 | Nstr.n.2 | Nstr.n.2 | Nstr.n.2 | Nstr.n.2 | Nstr.n.2 | Nstr.n.2 | Nstr.n.2 | Nstr.n.2 | Nstr.n.2 | Nstr.n.2 | Nstr.n.2 | Nstr.n.2 | Nstr.n.2 | Nstr.n.2 | Nstr.n.2 | Nstr.n.2 | Nstr.n.2 | Nstr.n.2 | Nstr.n.2 | Nstr.n.2 | Nstr.n.2 | D | [36 empty] | I | [36 empty] | D | [36 empty] | D | 7 | [37 empty] | I | [36 empty] | D | [36 empty] | D | 7 |  |  |  |  | 0 | N | CAMXc_vh | 0.10205 | 0.10136 | 0.12216 | 0.11905 | 0.11463 | 0.11022 | 0.10761 | 0.10575 | 0.10443 | 0.10392 | 0.10406 | 0.10439 | 0.10467 | 0.10622 | 0.10722 | 0.10723 | 0.10786 | 0.10864 | 0.1098 | 0.1107 | 0.11147 | 0.11209 | 0.11235 | 0.1125 | 0.11263 | 0.11273 | 0.11239 | 0.11188 | 0.11171 | 0.11109 | 0.11016 | & | [11 empty] | CDD | FL | 3717.8947 | 4071 | 3758 | 3903 | 4052 | S | CAMXc_mm_OFF_1.5 | 38.5712 | 36.1403 | 33.1179 | 30.2648 | 27.5667 | 25.0561 | 22.5024 | 20.1859 | 18.0108 | 15.9742 | 14.0104 | 12.3556 | 10.7551 | 9.2658 | 7.8824 | 6.6035 | 5.4086 | 4.3159 | 3.3927 | 2.6569 | 2.0704 | 1.7437 | 1.4974 | 1.2827 | 1.0973 | 0.92568 | 0.80238 | 0.68535 | 0.58268 | 0.48925 | 0.40113 | 0.54555 |  |  | G | CAMXc_mm_OFF_1.5 | 175.2546 | 165.322 | 155.9524 | 147.1139 | 138.7762 | 130.9111 | 123.4917 | 116.4928 | 109.8906 | 103.6626 | 97.7875 | 92.2454 | 87.0174 | 82.0857 | 77.4335 | 73.045 | 68.9052 | 65 | 65 | 65 | 65 | 65 | 65 | 65 | 65 | 65 | 65 | 65 | 65 | 65 | 65 | T | [34 empty] | T | [34 empty] | T | [37 empty] | G | [34 empty] | C | [34 empty] | N | [34 empty] | T | [68 empty] | E | [34 empty] | E | CAMXc_vh | 15% | 6% | 91% | F | [74 empty] | DK | 1.2143 | HEC | 1 |  |  | 0 | 0 | 1 | 1 | 1 | 1 | 0 | 0 | 1 | 0 | 0 | 1 | 1 | 1 | 1 | 1 | 1 | 1 | 1 | 1 | 1 | 1 | 1 | 1 | 1 | 1 | 1 | 1 | 1 | [148 empty] | L | [502 empty] | I | [67 empty] | 0 | 7 | [36 empty] | C | July | 7 | [14 empty] | 0.2335% |  | 49.08% |  | 9.93% |  | I |  | 7 | 7 | #VALUE! | #VALUE! | B | [7 empty] | T | [34 empty] | P | [35 empty] | 0 | 0.03 |  | #VALUE! | #VALUE! | #VALUE! | #VALUE! | #VALUE! | #VALUE! | #VALUE! | #VALUE! | #VALUE! | #VALUE! | #VALUE! | #VALUE! | #VALUE! | #VALUE! | #VALUE! | #VALUE! | #VALUE! | #VALUE! | #VALUE! | #VALUE! | #VALUE! | #VALUE! | #VALUE! | #VALUE! | #VALUE! | #VALUE! | #VALUE! | #VALUE! | #VALUE! | #VALUE! | #VALUE! | #VALUE! |  | V |  |  |  |  | P | [34 empty] | C | [110 empty] | E | [36 empty] | E | 0 | [5 empty] | 0 |  |  |  |  | N
Excess emissions costs | [36 empty] | A |  | 8 | [8 empty] | 0 | E |  |  | 8 | 8 |  |  | E | [181 empty] | E | [36 empty] | E | [36 empty] | E | [9 empty] | 0% | 0% | 0% | 0% | 0% | 0% | 0% | 0 | 0% | 0% | 0% | 0% | 0% | 0% | [40 empty] | E | [36 empty] | I |  |  |  | 0 | 0 | 0 | 0 | [29 empty] | N |  |  |  | 0 | 0 | 0 | 0 | [29 empty] | N | [36 empty] | N | [36 empty] | N | [36 empty] | M | [36 empty] | M |  |  |  | N |  |  |  | N |  |  |  | N | 8 | [41 empty] | N | [36 empty] | N | [36 empty] | M | [36 empty] | M | [36 empty] | M | [36 empty] | M | [36 empty] | S | [36 empty] | O | [74 empty] | 8 | FALSE | #N/A | 0 |  |  |  |  | #DIV/0! | #DIV/0! | #DIV/0! | #DIV/0! | #DIV/0! | #DIV/0! | #DIV/0! | #DIV/0! | #DIV/0! | #DIV/0! | #DIV/0! | #DIV/0! | #DIV/0! | #DIV/0! | #DIV/0! | #DIV/0! | #DIV/0! | #DIV/0! | #DIV/0! | #DIV/0! | #DIV/0! | #DIV/0! | #DIV/0! | #DIV/0! | #DIV/0! | #DIV/0! | #DIV/0! | #DIV/0! | #DIV/0! | #DIV/0! | #DIV/0! | #DIV/0! | #DIV/0! | [37 empty] | O | [74 empty] | 8 | [37 empty] | O | [74 empty] | 8 |  |  |  |  | 0 | G | CAMXc_mm | 0.10205 | 0.10136 | 0.12216 | 0.11905 | 0.11463 | 0.11022 | 0.10761 | 0.10575 | 0.10443 | 0.10392 | 0.10406 | 0.10439 | 0.10467 | 0.10622 | 0.10722 | 0.10723 | 0.10786 | 0.10864 | 0.1098 | 0.1107 | 0.11147 | 0.11209 | 0.11235 | 0.1125 | 0.11263 | 0.11273 | 0.11239 | 0.11188 | 0.11171 | 0.11109 | 0.11016 | [12 empty] | CDD | GA | 1796.6316 | 1786 | 1658 | 1815 | 1732 | A | CAMXc_w_OFF_1.5 | 35.4338 | 33.2027 | 30.4287 | 27.8101 | 25.3338 | 23.0296 | 20.6857 | 18.5596 | 16.5633 | 14.6941 | 12.8918 | 11.373 | 9.904 | 8.5372 | 7.2674 | 6.0937 | 4.997 | 3.9941 | 3.1468 | 2.4715 | 1.9331 | 1.6333 | 1.4072 | 1.2103 | 1.0401 | 0.88256 | 0.7694 | 0.66199 | 0.56775 | 0.48201 | 0.40113 | 0.54555 |  |  | E | CAMXc_w_OFF_1.5 | 158.4138 | 149.3719 | 140.8462 | 132.8071 | 125.2268 | 118.0792 | 111.3396 | 104.9846 | 98.9924 | 93.3422 | 88.0144 | 82.9908 | 78.2539 | 73.7874 | 69.5758 | 65.6046 | 61.8601 | 58.3293 | 55 | 55 | 55 | 55 | 55 | 55 | 55 | 55 | 55 | 55 | 55 | 55 | 55 | A | [34 empty] | A | [34 empty] | A | [72 empty] | I | [34 empty] | S | [103 empty] | R | [34 empty] | R | CAMXc_mm | 15% | 6% | 91% | [37 empty] | E | [36 empty] | E | EE | 0.5933 | LEI | 1 |  | E | 0 | 0 | 1 | 1 | 1 | 1 | 0 | 0 | 1 | 0 | 0 | 1 | 1 | 1 | 1 | 1 | 1 | 1 | 1 | 1 | 1 | 1 | 1 | 1 | 1 | 1 | 1 | 1 | 1 | C | [650 empty] | N | [66 empty] | RETROFIT | 0 | 8 | [36 empty] | A | August | 8 | [14 empty] | 0.3181% |  | 18.4% |  | 10.12% |  | O |  | 8 | 8 | #VALUE! | #VALUE! | L | [7 empty] | E | [34 empty] | R | [35 empty] | 0 | 0.03 |  | #VALUE! | #VALUE! | #VALUE! | #VALUE! | #VALUE! | #VALUE! | #VALUE! | #VALUE! | #VALUE! | #VALUE! | #VALUE! | #VALUE! | #VALUE! | #VALUE! | #VALUE! | #VALUE! | #VALUE! | #VALUE! | #VALUE! | #VALUE! | #VALUE! | #VALUE! | #VALUE! | #VALUE! | #VALUE! | #VALUE! | #VALUE! | #VALUE! | #VALUE! | #VALUE! | #VALUE! | #VALUE! |  | E |  |  |  |  | R | [34 empty] | I | [36 empty] | N | [36 empty] | N | [36 empty] | M | [36 empty] | M | 0 | [5 empty] | 0 |  |  |  |  | G
[8 empty] | 0 | 0 | 0 | 0 | 0 | 0 | 0 | 0 | 0 | 0 | 0 | 0 | 0 | 0 | 0 | 0 | 0 | 0 | 0 | 0 | 0 | 0 | 0 | 0 | 0 | 0 | 0 |  |  | G |  | 9 | [8 empty] | 0 | V |  |  | 9 | 9 |  |  | L | [265 empty] | 0% | 0% | 0% | 0% | 0% | 0% | 0% | 0 | 0% | 0% | 0% | 0% | 0% | 0% |  |  |  | E | [77 empty] | 0 | 0 | 0 | 0 | [33 empty] | 0 | 0 | 0 | 0 | [140 empty] | I | [36 empty] | I | [12 empty] | 9 | [41 empty] | C | [36 empty] | C | [36 empty] | I | [36 empty] | I | [36 empty] | I | [36 empty] | I | [110 empty] | I | [36 empty] | I | 9 | FALSE | #N/A | 0 | [37 empty] | S | [73 empty] | 1.5°C | [36 empty] | 2°C | 9 | [74 empty] | 1.5°C | [36 empty] | 2°C | 9 |  |  |  |  | 0 |  | CAMXc_w | 0.10205 | 0.10136 | 0.12216 | 0.11905 | 0.11463 | 0.11022 | 0.10761 | 0.10575 | 0.10443 | 0.10392 | 0.10406 | 0.10439 | 0.10467 | 0.10622 | 0.10722 | 0.10723 | 0.10786 | 0.10864 | 0.1098 | 0.1107 | 0.11147 | 0.11209 | 0.11235 | 0.1125 | 0.11263 | 0.11273 | 0.11239 | 0.11188 | 0.11171 | 0.11109 | 0.11016 | C | [11 empty] | CDD | ID | 542.6842 | 487 | 728 | 718 | 567 | T | ERCTc_vh_OFF_1.5 | 56.0141 | 52.4723 | 48.0688 | 43.9119 | 39.9808 | 36.3229 | 32.6022 | 29.2271 | 26.058 | 23.0907 | 20.2296 | 17.8186 | 15.4866 | 13.3168 | 11.3011 | 9.4378 | 7.6969 | 6.1049 | 4.7597 | 3.6877 | 2.8332 | 2.3572 | 1.9983 | 1.6856 | 1.4155 | 1.1654 | 0.98574 | 0.81523 | 0.66564 | 0.52951 | 0.40113 | 0.54555 |  |  | T | ERCTc_vh_OFF_1.5 | 155.0926 | 146.9537 | 139.2419 | 131.9348 | 125.0112 | 118.4509 | 112.2349 | 106.3451 | 100.7643 | 95.4764 | 90.4661 | 85.7186 | 81.2203 | 76.9581 | 72.9195 | 69.0929 | 65.467 | 62.0315 | 58.7762 | 55.6918 | 52.7692 | 50 | 50 | 50 | 50 | 50 | 50 | 50 | 50 | 50 | 50 | R | [34 empty] | R | [34 empty] | R | [37 empty] | E | [34 empty] | T | [34 empty] | U | [34 empty] | H | [104 empty] | CAMXc_w | 15% | 6% | 91% | E | [74 empty] | FI | 1.0985 | RMF | 1 |  |  | 0 | 0 | 1 | 1 | 1 | 1 | 0 | 0 | 1 | 0 | 0 | 1 | 1 | 1 | 1 | 1 | 1 | 1 | 1 | 1 | 1 | 1 | 1 | 1 | 1 | 1 | 1 | 1 | 1 | O | [147 empty] | A | [502 empty] | T | [67 empty] | 0 | 9 | [36 empty] | R | September | 9 | [14 empty] | 2.833% |  | 4.908% |  | 7.843% |  | N |  | 9 | 9 | #VALUE! | #VALUE! | E | [7 empty] | D | [34 empty] | I | [35 empty] | 0 | 0.03 |  | #VALUE! | #VALUE! | #VALUE! | #VALUE! | #VALUE! | #VALUE! | #VALUE! | #VALUE! | #VALUE! | #VALUE! | #VALUE! | #VALUE! | #VALUE! | #VALUE! | #VALUE! | #VALUE! | #VALUE! | #VALUE! | #VALUE! | #VALUE! | #VALUE! | #VALUE! | #VALUE! | #VALUE! | #VALUE! | #VALUE! | #VALUE! | #VALUE! | #VALUE! | #VALUE! | #VALUE! | #VALUE! |  | N |  |  |  |  | O | [34 empty] | T | [110 empty] | I | [36 empty] | I | 0 | [5 empty] | 0
|  |  |  | 2020: #N/A; 2021: #N/A; 2022: #N/A; 2023: #N/A | R |  | 10 | [8 empty] | 0 | E |  |  | 10 | 10 |  |  | E | [181 empty] | T | [36 empty] | T | [36 empty] | T | [9 empty] | 0% | 0% | 0% | 0% | 0% | 0% | 0% | 0 | 0% | 0% | 0% | 0% | 0% | 0% |  |  |  | M | [36 empty] | M | [36 empty] | N |  |  |  | 0 | 0 | 0 | 0 | [29 empty] | D |  |  |  | 0 | 0 | 0 | 0 | [29 empty] | D | [36 empty] | D | [36 empty] | D | [36 empty] | S | [36 empty] | S |  |  |  | D |  |  |  | D |  |  |  | D | 10 | [41 empty] | L | [36 empty] | L | [36 empty] | S | [36 empty] | S | [36 empty] | S | [36 empty] | S | [36 empty] | I | [36 empty] | S | [36 empty] | N | [36 empty] | N | 10 | FALSE | #N/A | 0 | [37 empty] | H | [36 empty] | G | [74 empty] | 10 | [37 empty] | G | [74 empty] | 10 |  |  |  |  | 0 | E | ERCTc_vh | 0.10205 | 0.10136 | 0.12216 | 0.11905 | 0.11463 | 0.11022 | 0.10761 | 0.10575 | 0.10443 | 0.10392 | 0.10406 | 0.10439 | 0.10467 | 0.10622 | 0.10722 | 0.10723 | 0.10786 | 0.10864 | 0.1098 | 0.1107 | 0.11147 | 0.11209 | 0.11235 | 0.1125 | 0.11263 | 0.11273 | 0.11239 | 0.11188 | 0.11171 | 0.11109 | 0.11016 | A | [11 empty] | CDD | IL | 939.7368 | 951 | 1063 | 929 | 883 | I | ERCTc_mm_OFF_1.5 | 56.6044 | 53.025 | 48.5748 | 44.3737 | 40.4008 | 36.7042 | 32.944 | 29.533 | 26.3304 | 23.3315 | 20.44 | 18.0034 | 15.6467 | 13.4539 | 11.4168 | 9.5337 | 7.7744 | 6.1655 | 4.806 | 3.7226 | 2.859 | 2.3779 | 2.0153 | 1.6992 | 1.4263 | 1.1735 | 0.99194 | 0.81962 | 0.66845 | 0.53088 | 0.40113 | 0.54555 |  |  | S | ERCTc_mm_OFF_1.5 | 175.2546 | 165.8588 | 156.9667 | 148.5514 | 140.5872 | 133.05 | 125.9169 | 119.1662 | 112.7774 | 106.7312 | 101.0091 | 95.5938 | 90.4688 | 85.6185 | 81.0283 | 76.6842 | 72.573 | 68.6822 | 65 | 65 | 65 | 65 | 65 | 65 | 65 | 65 | 65 | 65 | 65 | 65 | 65 | G | [34 empty] | G | [34 empty] | G | [37 empty] | M | [34 empty] | Y | [34 empty] | M | [34 empty] | E | [33 empty] | E | [34 empty] | T | [34 empty] | T | ERCTc_vh | 15% | 6% | 91% | L | [36 empty] | M | [36 empty] | M | FR | 0.91558 | MIX | 1 |  | M | 0 | 0 | 1 | 1 | 1 | 1 | 0 | 0 | 1 | 0 | 0 | 1 | 1 | 1 | 1 | 1 | 1 | 1 | 1 | 1 | 1 | 1 | 1 | 1 | 1 | 1 | 1 | 1 | 1 | M | [147 empty] | B | [502 empty] | E | [67 empty] | 0 | 10 | [36 empty] | B | October | 10 | [14 empty] | 8.635% |  | 0% |  | 7.717% |  |  |  | 10 | 10 | #VALUE! | #VALUE! | [43 empty] | C | [35 empty] | 0 | 0.03 |  | #VALUE! | #VALUE! | #VALUE! | #VALUE! | #VALUE! | #VALUE! | #VALUE! | #VALUE! | #VALUE! | #VALUE! | #VALUE! | #VALUE! | #VALUE! | #VALUE! | #VALUE! | #VALUE! | #VALUE! | #VALUE! | #VALUE! | #VALUE! | #VALUE! | #VALUE! | #VALUE! | #VALUE! | #VALUE! | #VALUE! | #VALUE! | #VALUE! | #VALUE! | #VALUE! | #VALUE! | #VALUE! | [6 empty] | D | [34 empty] | Y | [36 empty] | D | [36 empty] | D | [36 empty] | S | [36 empty] | S | 0 | [5 empty] | 0 |  |  |  |  | EVENT
GHG_int_corrected |  |  |  | 2020: #N/A; 2021: #N/A; 2022: #N/A; 2023: #N/A | A |  | 11 | [8 empty] | 0 | L |  |  | 11 | 11 |  |  | C | [265 empty] | 0% | 0% | 0% | 0% | 0% | 0% | 0% | 0 | 0% | 0% | 0% | 0% | 0% | 0% |  |  |  | I | [77 empty] | 0 | 0 | 0 | 0 | [33 empty] | 0 | 0 | 0 | 0 | [140 empty] | S | [36 empty] | S | [12 empty] | 11 | [41 empty] | U | [36 empty] | U | [36 empty] | S | [36 empty] | S | [36 empty] | S | [36 empty] | S | [36 empty] | N | [36 empty] | E | [36 empty] | C | [36 empty] | C | 11 | FALSE | #N/A | 0 |  |  |  |  | str.gfa.1.5 | str.gfa.1.5 | str.gfa.1.5 | str.gfa.1.5 | str.gfa.1.5 | str.gfa.1.5 | str.gfa.1.5 | str.gfa.1.5 | str.gfa.1.5 | str.gfa.1.5 | str.gfa.1.5 | str.gfa.1.5 | str.gfa.1.5 | str.gfa.1.5 | str.gfa.1.5 | str.gfa.1.5 | str.gfa.1.5 | str.gfa.1.5 | str.gfa.1.5 | str.gfa.1.5 | str.gfa.1.5 | str.gfa.1.5 | str.gfa.1.5 | str.gfa.1.5 | str.gfa.1.5 | str.gfa.1.5 | str.gfa.1.5 | str.gfa.1.5 | str.gfa.1.5 | str.gfa.1.5 | str.gfa.1.5 | str.gfa.1.5 | str.gfa.1.5 | A | [36 empty] | F | [36 empty] | G | [36 empty] | G | 11 | [37 empty] | A | [36 empty] | G | [36 empty] | G | 11 |  |  |  |  | 0 | V | ERCTc_mm | 0.10205 | 0.10136 | 0.12216 | 0.11905 | 0.11463 | 0.11022 | 0.10761 | 0.10575 | 0.10443 | 0.10392 | 0.10406 | 0.10439 | 0.10467 | 0.10622 | 0.10722 | 0.10723 | 0.10786 | 0.10864 | 0.1098 | 0.1107 | 0.11147 | 0.11209 | 0.11235 | 0.1125 | 0.11263 | 0.11273 | 0.11239 | 0.11188 | 0.11171 | 0.11109 | 0.11016 | R | [11 empty] | CDD | IN | 958.3684 | 919 | 1028 | 986 | 842 | O | ERCTc_w_OFF_1.5 | 53.2319 | 49.8673 | 45.6841 | 41.7351 | 38.0007 | 34.5258 | 30.9912 | 27.785 | 24.7745 | 21.9556 | 19.2376 | 16.9472 | 14.7319 | 12.6706 | 10.7558 | 8.9857 | 7.332 | 5.8196 | 4.5417 | 3.5233 | 2.7115 | 2.2593 | 1.9184 | 1.6213 | 1.3648 | 1.1272 | 0.95649 | 0.79451 | 0.65241 | 0.52309 | 0.40113 | 0.54555 |  |  |  | ERCTc_w_OFF_1.5 | 158.4138 | 149.8347 | 141.7202 | 134.0452 | 126.7859 | 119.9196 | 113.4252 | 107.2826 | 101.4726 | 95.9772 | 90.7795 | 85.8632 | 81.2132 | 76.815 | 72.655 | 68.7203 | 64.9986 | 61.4786 | 58.1491 | 55 | 55 | 55 | 55 | 55 | 55 | 55 | 55 | 55 | 55 | 55 | 55 | E | [34 empty] | E | [34 empty] | E | [37 empty] | I | [69 empty] | P | [34 empty] | A | [33 empty] | N | [34 empty] | A | [34 empty] | A | ERCTc_mm | 15% | 6% | 91% | E | [74 empty] | DE | 0.84474 |  |  |  |  | 0 | 0 | 1 | 1 | 1 | 1 | 0 | 0 | 1 | 0 | 0 | 1 | 1 | 1 | 1 | 1 | 1 | 1 | 1 | 1 | 1 | 1 | 1 | 1 | 1 | 1 | 1 | 1 | 1 | P | [147 empty] | A | [502 empty] | N | [67 empty] | 0 | 11 | [36 empty] | O | November | 11 | [14 empty] | 12.46% |  | 0% |  | 7.59% |  | FOR |  | 11 | 11 | #VALUE! | #VALUE! | E | [7 empty] | C | [34 empty] | E | [35 empty] | 0 | 0.03 |  | #VALUE! | #VALUE! | #VALUE! | #VALUE! | #VALUE! | #VALUE! | #VALUE! | #VALUE! | #VALUE! | #VALUE! | #VALUE! | #VALUE! | #VALUE! | #VALUE! | #VALUE! | #VALUE! | #VALUE! | #VALUE! | #VALUE! | #VALUE! | #VALUE! | #VALUE! | #VALUE! | #VALUE! | #VALUE! | #VALUE! | #VALUE! | #VALUE! | #VALUE! | #VALUE! | #VALUE! | #VALUE! | [6 empty] | U | [145 empty] | S | [36 empty] | S | 0 | [5 empty] | 0
Stranding | [7 empty] | 0 | 0 | 0 | 0 | 0 | 0 | 0 | 0 | 0 | 0 | 0 | 0 | 0 | 0 | 0 | 0 | 0 | 0 | 0 | 0 | 0 | 0 | 0 | 0 | 0 | 0 | 0 |  |  | M |  | 12 | [8 empty] | 0 |  |  |  | 12 | 12 |  |  | T | [181 empty] | 1.5°C | [36 empty] | 2°C | [36 empty] | INDC | [9 empty] | 0% | 0% | 0% | 0% | 0% | 0% | 0% | 0 | 0% | 0% | 0% | 0% | 0% | 0% |  |  |  | S | [36 empty] | M | [36 empty] | T |  |  |  | 0 | 0 | 0 | 0 | [29 empty] | E |  |  |  | 0 | 0 | 0 | 0 | [29 empty] | E | [36 empty] | I | [36 empty] | I | [36 empty] | I | [36 empty] | I |  |  |  | I |  |  |  | I |  |  |  | I | 12 | [41 empty] | D | [36 empty] | D | [36 empty] | I | [36 empty] | I | [36 empty] | I | [36 empty] | I | [36 empty] | C | [36 empty] | L | [36 empty] | L | [36 empty] | L | 12 | FALSE | #N/A | 0 |  |  |  |  | #DIV/0! | #DIV/0! | #DIV/0! | #DIV/0! | #DIV/0! | #DIV/0! | #DIV/0! | #DIV/0! | #DIV/0! | #DIV/0! | #DIV/0! | #DIV/0! | #DIV/0! | #DIV/0! | #DIV/0! | #DIV/0! | #DIV/0! | #DIV/0! | #DIV/0! | #DIV/0! | #DIV/0! | #DIV/0! | #DIV/0! | #DIV/0! | #DIV/0! | #DIV/0! | #DIV/0! | #DIV/0! | #DIV/0! | #DIV/0! | #DIV/0! | #DIV/0! | #DIV/0! | R | [36 empty] | A | [36 empty] | F | [36 empty] | F | 12 | [37 empty] | V | [36 empty] | A | [36 empty] | A | 12 |  |  |  |  | 0 | E | ERCTc_w | 0.10205 | 0.10136 | 0.12216 | 0.11905 | 0.11463 | 0.11022 | 0.10761 | 0.10575 | 0.10443 | 0.10392 | 0.10406 | 0.10439 | 0.10467 | 0.10622 | 0.10722 | 0.10723 | 0.10786 | 0.10864 | 0.1098 | 0.1107 | 0.11147 | 0.11209 | 0.11235 | 0.1125 | 0.11263 | 0.11273 | 0.11239 | 0.11188 | 0.11171 | 0.11109 | 0.11016 | B | [11 empty] | CDD | IA | 864.8421 | 879 | 977 | 902 | 902 | N | FRCCc_vh_OFF_1.5 | 57.0831 | 53.4732 | 48.9851 | 44.7482 | 40.7415 | 37.0134 | 33.2211 | 29.7811 | 26.5512 | 23.5268 | 20.6107 | 18.1534 | 15.7765 | 13.565 | 11.5107 | 9.6115 | 7.8372 | 6.2145 | 4.8435 | 3.7509 | 2.8799 | 2.3948 | 2.029 | 1.7103 | 1.435 | 1.1801 | 0.99697 | 0.82319 | 0.67072 | 0.53198 | 0.40113 | 0.54555 |  |  | D | FRCCc_vh_OFF_1.5 | 155.0926 | 145.1016 | 135.7542 | 127.0089 | 118.8271 | 111.1723 | 104.0106 | 97.3103 | 91.0416 | 85.1767 | 79.6897 | 74.5561 | 69.7532 | 65.2598 | 61.0558 | 57.1226 | 53.4428 | 50 | 50 | 50 | 50 | 50 | 50 | 50 | 50 | 50 | 50 | 50 | 50 | 50 | 50 | T | [34 empty] | T | [34 empty] | T | [37 empty] | S | [34 empty] | C | [34 empty] | T | [34 empty] | T | [33 empty] | E | [34 empty] | R | [34 empty] | R | ERCTc_w | 15% | 6% | 91% | C | [36 empty] | M | [36 empty] | M | EL | 0.62862 |  |  |  | E | 0 | 0 | 1 | 1 | 1 | 1 | 0 | 0 | 1 | 0 | 0 | 1 | 1 | 1 | 1 | 1 | 1 | 1 | 1 | 1 | 1 | 1 | 1 | 1 | 1 | 1 | 1 | 1 | 1 | L | [147 empty] | T | [502 empty] | S | [67 empty] | 0 | 12 | [36 empty] | N | December | 12 | [14 empty] | 15.74% |  | 0% |  | 7.843% |  |  |  | 12 | 12 | #VALUE! | #VALUE! | N | [7 empty] | O | [70 empty] | 0 | 0.03 |  | #VALUE! | #VALUE! | #VALUE! | #VALUE! | #VALUE! | #VALUE! | #VALUE! | #VALUE! | #VALUE! | #VALUE! | #VALUE! | #VALUE! | #VALUE! | #VALUE! | #VALUE! | #VALUE! | #VALUE! | #VALUE! | #VALUE! | #VALUE! | #VALUE! | #VALUE! | #VALUE! | #VALUE! | #VALUE! | #VALUE! | #VALUE! | #VALUE! | #VALUE! | #VALUE! | #VALUE! | #VALUE! | [6 empty] | C | [34 empty] | P | [36 empty] | E | [36 empty] | I | [36 empty] | I | [36 empty] | I | 0 | [5 empty] | 0 |  |  |  |  | D
Stranding_event | [7 empty] | #N/A | #N/A | #N/A | #N/A | #N/A | #N/A | #N/A | #N/A | #N/A | #N/A | #N/A | #N/A | #N/A | #N/A | #N/A | #N/A | #N/A | #N/A | #N/A | #N/A | #N/A | #N/A | #N/A | #N/A | #N/A | #N/A | #N/A |  |  |  |  | 13 | [8 empty] | 0 | B |  |  | 13 | 13 |  |  | I | [265 empty] | 0% | 0% | 0% | 0% | 0% | 0% | 0% | 0 | 0% | 0% | 0% | 0% | 0% | 0% |  |  |  | S | [77 empty] | 0 | 0 | 0 | 0 | [33 empty] | 0 | 0 | 0 | 0 | [140 empty] | O | [36 empty] | O | [12 empty] | 13 | [41 empty] | E | [36 empty] | E | [36 empty] | O | [36 empty] | O | [36 empty] | O | [36 empty] | O | [36 empty] | L | [36 empty] | L | [36 empty] | U | [36 empty] | U | 13 | FALSE | #N/A | 0 |  |  |  |  | Nstr.gfa.1.5 | Nstr.gfa.1.5 | Nstr.gfa.1.5 | Nstr.gfa.1.5 | Nstr.gfa.1.5 | Nstr.gfa.1.5 | Nstr.gfa.1.5 | Nstr.gfa.1.5 | Nstr.gfa.1.5 | Nstr.gfa.1.5 | Nstr.gfa.1.5 | Nstr.gfa.1.5 | Nstr.gfa.1.5 | Nstr.gfa.1.5 | Nstr.gfa.1.5 | Nstr.gfa.1.5 | Nstr.gfa.1.5 | Nstr.gfa.1.5 | Nstr.gfa.1.5 | Nstr.gfa.1.5 | Nstr.gfa.1.5 | Nstr.gfa.1.5 | Nstr.gfa.1.5 | Nstr.gfa.1.5 | Nstr.gfa.1.5 | Nstr.gfa.1.5 | Nstr.gfa.1.5 | Nstr.gfa.1.5 | Nstr.gfa.1.5 | Nstr.gfa.1.5 | Nstr.gfa.1.5 | Nstr.gfa.1.5 | Nstr.gfa.1.5 | E | [73 empty] | A | [36 empty] | A | 13 | [74 empty] | V | [36 empty] | V | 13 |  |  |  |  | 0 | N | FRCCc_vh | 0.10205 | 0.10136 | 0.12216 | 0.11905 | 0.11463 | 0.11022 | 0.10761 | 0.10575 | 0.10443 | 0.10392 | 0.10406 | 0.10439 | 0.10467 | 0.10622 | 0.10722 | 0.10723 | 0.10786 | 0.10864 | 0.1098 | 0.1107 | 0.11147 | 0.11209 | 0.11235 | 0.1125 | 0.11263 | 0.11273 | 0.11239 | 0.11188 | 0.11171 | 0.11109 | 0.11016 | O | [11 empty] | CDD | KS | 1529.3158 | 1395 | 1590 | 1671 | 1590 |  | MROEc_vc_OFF_1.5 | 77.4811 | 72.5722 | 66.4689 | 60.7073 | 55.2588 | 50.189 | 45.032 | 40.3541 | 35.9618 | 31.849 | 27.8835 | 24.5418 | 21.3097 | 18.3023 | 15.5086 | 12.926 | 10.5132 | 8.3066 | 6.4422 | 4.9564 | 3.7719 | 3.1122 | 2.6148 | 2.1814 | 1.8071 | 1.4604 | 1.2114 | 0.97507 | 0.76774 | 0.57907 | 0.40113 | 0.54555 |  |  | A | MROEc_vc_OFF_1.5 | 168.2628 | 161.6378 | 155.2736 | 149.16 | 143.2871 | 137.6454 | 132.2259 | 127.0198 | 122.0186 | 117.2144 | 112.5993 | 108.1659 | 103.9071 | 99.8159 | 95.8859 | 92.1106 | 88.4839 | 85 | 85 | 85 | 85 | 85 | 85 | 85 | 85 | 85 | 85 | 85 | 85 | 85 | 85 | S | [107 empty] | S | [34 empty] | O | [34 empty] | I | [34 empty] | I | [33 empty] | R | [34 empty] | G | [34 empty] | G | FRCCc_vh | 15% | 6% | 91% | T | [74 empty] | HU | 0.53664 |  |  |  |  | 0 | 0 | 1 | 1 | 1 | 1 | 0 | 0 | 1 | 0 | 0 | 1 | 1 | 1 | 1 | 1 | 1 | 1 | 1 | 1 | 1 | 1 | 1 | 1 | 1 | 1 | 1 | 1 | 1 | E | [147 empty] | E | [502 empty] | I | [67 empty] | 0 | 13 | [37 empty] | Electricity | Electricity | [14 empty] | Electricity | [5 empty] | AS.LENG |  | 13 | 13 | #VALUE! | #VALUE! | T | [7 empty] | S | [70 empty] | 0 | 0.03 |  | #VALUE! | #VALUE! | #VALUE! | #VALUE! | #VALUE! | #VALUE! | #VALUE! | #VALUE! | #VALUE! | #VALUE! | #VALUE! | #VALUE! | #VALUE! | #VALUE! | #VALUE! | #VALUE! | #VALUE! | #VALUE! | #VALUE! | #VALUE! | #VALUE! | #VALUE! | #VALUE! | #VALUE! | #VALUE! | #VALUE! | #VALUE! | #VALUE! | #VALUE! | #VALUE! | #VALUE! | #VALUE! | [6 empty] | T | [34 empty] | R | [110 empty] | O | [36 empty] | O | 0 | [5 empty] | 0 |  |  |  |  | I
|  |  |  | 2020 | 2021 | 2022 | 2023 | 2024 | 2025 | 2026 | 2027 | 2028 | 2029 | 2030 | 2031 | 2032 | 2033 | 2034 | 2035 | 2036 | 2037 | 2038 | 2039 | 2040 | 2041 | 2042 | 2043 | 2044 | 2045 | 2046 | 2047 | 2048 | 2049 | 2050 |  |  | D |  | 14 | [8 empty] | 0 | A |  |  | 14 | 14 |  |  | O | [265 empty] | 0% | 0% | 0% | 0% | 0% | 0% | 0% | 0 | 0% | 0% | 0% | 0% | 0% | 0% |  |  |  | I | [36 empty] | I | [36 empty] | E |  |  |  | 0 | 0 | 0 | 0 | [29 empty] | D |  |  |  | 0 | 0 | 0 | 0 | [29 empty] | D | [36 empty] | N | [36 empty] | N | [36 empty] | N | [36 empty] | N |  |  |  | N |  |  |  | N |  |  |  | N | 14 | [41 empty] | D | [36 empty] | D | [36 empty] | N | [36 empty] | N | [36 empty] | N | [36 empty] | N | [36 empty] | U | [36 empty] | I | [36 empty] | D | [36 empty] | D | 14 | FALSE | #N/A | 0 |  |  |  |  | #DIV/0! | #DIV/0! | #DIV/0! | #DIV/0! | #DIV/0! | #DIV/0! | #DIV/0! | #DIV/0! | #DIV/0! | #DIV/0! | #DIV/0! | #DIV/0! | #DIV/0! | #DIV/0! | #DIV/0! | #DIV/0! | #DIV/0! | #DIV/0! | #DIV/0! | #DIV/0! | #DIV/0! | #DIV/0! | #DIV/0! | #DIV/0! | #DIV/0! | #DIV/0! | #DIV/0! | #DIV/0! | #DIV/0! | #DIV/0! | #DIV/0! | #DIV/0! | #DIV/0! | [37 empty] | I | [74 empty] | 14 | [37 empty] | I | [74 empty] | 14 |  |  |  |  | 0 | T | MROEc_vc | 0.10205 | 0.10136 | 0.12216 | 0.11905 | 0.11463 | 0.11022 | 0.10761 | 0.10575 | 0.10443 | 0.10392 | 0.10406 | 0.10439 | 0.10467 | 0.10622 | 0.10722 | 0.10723 | 0.10786 | 0.10864 | 0.1098 | 0.1107 | 0.11147 | 0.11209 | 0.11235 | 0.1125 | 0.11263 | 0.11273 | 0.11239 | 0.11188 | 0.11171 | 0.11109 | 0.11016 | N | [11 empty] | CDD | KY | 1286.3158 | 1208 | 1259 | 1304 | 1155 |  | MROWc_vc_OFF_1.5 | 54.7627 | 51.3006 | 46.9962 | 42.9327 | 39.0901 | 35.5146 | 31.8776 | 28.5784 | 25.4807 | 22.5801 | 19.7834 | 17.4266 | 15.1471 | 13.0262 | 11.0559 | 9.2344 | 7.5328 | 5.9766 | 4.6617 | 3.6138 | 2.7784 | 2.3131 | 1.9624 | 1.6567 | 1.3927 | 1.1482 | 0.97258 | 0.80591 | 0.65969 | 0.52663 | 0.40113 | 0.54555 |  |  | T | MROWc_vc_OFF_1.5 | 168.2628 | 160.7744 | 153.6192 | 146.7825 | 140.25 | 134.0083 | 128.0443 | 122.3458 | 116.9009 | 111.6983 | 106.7272 | 101.9774 | 97.439 | 93.1025 | 88.9591 | 85 | 85 | 85 | 85 | 85 | 85 | 85 | 85 | 85 | 85 | 85 | 85 | 85 | 85 | 85 | 85 | [35 empty] | 1.5°C | [34 empty] | 2°C | [37 empty] | I | [34 empty] | N | [34 empty] | O | [34 empty] | N | [33 empty] | G | [34 empty] | E | [34 empty] | E | MROEc_vc | 15% | 6% | 91% | R | [36 empty] | I | [36 empty] | I | IE | 0.82672 |  |  |  | N | 0 | 0 | 1 | 1 | 1 | 1 | 0 | 0 | 1 | 0 | 0 | 1 | 1 | 1 | 1 | 1 | 1 | 1 | 1 | 1 | 1 | 1 | 1 | 1 | 1 | 1 | 1 | 1 | 1 | T | [147 empty] | M | [502 empty] | T | [67 empty] | 0 | 14 | [37 empty] | North Atlantic | Continental | [14 empty] | Mediterranean | [5 empty] | < |  | 14 | 14 | #VALUE! | #VALUE! | I | [7 empty] | T | [70 empty] | 0 | 0.03 |  | #VALUE! | #VALUE! | #VALUE! | #VALUE! | #VALUE! | #VALUE! | #VALUE! | #VALUE! | #VALUE! | #VALUE! | #VALUE! | #VALUE! | #VALUE! | #VALUE! | #VALUE! | #VALUE! | #VALUE! | #VALUE! | #VALUE! | #VALUE! | #VALUE! | #VALUE! | #VALUE! | #VALUE! | #VALUE! | #VALUE! | #VALUE! | #VALUE! | #VALUE! | #VALUE! | #VALUE! | #VALUE! | [6 empty] | I | [34 empty] | O | [36 empty] | D | [36 empty] | N | [36 empty] | N | [36 empty] | N | 0 | [5 empty] | 0 |  |  |  |  | A
Excess emissions |  |  |  | #N/A | #N/A | #N/A | #N/A | 0 | 0 | 0 | 0 | 0 | 0 | 0 | 0 | 0 | 0 | 0 | 0 | 0 | 0 | 0 | 0 | 0 | 0 | 0 | 0 | 0 | 0 | 0 | 0 | 0 | 0 | 0 |  |  | A |  | 15 | [8 empty] | 0 | C |  |  | 15 | 15 |  |  | N | [265 empty] | 0% | 0% | 0% | 0% | 0% | 0% | 0% | 0 | 0% | 0% | 0% | 0% | 0% | 0% |  |  |  | O | [77 empty] | 0 | 0 | 0 | 0 | [33 empty] | 0 | 0 | 0 | 0 | [140 empty] | S | [36 empty] | S | [12 empty] | 15 | [115 empty] | S | [36 empty] | S | [36 empty] | S | [36 empty] | S | [36 empty] | D | [36 empty] | N | [36 empty] | E | [36 empty] | E | 15 | FALSE | #N/A | 0 | [74 empty] | N | [36 empty] | I | [36 empty] | I | 15 | [37 empty] | N | [36 empty] | I | [36 empty] | I | 15 |  |  |  |  | 0 |  | MROWc_vc | 0.10205 | 0.10136 | 0.12216 | 0.11905 | 0.11463 | 0.11022 | 0.10761 | 0.10575 | 0.10443 | 0.10392 | 0.10406 | 0.10439 | 0.10467 | 0.10622 | 0.10722 | 0.10723 | 0.10786 | 0.10864 | 0.1098 | 0.1107 | 0.11147 | 0.11209 | 0.11235 | 0.1125 | 0.11263 | 0.11273 | 0.11239 | 0.11188 | 0.11171 | 0.11109 | 0.11016 | [12 empty] | CDD | LA | 2799.2632 | 2856 | 2703 | 2790 | 3219 |  | MROWc_c_OFF_1.5 | 58.4665 | 54.7686 | 50.1709 | 45.8306 | 41.7261 | 37.907 | 34.0222 | 30.4982 | 27.1895 | 24.0913 | 21.1039 | 18.5866 | 16.1518 | 13.8863 | 11.7818 | 9.8363 | 8.0187 | 6.3564 | 4.9519 | 3.8327 | 2.9404 | 2.4434 | 2.0687 | 1.7422 | 1.4602 | 1.1991 | 1.0115 | 0.83349 | 0.6773 | 0.53518 | 0.40113 | 0.54555 |  |  | A | MROWc_c_OFF_1.5 | 171.4974 | 163.3534 | 155.5962 | 148.2074 | 141.1695 | 134.4657 | 128.0803 | 121.9981 | 116.2048 | 110.6865 | 105.4303 | 100.4237 | 95.6549 | 91.1125 | 86.7858 | 82.6646 | 78.7391 | 75 | 75 | 75 | 75 | 75 | 75 | 75 | 75 | 75 | 75 | 75 | 75 | 75 | 75 | D | [107 empty] | O | [34 empty] | S | [34 empty] | N | [34 empty] | G | [33 empty] | Y | [34 empty] | T | [34 empty] | T | MROWc_vc | 15% | 6% | 91% | I | [74 empty] | IT | 0.82035 |  |  |  |  | 0 | 0 | 1 | 1 | 1 | 1 | 0 | 0 | 1 | 0 | 0 | 1 | 1 | 1 | 1 | 1 | 1 | 1 | 1 | 1 | 1 | 1 | 1 | 1 | 1 | 1 | 1 | 1 | 1 | E | [147 empty] | E | [502 empty] | Y | [67 empty] | 0 | 15 | [37 empty] | 0.11244 | 0.1092 | [14 empty] | 0.099673 | [5 empty] | 12 MONTHS |  | 15 | 15 | #VALUE! | #VALUE! | T | [7 empty] | S | [70 empty] | 0 | 0.03 |  | #VALUE! | #VALUE! | #VALUE! | #VALUE! | #VALUE! | #VALUE! | #VALUE! | #VALUE! | #VALUE! | #VALUE! | #VALUE! | #VALUE! | #VALUE! | #VALUE! | #VALUE! | #VALUE! | #VALUE! | #VALUE! | #VALUE! | #VALUE! | #VALUE! | #VALUE! | #VALUE! | #VALUE! | #VALUE! | #VALUE! | #VALUE! | #VALUE! | #VALUE! | #VALUE! | #VALUE! | #VALUE! | [6 empty] | O | [34 empty] | C | [110 empty] | S | [36 empty] | S | 0 | [5 empty] | 0 |  |  |  |  | G
Excess dummy high |  |  |  | #N/A | #N/A | #N/A | #N/A | 0 | 0 | 0 | 0 | 0 | 0 | 0 | 0 | 0 | 0 | 0 | 0 | 0 | 0 | 0 | 0 | 0 | 0 | 0 | 0 | 0 | 0 | 0 | 0 | 0 | 0 | 0 |  |  | T |  | 16 | [8 empty] | 0 | K |  |  | 16 | 16 | [268 empty] | 0% | 0% | 0% | 0% | 0% | 0% | 0% | 0 | 0% | 0% | 0% | 0% | 0% | 0% |  |  |  | N | [36 empty] | S | [36 empty] | N |  |  |  | 0 | 0 | 0 | 0 | [29 empty] | 1.5°C |  |  |  | 0 | 0 | 0 | 0 | [29 empty] | 2°C | [36 empty] | G | [36 empty] | G | [77 empty] | G |  |  |  | G |  |  |  | G | 16 | [41 empty] | 1.5°C | [36 empty] | 2°C | [184 empty] | E | [36 empty] | G | [36 empty] | D | [36 empty] | D | 16 | FALSE | #N/A | 0 |  |  |  |  | str.gfa.2 | str.gfa.2 | str.gfa.2 | str.gfa.2 | str.gfa.2 | str.gfa.2 | str.gfa.2 | str.gfa.2 | str.gfa.2 | str.gfa.2 | str.gfa.2 | str.gfa.2 | str.gfa.2 | str.gfa.2 | str.gfa.2 | str.gfa.2 | str.gfa.2 | str.gfa.2 | str.gfa.2 | str.gfa.2 | str.gfa.2 | str.gfa.2 | str.gfa.2 | str.gfa.2 | str.gfa.2 | str.gfa.2 | str.gfa.2 | str.gfa.2 | str.gfa.2 | str.gfa.2 | str.gfa.2 | str.gfa.2 | str.gfa.2 | [37 empty] | C | [36 empty] | N | [36 empty] | N | 16 | [37 empty] | C | [36 empty] | N | [36 empty] | N | 16 |  |  |  |  | 0 | D | MROWc_c | 0.10205 | 0.10136 | 0.12216 | 0.11905 | 0.11463 | 0.11022 | 0.10761 | 0.10575 | 0.10443 | 0.10392 | 0.10406 | 0.10439 | 0.10467 | 0.10622 | 0.10722 | 0.10723 | 0.10786 | 0.10864 | 0.1098 | 0.1107 | 0.11147 | 0.11209 | 0.11235 | 0.1125 | 0.11263 | 0.11273 | 0.11239 | 0.11188 | 0.11171 | 0.11109 | 0.11016 | P | [11 empty] | CDD | ME | 265.7368 | 313 | 305 | 336 | 300 |  | NEWEc_vc_OFF_1.5 | 35.9968 | 33.7298 | 30.9113 | 28.2506 | 25.7345 | 23.3932 | 21.0117 | 18.8515 | 16.8231 | 14.9238 | 13.0925 | 11.5493 | 10.0567 | 8.6679 | 7.3778 | 6.1851 | 5.0709 | 4.0519 | 3.1909 | 2.5048 | 1.9578 | 1.6531 | 1.4234 | 1.2233 | 1.0504 | 0.8903 | 0.77532 | 0.66618 | 0.57043 | 0.48331 | 0.40113 | 0.54555 |  |  | B | NEWEc_vc_OFF_1.5 | 168.2628 | 157.1561 | 146.7825 | 137.0936 | 128.0443 | 119.5924 | 111.6983 | 104.3253 | 97.439 | 91.0072 | 85 | 85 | 85 | 85 | 85 | 85 | 85 | 85 | 85 | 85 | 85 | 85 | 85 | 85 | 85 | 85 | 85 | 85 | 85 | 85 | 85 | A | [107 empty] | N | [34 empty] | U | [174 empty] | MROWc_c | 15% | 6% | 91% | C | [36 empty] | S | [36 empty] | S | LV | 0.579 |  |  |  | T | 0 | 0 | 1 | 1 | 1 | 1 | 0 | 0 | 1 | 0 | 0 | 1 | 1 | 1 | 1 | 1 | 1 | 1 | 1 | 1 | 1 | 1 | 1 | 1 | 1 | 1 | 1 | 1 | 1 | [148 empty] | N | [570 empty] | 0 | 16 | [37 empty] | 0.097104 | 0.10258 | [14 empty] | 0.091503 | [7 empty] | 16 | 16 | #VALUE! | #VALUE! | I | [78 empty] | 0 | 0.03 |  | #VALUE! | #VALUE! | #VALUE! | #VALUE! | #VALUE! | #VALUE! | #VALUE! | #VALUE! | #VALUE! | #VALUE! | #VALUE! | #VALUE! | #VALUE! | #VALUE! | #VALUE! | #VALUE! | #VALUE! | #VALUE! | #VALUE! | #VALUE! | #VALUE! | #VALUE! | #VALUE! | #VALUE! | #VALUE! | #VALUE! | #VALUE! | #VALUE! | #VALUE! | #VALUE! | #VALUE! | #VALUE! | [6 empty] | N | [34 empty] | U | [36 empty] | OWN | [36 empty] | G | [74 empty] | 0 | [5 empty] | 0 |  |  |  |  | R
Excess dummy low | [7 empty] | 0 | 0 | 0 | 0 | 0 | 0 | 0 | 0 | 0 | 0 | 0 | 0 | 0 | 0 | 0 | 0 | 0 | 0 | 0 | 0 | 0 | 0 | 0 | 0 | 0 | 0 | 0 |  |  | A |  | 17 | [8 empty] | 0 | G |  |  | 17 | 17 |  |  | D | [265 empty] | 0% | 0% | 0% | 0% | 0% | 0% | 0% | 0 | 0% | 0% | 0% | 0% | 0% | 0% |  |  |  | S | [77 empty] | 0 | 0 | 0 | 0 | [33 empty] | 0 | 0 | 0 | 0 | [140 empty] | 1.5°C | [36 empty] | all GHG | [12 empty] | 17 | [115 empty] | 1.5°C | [36 empty] | 2°C | [36 empty] | 1.5°C | [36 empty] | 2°C | [36 empty] | D | [111 empty] | 17 | FALSE | #N/A | 0 |  |  |  |  | #DIV/0! | #DIV/0! | #DIV/0! | #DIV/0! | #DIV/0! | #DIV/0! | #DIV/0! | #DIV/0! | #DIV/0! | #DIV/0! | #DIV/0! | #DIV/0! | #DIV/0! | #DIV/0! | #DIV/0! | #DIV/0! | #DIV/0! | #DIV/0! | #DIV/0! | #DIV/0! | #DIV/0! | #DIV/0! | #DIV/0! | #DIV/0! | #DIV/0! | #DIV/0! | #DIV/0! | #DIV/0! | #DIV/0! | #DIV/0! | #DIV/0! | #DIV/0! | #DIV/0! | [37 empty] | L | [36 empty] | C | [36 empty] | C | 17 | [37 empty] | L | [36 empty] | C | [36 empty] | C | 17 |  |  |  |  | 0 | I | NEWEc_vc | 0.10205 | 0.10136 | 0.12216 | 0.11905 | 0.11463 | 0.11022 | 0.10761 | 0.10575 | 0.10443 | 0.10392 | 0.10406 | 0.10439 | 0.10467 | 0.10622 | 0.10722 | 0.10723 | 0.10786 | 0.10864 | 0.1098 | 0.1107 | 0.11147 | 0.11209 | 0.11235 | 0.1125 | 0.11263 | 0.11273 | 0.11239 | 0.11188 | 0.11171 | 0.11109 | 0.11016 | R | [11 empty] | CDD | MD | 1218.7368 | 1251 | 1303 | 1212 | 1105 |  | NEWEc_c_OFF_1.5 | 37.2931 | 34.9436 | 32.0225 | 29.2648 | 26.6571 | 24.2306 | 21.7624 | 19.5234 | 17.4212 | 15.4527 | 13.5547 | 11.9553 | 10.4084 | 8.969 | 7.6319 | 6.3958 | 5.241 | 4.1849 | 3.2925 | 2.5814 | 2.0145 | 1.6987 | 1.4606 | 1.2532 | 1.074 | 0.90812 | 0.78894 | 0.67583 | 0.5766 | 0.4863 | 0.40113 | 0.62987 |  |  | A | NEWEc_c_OFF_1.5 | 171.4974 | 160.0754 | 149.4141 | 139.4628 | 130.1744 | 121.5045 | 113.4121 | 105.8587 | 98.8083 | 92.2275 | 86.085 | 80.3516 | 75 | 75 | 75 | 75 | 75 | 75 | 75 | 75 | 75 | 75 | 75 | 75 | 75 | 75 | 75 | 75 | 75 | 75 | 75 | T | [142 empty] | M | [69 empty] | & | [68 empty] | 1.5°C | [34 empty] | 2°C | NEWEc_vc | 15% | 6% | 91% | I | [74 empty] | LT | 0.5872 |  |  |  |  | 0 | 0 | 1 | 1 | 1 | 1 | 0 | 0 | 1 | 0 | 0 | 1 | 1 | 1 | 1 | 1 | 1 | 1 | 1 | 1 | 1 | 1 | 1 | 1 | 1 | 1 | 1 | 1 | 1 | D | [147 empty] | T | [502 empty] | after | [67 empty] | 0 | 17 | [37 empty] | 0.086882 | 0.087028 | [14 empty] | 0.083333 | [7 empty] | 17 | 17 | #VALUE! | #VALUE! | E | [7 empty] | CVaR | [70 empty] | 0 | 0.03 |  | #VALUE! | #VALUE! | #VALUE! | #VALUE! | #VALUE! | #VALUE! | #VALUE! | #VALUE! | #VALUE! | #VALUE! | #VALUE! | #VALUE! | #VALUE! | #VALUE! | #VALUE! | #VALUE! | #VALUE! | #VALUE! | #VALUE! | #VALUE! | #VALUE! | #VALUE! | #VALUE! | #VALUE! | #VALUE! | #VALUE! | #VALUE! | #VALUE! | #VALUE! | #VALUE! | #VALUE! | #VALUE! | [41 empty] | R | [36 empty] | TARGET | [73 empty] | OWN | [36 empty] | OWN | 0 | [5 empty] | 0 |  |  |  |  | A
Excess dummy | [7 empty] | 0 | 0 | 0 | 0 | 0 | 0 | 0 | 0 | 0 | 0 | 0 | 0 | 0 | 0 | 0 | 0 | 0 | 0 | 0 | 0 | 0 | 0 | 0 | 0 | 0 | 0 | 0 |  |  |  |  | 18 | [8 empty] | 0 | R |  |  | 18 | 18 |  |  | U | [265 empty] | 0% | 0% | 0% | 0% | 0% | 0% | 0% | 0 | 0% | 0% | 0% | 0% | 0% | 0% | [40 empty] | S | [36 empty] | S |  |  |  | 0 | 0 | 0 | 0 | [33 empty] | 0 | 0 | 0 | 0 | [181 empty] | I |  |  |  | I |  |  |  | I | 18 | [300 empty] | (0=SOLD) | [36 empty] | 1.5°C | [36 empty] | 2°C | 18 | FALSE | #N/A | 0 |  |  |  |  | Nstr.gfa.2 | Nstr.gfa.2 | Nstr.gfa.2 | Nstr.gfa.2 | Nstr.gfa.2 | Nstr.gfa.2 | Nstr.gfa.2 | Nstr.gfa.2 | Nstr.gfa.2 | Nstr.gfa.2 | Nstr.gfa.2 | Nstr.gfa.2 | Nstr.gfa.2 | Nstr.gfa.2 | Nstr.gfa.2 | Nstr.gfa.2 | Nstr.gfa.2 | Nstr.gfa.2 | Nstr.gfa.2 | Nstr.gfa.2 | Nstr.gfa.2 | Nstr.gfa.2 | Nstr.gfa.2 | Nstr.gfa.2 | Nstr.gfa.2 | Nstr.gfa.2 | Nstr.gfa.2 | Nstr.gfa.2 | Nstr.gfa.2 | Nstr.gfa.2 | Nstr.gfa.2 | Nstr.gfa.2 | Nstr.gfa.2 | [37 empty] | U | [36 empty] | L | [36 empty] | L | 18 | [37 empty] | U | [36 empty] | L | [36 empty] | L | 18 |  |  |  |  | 0 | A | NEWEc_c | 0.10205 | 0.10136 | 0.12216 | 0.11905 | 0.11463 | 0.11022 | 0.10761 | 0.10575 | 0.10443 | 0.10392 | 0.10406 | 0.10439 | 0.10467 | 0.10622 | 0.10722 | 0.10723 | 0.10786 | 0.10864 | 0.1098 | 0.1107 | 0.11147 | 0.11209 | 0.11235 | 0.1125 | 0.11263 | 0.11273 | 0.11239 | 0.11188 | 0.11171 | 0.11109 | 0.11016 | I | [11 empty] | CDD | MA | 582.4211 | 702 | 667 | 708 | 571 |  | NWPPc_vc_OFF_1.5 | 38.9252 | 36.4717 | 33.4213 | 30.5417 | 27.8186 | 25.2847 | 22.7073 | 20.3693 | 18.1741 | 16.1186 | 14.1366 | 12.4665 | 10.8511 | 9.348 | 7.9517 | 6.661 | 5.4551 | 4.3522 | 3.4204 | 2.6778 | 2.0858 | 1.7561 | 1.5075 | 1.2909 | 1.1038 | 0.93054 | 0.8061 | 0.68798 | 0.58436 | 0.49007 | 0.40113 | 0.64833 |  |  | S | NWPPc_vc_OFF_1.5 | 168.2628 | 159.6522 | 151.4823 | 143.7305 | 136.3754 | 129.3966 | 122.775 | 116.4922 | 110.531 | 104.8748 | 99.508 | 94.4159 | 89.5843 | 85 | 85 | 85 | 85 | 85 | 85 | 85 | 85 | 85 | 85 | 85 | 85 | 85 | 85 | 85 | 85 | 85 | 85 | A | [107 empty] | F | [34 empty] | P | [174 empty] | NEWEc_c | 15% | 6% | 91% | T | [36 empty] | S | [36 empty] | S | LU | 0.88728 |  |  |  | Part I | 0 | 0 | 1 | 1 | 1 | 1 | 0 | 0 | 1 | 0 | 1 | 1 | 1 | 1 | 1 | 1 | 1 | 1 | 1 | 1 | 1 | 1 | 1 | 1 | 1 | 1 | 1 | 1 | 1 | A | [718 empty] | 0 | 18 | [37 empty] | 0.093697 | 0.097617 | [14 empty] | 0.083333 | [7 empty] | 18 | 18 | #VALUE! | #VALUE! | S | [78 empty] | 0 | 0.03 |  | #VALUE! | #VALUE! | #VALUE! | #VALUE! | #VALUE! | #VALUE! | #VALUE! | #VALUE! | #VALUE! | #VALUE! | #VALUE! | #VALUE! | #VALUE! | #VALUE! | #VALUE! | #VALUE! | #VALUE! | #VALUE! | #VALUE! | #VALUE! | #VALUE! | #VALUE! | #VALUE! | #VALUE! | #VALUE! | #VALUE! | #VALUE! | #VALUE! | #VALUE! | #VALUE! | #VALUE! | #VALUE! | [6 empty] | vs. | [34 empty] | E | [110 empty] | TARGET | [36 empty] | TARGET | 0 | [5 empty] | 0 |  |  |  |  | M
2024 Performance | [36 empty] | (continues in row 355307) |  | 19 | [8 empty] | 0 | O |  |  | 19 | 19 |  |  | M | [265 empty] | 0% | 0% | 0% | 0% | 0% | 0% | 0% | 0 | 0% | 0% | 0% | 0% | 0% | 0% |  |  |  | + | [77 empty] | 0 | 0 | 0 | 0 | [33 empty] | 0 | 0 | 0 | 0 | [66 empty] | E | [36 empty] | E | [86 empty] | 19 | [189 empty] | I | [36 empty] | I | [148 empty] | 19 | FALSE | #N/A | 0 |  |  |  |  | #DIV/0! | #DIV/0! | #DIV/0! | #DIV/0! | #DIV/0! | #DIV/0! | #DIV/0! | #DIV/0! | #DIV/0! | #DIV/0! | #DIV/0! | #DIV/0! | #DIV/0! | #DIV/0! | #DIV/0! | #DIV/0! | #DIV/0! | #DIV/0! | #DIV/0! | #DIV/0! | #DIV/0! | #DIV/0! | #DIV/0! | #DIV/0! | #DIV/0! | #DIV/0! | #DIV/0! | #DIV/0! | #DIV/0! | #DIV/0! | #DIV/0! | #DIV/0! | #DIV/0! | [37 empty] | D | [36 empty] | U | [36 empty] | U | 19 | [37 empty] | D | [36 empty] | U | [36 empty] | U | 19 |  |  |  |  | 0 | G | NWPPc_vc | 0.10205 | 0.10136 | 0.12216 | 0.11905 | 0.11463 | 0.11022 | 0.10761 | 0.10575 | 0.10443 | 0.10392 | 0.10406 | 0.10439 | 0.10467 | 0.10622 | 0.10722 | 0.10723 | 0.10786 | 0.10864 | 0.1098 | 0.1107 | 0.11147 | 0.11209 | 0.11235 | 0.1125 | 0.11263 | 0.11273 | 0.11239 | 0.11188 | 0.11171 | 0.11109 | 0.11016 | C | [11 empty] | CDD | MI | 635.4737 | 699 | 762 | 669 | 523 |  | NWPPc_c_OFF_1.5 | 40.5972 | 38.0373 | 34.8545 | 31.8499 | 29.0086 | 26.3648 | 23.6755 | 21.236 | 18.9455 | 16.8007 | 14.7328 | 12.9901 | 11.3046 | 9.7363 | 8.2795 | 6.9327 | 5.6744 | 4.5237 | 3.5515 | 2.7766 | 2.159 | 1.8149 | 1.5555 | 1.3295 | 1.1343 | 0.95352 | 0.82367 | 0.70043 | 0.59231 | 0.49393 | 0.40113 | 0.57506 |  |  | E | NWPPc_c_OFF_1.5 | 171.4974 | 162.2972 | 153.5906 | 145.3511 | 137.5536 | 130.1744 | 123.191 | 116.5823 | 110.3281 | 104.4094 | 98.8083 | 93.5076 | 88.4913 | 83.7441 | 79.2515 | 75 | 75 | 75 | 75 | 75 | 75 | 75 | 75 | 75 | 75 | 75 | 75 | 75 | 75 | 75 | 75 | B | [107 empty] | A | [34 empty] | T | [69 empty] | C | [104 empty] | NWPPc_vc | 15% | 6% | 91% | Y | [74 empty] | MT | 1 |  |  |  |  | 0 | 0 | 1 | 1 | 1 | 1 | 0 | 0 | 1 | 0 | 1 | 1 | 1 | 1 | 1 | 1 | 1 | 1 | 1 | 1 | 1 | 1 | 1 | 1 | 1 | 1 | 1 | 1 | 1 | T | [147 empty] | C | [502 empty] | R | [67 empty] | 0 | 19 | [37 empty] | 0.083475 | 0.08041 | [14 empty] | 0.075163 | [7 empty] | 19 | 19 | #VALUE! | #VALUE! | [79 empty] | 0 | 0.03 |  | #VALUE! | #VALUE! | #VALUE! | #VALUE! | #VALUE! | #VALUE! | #VALUE! | #VALUE! | #VALUE! | #VALUE! | #VALUE! | #VALUE! | #VALUE! | #VALUE! | #VALUE! | #VALUE! | #VALUE! | #VALUE! | #VALUE! | #VALUE! | #VALUE! | #VALUE! | #VALUE! | #VALUE! | #VALUE! | #VALUE! | #VALUE! | #VALUE! | #VALUE! | #VALUE! | #VALUE! | #VALUE! | [41 empty] | M | [73 empty] | E | [74 empty] | 0 | [5 empty] | 0
Electricity EF | [38 empty] | 20 | [8 empty] | 0 | U |  |  | 20 | 20 |  |  | M | [265 empty] | 0% | 0% | 0% | 0% | 0% | 0% | 0% | 0 | 0% | 0% | 0% | 0% | 0% | 0% | [40 empty] | I | [36 empty] | I |  |  |  | 0 | 0 | 0 | 0 | [33 empty] | 0 | 0 | 0 | 0 | [181 empty] | N |  |  |  | N |  |  |  | N | 20 | [189 empty] | N | [36 empty] | N | [148 empty] | 20 | FALSE | #N/A | 0 | [74 empty] | E | [36 empty] | D | [36 empty] | D | 20 | [37 empty] | E | [36 empty] | D | [36 empty] | D | 20 |  |  |  |  | 0 | R | NWPPc_c | 0.10205 | 0.10136 | 0.12216 | 0.11905 | 0.11463 | 0.11022 | 0.10761 | 0.10575 | 0.10443 | 0.10392 | 0.10406 | 0.10439 | 0.10467 | 0.10622 | 0.10722 | 0.10723 | 0.10786 | 0.10864 | 0.1098 | 0.1107 | 0.11147 | 0.11209 | 0.11235 | 0.1125 | 0.11263 | 0.11273 | 0.11239 | 0.11188 | 0.11171 | 0.11109 | 0.11016 | E | [11 empty] | CDD | MN | 504.2105 | 552 | 651 | 496 | 579 |  | NWPPc_mm_OFF_1.5 | 43.7652 | 41.0035 | 37.5699 | 34.3285 | 31.2633 | 28.4111 | 25.5098 | 22.8781 | 20.407 | 18.0933 | 15.8623 | 13.9823 | 12.164 | 10.4721 | 8.9004 | 7.4475 | 6.09 | 4.8486 | 3.7997 | 2.9638 | 2.2975 | 1.9263 | 1.6465 | 1.4027 | 1.1921 | 0.99706 | 0.85698 | 0.72402 | 0.60738 | 0.50124 | 0.40113 | 0.58759 |  |  |  | NWPPc_mm_OFF_1.5 | 175.2546 | 165.322 | 155.9524 | 147.1139 | 138.7762 | 130.9111 | 123.4917 | 116.4928 | 109.8906 | 103.6626 | 97.7875 | 92.2454 | 87.0174 | 82.0857 | 77.4335 | 73.045 | 68.9052 | 65 | 65 | 65 | 65 | 65 | 65 | 65 | 65 | 65 | 65 | 65 | 65 | 65 | 65 | A | [107 empty] | C | [34 empty] | I | [69 empty] | O | [104 empty] | NWPPc_c | 15% | 6% | 91% | [37 empty] | I | [36 empty] | I | NL | 0.72447 |  |  |  |  | 0 | 0 | 1 | 1 | 1 | 1 | 0 | 0 | 1 | 0 | 1 | 1 | 1 | 1 | 1 | 1 | 1 | 1 | 1 | 1 | 1 | 1 | 1 | 1 | 1 | 1 | 1 | 1 | 1 | A | [147 empty] | O | [502 empty] | E | [67 empty] | 0 | 20 | [37 empty] | 0.06644 | 0.06949 | [14 empty] | 0.075163 | [7 empty] | 20 | 20 | #VALUE! | #VALUE! | [79 empty] | 0 | 0.03 |  | #VALUE! | #VALUE! | #VALUE! | #VALUE! | #VALUE! | #VALUE! | #VALUE! | #VALUE! | #VALUE! | #VALUE! | #VALUE! | #VALUE! | #VALUE! | #VALUE! | #VALUE! | #VALUE! | #VALUE! | #VALUE! | #VALUE! | #VALUE! | #VALUE! | #VALUE! | #VALUE! | #VALUE! | #VALUE! | #VALUE! | #VALUE! | #VALUE! | #VALUE! | #VALUE! | #VALUE! | #VALUE! | [6 empty] | C | [34 empty] | E | [148 empty] | 0 | [5 empty] | 0
|  |  |  | 2020 | 2021 | 2022 | 2023 | 2024 | 2025 | 2026 | 2027 | 2028 | 2029 | 2030 | 2031 | 2032 | 2033 | 2034 | 2035 | 2036 | 2037 | 2038 | 2039 | 2040 | 2041 | 2042 | 2043 | 2044 | 2045 | 2046 | 2047 | 2048 | 2049 | 2050 | 2051 | 2052 |  |  | 21 | [8 empty] | 0 | N |  |  | 21 | 21 |  |  | Y | [265 empty] | 0% | 0% | 0% | 0% | 0% | 0% | 0% | 0 | 0% | 0% | 0% | 0% | 0% | 0% |  |  |  | N | [77 empty] | 0 | 0 | 0 | 0 | [33 empty] | 0 | 0 | 0 | 0 | [66 empty] | V | [36 empty] | V | [86 empty] | 21 | [189 empty] | C | [36 empty] | C | [148 empty] | 21 | FALSE | #N/A | 0 | [74 empty] | D | [36 empty] | E | [36 empty] | E | 21 | [37 empty] | D | [36 empty] | E | [36 empty] | E | 21 |  |  |  |  | 0 | A | NWPPc_mm | 0.10205 | 0.10136 | 0.12216 | 0.11905 | 0.11463 | 0.11022 | 0.10761 | 0.10575 | 0.10443 | 0.10392 | 0.10406 | 0.10439 | 0.10467 | 0.10622 | 0.10722 | 0.10723 | 0.10786 | 0.10864 | 0.1098 | 0.1107 | 0.11147 | 0.11209 | 0.11235 | 0.1125 | 0.11263 | 0.11273 | 0.11239 | 0.11188 | 0.11171 | 0.11109 | 0.11016 | S | [11 empty] | CDD | MS | 2271.3158 | 2262 | 2174 | 2337 | 2528 |  | NWPPc_w_OFF_1.5 | 40.5601 | 38.0025 | 34.8227 | 31.8209 | 28.9822 | 26.3408 | 23.654 | 21.2168 | 18.9284 | 16.7856 | 14.7195 | 12.9785 | 11.2946 | 9.7277 | 8.2722 | 6.9266 | 5.6695 | 4.5199 | 3.5485 | 2.7744 | 2.1573 | 1.8136 | 1.5545 | 1.3287 | 1.1336 | 0.95301 | 0.82328 | 0.70016 | 0.59214 | 0.49384 | 0.40113 | 0.59131 |  |  |  | NWPPc_w_OFF_1.5 | 158.4138 | 149.3719 | 140.8462 | 132.8071 | 125.2268 | 118.0792 | 111.3396 | 104.9846 | 98.9924 | 93.3422 | 88.0144 | 82.9908 | 78.2539 | 73.7874 | 69.5758 | 65.6046 | 61.8601 | 58.3293 | 55 | 55 | 55 | 55 | 55 | 55 | 55 | 55 | 55 | 55 | 55 | 55 | 55 | S | [107 empty] | T | [34 empty] | O | [69 empty] | O | [104 empty] | NWPPc_mm | 15% | 6% | 91% | F | [74 empty] | NO | 1.1 |  |  |  |  | 0 | 0 | 1 | 1 | 1 | 1 | 0 | 0 | 1 | 0 | 1 | 1 | 1 | 1 | 1 | 1 | 1 | 1 | 1 | 1 | 1 | 1 | 1 | 1 | 1 | 1 | 1 | 1 | 1 | [148 empty] | S | [502 empty] | T | [67 empty] | 0 | 21 | [37 empty] | 0.069847 | 0.076109 | [14 empty] | 0.083333 | [7 empty] | 21 | 21 | #VALUE! | #VALUE! | [79 empty] | 0 | 0.03 |  | #VALUE! | #VALUE! | #VALUE! | #VALUE! | #VALUE! | #VALUE! | #VALUE! | #VALUE! | #VALUE! | #VALUE! | #VALUE! | #VALUE! | #VALUE! | #VALUE! | #VALUE! | #VALUE! | #VALUE! | #VALUE! | #VALUE! | #VALUE! | #VALUE! | #VALUE! | #VALUE! | #VALUE! | #VALUE! | #VALUE! | #VALUE! | #VALUE! | #VALUE! | #VALUE! | #VALUE! | #VALUE! | [6 empty] | O | [34 empty] | N | [73 empty] | V | [74 empty] | 0 | [5 empty] | 0
AZNMc_c | AZNMc_Cool_5B |  |  | 0.38562 | 0.37334 | 0.34662 | 0.31989 | 0.29316 | 0.26643 | 0.2397 | 0.19511 | 0.15051 | 0.13471 | 0.11891 | 0.10882 | 0.098728 | 0.088636 | 0.078543 | 0.068451 | 0.063418 | 0.058386 | 0.053353 | 0.048321 | 0.043288 | 0.041129 | 0.038969 | 0.036809 | 0.03465 | 0.03249 | 0.032895 | 0.0333 | 0.033705 | 0.03411 | 0.034515 |  |  | E |  | 22 | [8 empty] | 0 | D |  |  | 22 | 22 | [268 empty] | 0% | 0% | 0% | 0% | 0% | 0% | 0% | 0 | 0% | 0% | 0% | 0% | 0% | 0% |  |  |  | O | [36 empty] | O | [36 empty] | T |  |  |  | 0 | 0 | 0 | 0 | [33 empty] | 0 | 0 | 0 | 0 | [181 empty] | F |  |  |  | F |  |  |  | F | 22 | [189 empty] | L | [36 empty] | L | [148 empty] | 22 | FALSE | #N/A | 0 |  |  |  |  | str.gav.1.5 | str.gav.1.5 | str.gav.1.5 | str.gav.1.5 | str.gav.1.5 | str.gav.1.5 | str.gav.1.5 | str.gav.1.5 | str.gav.1.5 | str.gav.1.5 | str.gav.1.5 | str.gav.1.5 | str.gav.1.5 | str.gav.1.5 | str.gav.1.5 | str.gav.1.5 | str.gav.1.5 | str.gav.1.5 | str.gav.1.5 | str.gav.1.5 | str.gav.1.5 | str.gav.1.5 | str.gav.1.5 | str.gav.1.5 | str.gav.1.5 | str.gav.1.5 | str.gav.1.5 | str.gav.1.5 | str.gav.1.5 | str.gav.1.5 | str.gav.1.5 | str.gav.1.5 | str.gav.1.5 | [74 empty] | D | [36 empty] | D | 22 | [74 empty] | D | [36 empty] | D | 22 |  |  |  |  | 0 | M | NWPPc_w | 0.10205 | 0.10136 | 0.12216 | 0.11905 | 0.11463 | 0.11022 | 0.10761 | 0.10575 | 0.10443 | 0.10392 | 0.10406 | 0.10439 | 0.10467 | 0.10622 | 0.10722 | 0.10723 | 0.10786 | 0.10864 | 0.1098 | 0.1107 | 0.11147 | 0.11209 | 0.11235 | 0.1125 | 0.11263 | 0.11273 | 0.11239 | 0.11188 | 0.11171 | 0.11109 | 0.11016 | [12 empty] | CDD | MO | 1337.6842 | 1222 | 1378 | 1399 | 1353 |  | NYSTc_vc_OFF_1.5 | 42.6725 | 39.9804 | 36.6333 | 33.4736 | 30.4856 | 27.7052 | 24.8771 | 22.3117 | 19.9029 | 17.6474 | 15.4727 | 13.6401 | 11.8676 | 10.2183 | 8.6862 | 7.2699 | 5.9467 | 4.7366 | 3.7141 | 2.8993 | 2.2497 | 1.8879 | 1.6151 | 1.3774 | 1.1722 | 0.98204 | 0.84549 | 0.71589 | 0.60218 | 0.49872 | 0.40113 | 0.57977 |  |  |  | NYSTc_vc_OFF_1.5 | 168.2628 | 160.7744 | 153.6192 | 146.7825 | 140.25 | 134.0083 | 128.0443 | 122.3458 | 116.9009 | 111.6983 | 106.7272 | 101.9774 | 97.439 | 93.1025 | 88.9591 | 85 | 85 | 85 | 85 | 85 | 85 | 85 | 85 | 85 | 85 | 85 | 85 | 85 | 85 | 85 | 85 | E | [107 empty] | O | [34 empty] | N | [69 empty] | L | [104 empty] | NWPPc_w | 15% | 6% | 91% | O | [36 empty] | O | [36 empty] | O | PL | 0.58906 |  |  |  |  | 0 | 0 | 1 | 1 | 1 | 1 | 0 | 0 | 1 | 0 | 1 | 1 | 1 | 1 | 1 | 1 | 1 | 1 | 1 | 1 | 1 | 1 | 1 | 1 | 1 | 1 | 1 | 1 | 1 | [148 empty] | T | [502 empty] | R | [67 empty] | 0 | 22 | [37 empty] | 0.062351 | 0.066181 | [14 empty] | 0.083333 | [7 empty] | 22 | 22 | #VALUE! | #VALUE! | [79 empty] | 0 | 0.03 |  | #VALUE! | #VALUE! | #VALUE! | #VALUE! | #VALUE! | #VALUE! | #VALUE! | #VALUE! | #VALUE! | #VALUE! | #VALUE! | #VALUE! | #VALUE! | #VALUE! | #VALUE! | #VALUE! | #VALUE! | #VALUE! | #VALUE! | #VALUE! | #VALUE! | #VALUE! | #VALUE! | #VALUE! | #VALUE! | #VALUE! | #VALUE! | #VALUE! | #VALUE! | #VALUE! | #VALUE! | #VALUE! | [6 empty] | N | [34 empty] | T | [148 empty] | 0 | [5 empty] | 0
AZNMc_vh | AZNMc_Hot or very hot_2B |  |  | 0.38562 | 0.37334 | 0.34662 | 0.31989 | 0.29316 | 0.26643 | 0.2397 | 0.19511 | 0.15051 | 0.13471 | 0.11891 | 0.10882 | 0.098728 | 0.088636 | 0.078543 | 0.068451 | 0.063418 | 0.058386 | 0.053353 | 0.048321 | 0.043288 | 0.041129 | 0.038969 | 0.036809 | 0.03465 | 0.03249 | 0.032895 | 0.0333 | 0.033705 | 0.03411 | 0.034515 |  |  | L |  | 23 | [8 empty] | 0 |  |  |  | 23 | 23 | [268 empty] | 0% | 0% | 0% | 0% | 0% | 0% | 0% | 0 | 0% | 0% | 0% | 0% | 0% | 0% |  |  |  | R | [77 empty] | 0 | 0 | 0 | 0 | [33 empty] | 0 | 0 | 0 | 0 | [66 empty] | E | [36 empty] | E | [86 empty] | 23 | [189 empty] | U | [36 empty] | U | [148 empty] | 23 | FALSE | #N/A | 0 |  |  |  |  | #DIV/0! | #DIV/0! | #DIV/0! | #DIV/0! | #DIV/0! | #DIV/0! | #DIV/0! | #DIV/0! | #DIV/0! | #DIV/0! | #DIV/0! | #DIV/0! | #DIV/0! | #DIV/0! | #DIV/0! | #DIV/0! | #DIV/0! | #DIV/0! | #DIV/0! | #DIV/0! | #DIV/0! | #DIV/0! | #DIV/0! | #DIV/0! | #DIV/0! | #DIV/0! | #DIV/0! | #DIV/0! | #DIV/0! | #DIV/0! | #DIV/0! | #DIV/0! | #DIV/0! | [112 empty] | 23 | [112 empty] | 23 |  |  |  |  | 0 |  | NYSTc_vc | 0.10205 | 0.10136 | 0.12216 | 0.11905 | 0.11463 | 0.11022 | 0.10761 | 0.10575 | 0.10443 | 0.10392 | 0.10406 | 0.10439 | 0.10467 | 0.10622 | 0.10722 | 0.10723 | 0.10786 | 0.10864 | 0.1098 | 0.1107 | 0.11147 | 0.11209 | 0.11235 | 0.1125 | 0.11263 | 0.11273 | 0.11239 | 0.11188 | 0.11171 | 0.11109 | 0.11016 | [12 empty] | CDD | MT | 223.1579 | 202 | 341 | 313 | 236 |  | NYSTc_c_OFF_1.5 | 44.8253 | 41.9961 | 38.4785 | 35.1579 | 32.0177 | 29.0958 | 26.1236 | 23.4275 | 20.8961 | 18.5258 | 16.2403 | 14.3143 | 12.4515 | 10.7183 | 9.1082 | 7.6197 | 6.2291 | 4.9574 | 3.8828 | 3.0265 | 2.3439 | 1.9636 | 1.677 | 1.4272 | 1.2114 | 1.0116 | 0.86812 | 0.73191 | 0.61242 | 0.50369 | 0.40113 | 0.54489 |  |  |  | NYSTc_c_OFF_1.5 | 171.4974 | 162.8575 | 154.6529 | 146.8616 | 139.4628 | 132.4368 | 125.7647 | 119.4288 | 113.4121 | 107.6985 | 102.2727 | 97.1203 | 92.2275 | 87.5811 | 83.1689 | 78.9789 | 75 | 75 | 75 | 75 | 75 | 75 | 75 | 75 | 75 | 75 | 75 | 75 | 75 | 75 | 75 | [108 empty] | R | [104 empty] | I | [104 empty] | NYSTc_vc | 15% | 6% | 91% | R | [74 empty] | PT | 0.51266 |  |  |  |  | 0 | 0 | 1 | 1 | 1 | 1 | 0 | 0 | 1 | 0 | 1 | 1 | 1 | 1 | 1 | 1 | 1 | 1 | 1 | 1 | 1 | 1 | 1 | 1 | 1 | 1 | 1 | 1 | 1 | [651 empty] | O | [67 empty] | 0 | 23 | [37 empty] | 0.073254 | 0.072799 | [14 empty] | 0.080065 | [7 empty] | 23 | 23 | #VALUE! | #VALUE! | [79 empty] | 0 | 0.03 |  | #VALUE! | #VALUE! | #VALUE! | #VALUE! | #VALUE! | #VALUE! | #VALUE! | #VALUE! | #VALUE! | #VALUE! | #VALUE! | #VALUE! | #VALUE! | #VALUE! | #VALUE! | #VALUE! | #VALUE! | #VALUE! | #VALUE! | #VALUE! | #VALUE! | #VALUE! | #VALUE! | #VALUE! | #VALUE! | #VALUE! | #VALUE! | #VALUE! | #VALUE! | #VALUE! | #VALUE! | #VALUE! | [6 empty] | S | [108 empty] | E | [74 empty] | 0 | [5 empty] | 0
AZNMc_mm | AZNMc_Mixed mild_4B |  |  | 0.38562 | 0.37334 | 0.34662 | 0.31989 | 0.29316 | 0.26643 | 0.2397 | 0.19511 | 0.15051 | 0.13471 | 0.11891 | 0.10882 | 0.098728 | 0.088636 | 0.078543 | 0.068451 | 0.063418 | 0.058386 | 0.053353 | 0.048321 | 0.043288 | 0.041129 | 0.038969 | 0.036809 | 0.03465 | 0.03249 | 0.032895 | 0.0333 | 0.033705 | 0.03411 | 0.034515 |  |  | E |  | 24 | [8 empty] | 0 | C |  |  | 24 | 24 | [268 empty] | 0% | 0% | 0% | 0% | 0% | 0% | 0% | 0 | 0% | 0% | 0% | 0% | 0% | 0% |  |  |  | M | [36 empty] | N | [36 empty] | Y |  |  |  | 0 | 0 | 0 | 0 | [33 empty] | 0 | 0 | 0 | 0 | [181 empty] | O |  |  |  | O |  |  |  | O | 24 | [189 empty] | D | [36 empty] | D | [148 empty] | 24 | FALSE | #N/A | 0 |  |  |  |  | Nstr.gav.1.5 | Nstr.gav.1.5 | Nstr.gav.1.5 | Nstr.gav.1.5 | Nstr.gav.1.5 | Nstr.gav.1.5 | Nstr.gav.1.5 | Nstr.gav.1.5 | Nstr.gav.1.5 | Nstr.gav.1.5 | Nstr.gav.1.5 | Nstr.gav.1.5 | Nstr.gav.1.5 | Nstr.gav.1.5 | Nstr.gav.1.5 | Nstr.gav.1.5 | Nstr.gav.1.5 | Nstr.gav.1.5 | Nstr.gav.1.5 | Nstr.gav.1.5 | Nstr.gav.1.5 | Nstr.gav.1.5 | Nstr.gav.1.5 | Nstr.gav.1.5 | Nstr.gav.1.5 | Nstr.gav.1.5 | Nstr.gav.1.5 | Nstr.gav.1.5 | Nstr.gav.1.5 | Nstr.gav.1.5 | Nstr.gav.1.5 | Nstr.gav.1.5 | Nstr.gav.1.5 | [112 empty] | 24 | [112 empty] | 24 |  |  |  |  | 0 |  | NYSTc_c | 0.10205 | 0.10136 | 0.12216 | 0.11905 | 0.11463 | 0.11022 | 0.10761 | 0.10575 | 0.10443 | 0.10392 | 0.10406 | 0.10439 | 0.10467 | 0.10622 | 0.10722 | 0.10723 | 0.10786 | 0.10864 | 0.1098 | 0.1107 | 0.11147 | 0.11209 | 0.11235 | 0.1125 | 0.11263 | 0.11273 | 0.11239 | 0.11188 | 0.11171 | 0.11109 | 0.11016 | [12 empty] | CDD | NE | 1056.5263 | 1093 | 1173 | 1185 | 1117 |  | NYSTc_mm_OFF_1.5 | 49.0941 | 45.993 | 42.1375 | 38.4978 | 35.0558 | 31.8531 | 28.5954 | 25.6402 | 22.8655 | 20.2674 | 17.7623 | 15.6513 | 13.6095 | 11.7097 | 9.9448 | 8.3134 | 6.7891 | 5.3952 | 4.2174 | 3.2788 | 2.5305 | 2.1138 | 1.7996 | 1.5258 | 1.2893 | 1.0703 | 0.91299 | 0.7637 | 0.63273 | 0.51354 | 0.40113 | 0.5832 |  |  |  | NYSTc_mm_OFF_1.5 | 175.2546 | 166.7752 | 158.7061 | 151.0275 | 143.7203 | 136.7667 | 130.1495 | 123.8525 | 117.8601 | 112.1577 | 106.7312 | 101.5672 | 96.6531 | 91.9767 | 87.5266 | 83.2918 | 79.2619 | 75.427 | 71.7776 | 68.3048 | 65 | 65 | 65 | 65 | 65 | 65 | 65 | 65 | 65 | 65 | 65 | [213 empty] | N | [104 empty] | NYSTc_c | 15% | 6% | 91% | . | [36 empty] | N | [36 empty] | N | RO | 0.41439 |  |  |  |  | 0 | 0 | 1 | 1 | 1 | 1 | 0 | 0 | 1 | 0 | 1 | 1 | 1 | 1 | 1 | 1 | 1 | 1 | 1 | 1 | 1 | 1 | 1 | 1 | 1 | 1 | 1 | 1 | 1 | [148 empty] | FORMULA | [502 empty] | F | [67 empty] | 0 | 24 | [37 empty] | 0.073935 | 0.072138 | [14 empty] | 0.080065 | [7 empty] | 24 | 24 | #VALUE! | #VALUE! | [79 empty] | 0 | 0.03 |  | #VALUE! | #VALUE! | #VALUE! | #VALUE! | #VALUE! | #VALUE! | #VALUE! | #VALUE! | #VALUE! | #VALUE! | #VALUE! | #VALUE! | #VALUE! | #VALUE! | #VALUE! | #VALUE! | #VALUE! | #VALUE! | #VALUE! | #VALUE! | #VALUE! | #VALUE! | #VALUE! | #VALUE! | #VALUE! | #VALUE! | #VALUE! | #VALUE! | #VALUE! | #VALUE! | #VALUE! | #VALUE! | [6 empty] | U | [183 empty] | 0 | [5 empty] | 0
AZNMc_w | AZNMc_Warm_3B |  |  | 0.38562 | 0.37334 | 0.34662 | 0.31989 | 0.29316 | 0.26643 | 0.2397 | 0.19511 | 0.15051 | 0.13471 | 0.11891 | 0.10882 | 0.098728 | 0.088636 | 0.078543 | 0.068451 | 0.063418 | 0.058386 | 0.053353 | 0.048321 | 0.043288 | 0.041129 | 0.038969 | 0.036809 | 0.03465 | 0.03249 | 0.032895 | 0.0333 | 0.033705 | 0.03411 | 0.034515 |  |  | C |  | 25 | [8 empty] | 0 | A |  |  | 25 | 25 | [268 empty] | 0% | 0% | 0% | 0% | 0% | 0% | 0% | 0 | 0% | 0% | 0% | 0% | 0% | 0% |  |  |  | A | [77 empty] | 0 | 0 | 0 | 0 | [33 empty] | 0 | 0 | 0 | 0 | [66 empty] | N | [36 empty] | N | [86 empty] | 25 | [189 empty] | E | [36 empty] | E | [148 empty] | 25 | FALSE | #N/A | 0 |  |  |  |  | #DIV/0! | #DIV/0! | #DIV/0! | #DIV/0! | #DIV/0! | #DIV/0! | #DIV/0! | #DIV/0! | #DIV/0! | #DIV/0! | #DIV/0! | #DIV/0! | #DIV/0! | #DIV/0! | #DIV/0! | #DIV/0! | #DIV/0! | #DIV/0! | #DIV/0! | #DIV/0! | #DIV/0! | #DIV/0! | #DIV/0! | #DIV/0! | #DIV/0! | #DIV/0! | #DIV/0! | #DIV/0! | #DIV/0! | #DIV/0! | #DIV/0! | #DIV/0! | #DIV/0! | [112 empty] | 25 | [112 empty] | 25 |  |  |  |  | 0 |  | NYSTc_mm | 0.10205 | 0.10136 | 0.12216 | 0.11905 | 0.11463 | 0.11022 | 0.10761 | 0.10575 | 0.10443 | 0.10392 | 0.10406 | 0.10439 | 0.10467 | 0.10622 | 0.10722 | 0.10723 | 0.10786 | 0.10864 | 0.1098 | 0.1107 | 0.11147 | 0.11209 | 0.11235 | 0.1125 | 0.11263 | 0.11273 | 0.11239 | 0.11188 | 0.11171 | 0.11109 | 0.11016 | [12 empty] | CDD | NV | 2238.7895 | 2488 | 2495 | 2387 | 2036 |  | RFCEc_vc_OFF_1.5 | 41.0592 | 38.4698 | 35.2505 | 32.2114 | 29.3374 | 26.6632 | 23.943 | 21.4755 | 19.1586 | 16.9892 | 14.8975 | 13.1348 | 11.4299 | 9.8436 | 8.37 | 7.0077 | 5.735 | 4.5711 | 3.5877 | 2.8039 | 2.1792 | 1.8312 | 1.5688 | 1.3402 | 1.1427 | 0.95987 | 0.82853 | 0.70387 | 0.59451 | 0.49499 | 0.40113 | 0.47715 |  |  |  | RFCEc_vc_OFF_1.5 | 168.2628 | 157.1561 | 146.7825 | 137.0936 | 128.0443 | 119.5924 | 111.6983 | 104.3253 | 97.439 | 91.0072 | 85 | 85 | 85 | 85 | 85 | 85 | 85 | 85 | 85 | 85 | 85 | 85 | 85 | 85 | 85 | 85 | 85 | 85 | 85 | 85 | 85 | [213 empty] | G | [104 empty] | NYSTc_mm | 15% | 6% | 91% | . | [74 empty] | SK | 0.5168 |  |  |  |  | 0 | 0 | 1 | 1 | 1 | 1 | 0 | 0 | 1 | 0 | 1 | 1 | 1 | 1 | 1 | 1 | 1 | 1 | 1 | 1 | 1 | 1 | 1 | 1 | 1 | 1 | 1 | 1 | 1 | [651 empty] | I | [67 empty] | 0 | 25 | [37 empty] | 0.078365 | 0.073792 | [14 empty] | 0.078431 | [7 empty] | 25 | 25 | #VALUE! | #VALUE! | [79 empty] | 0 | 0.03 |  | #VALUE! | #VALUE! | #VALUE! | #VALUE! | #VALUE! | #VALUE! | #VALUE! | #VALUE! | #VALUE! | #VALUE! | #VALUE! | #VALUE! | #VALUE! | #VALUE! | #VALUE! | #VALUE! | #VALUE! | #VALUE! | #VALUE! | #VALUE! | #VALUE! | #VALUE! | #VALUE! | #VALUE! | #VALUE! | #VALUE! | #VALUE! | #VALUE! | #VALUE! | #VALUE! | #VALUE! | #VALUE! | [6 empty] | M | [108 empty] | N | [74 empty] | 0 | [5 empty] | 0
CAMXc_vc | CAMXc_Cold or very cold_6B |  |  | 0.23382 | 0.24204 | 0.23114 | 0.22024 | 0.20935 | 0.19845 | 0.18755 | 0.15726 | 0.12697 | 0.10926 | 0.091549 | 0.081068 | 0.070587 | 0.060105 | 0.049624 | 0.039142 | 0.035922 | 0.032702 | 0.029482 | 0.026262 | 0.023042 | 0.018434 | 0.013825 | 0.0092168 | 0.0046084 | 0 | 0 | 0 | 0 | 0 | 0 |  |  | T |  | 26 | [8 empty] | 0 | L |  |  | 26 | 26 | [268 empty] | 0% | 0% | 0% | 0% | 0% | 0% | 0% | 0 | 0% | 0% | 0% | 0% | 0% | 0% |  |  |  | L | [36 empty] | S | [40 empty] | 0 | 0 | 0 | 0 | [33 empty] | 0 | 0 | 0 | 0 | [190 empty] | 26 | [189 empty] | D | [36 empty] | D | [148 empty] | 26 | FALSE | #N/A | 0 | [149 empty] | 26 | [112 empty] | 26 |  |  |  |  | 0 |  | RFCEc_vc | 0.10205 | 0.10136 | 0.12216 | 0.11905 | 0.11463 | 0.11022 | 0.10761 | 0.10575 | 0.10443 | 0.10392 | 0.10406 | 0.10439 | 0.10467 | 0.10622 | 0.10722 | 0.10723 | 0.10786 | 0.10864 | 0.1098 | 0.1107 | 0.11147 | 0.11209 | 0.11235 | 0.1125 | 0.11263 | 0.11273 | 0.11239 | 0.11188 | 0.11171 | 0.11109 | 0.11016 | [12 empty] | CDD | NH | 338.6842 | 417 | 381 | 421 | 345 |  | RFCEc_c_OFF_1.5 | 43.005 | 40.2917 | 36.9183 | 33.7337 | 30.7222 | 27.92 | 25.0697 | 22.484 | 20.0563 | 17.7831 | 15.5913 | 13.7443 | 11.9578 | 10.2955 | 8.7514 | 7.3239 | 5.9903 | 4.7707 | 3.7402 | 2.9189 | 2.2642 | 1.8996 | 1.6247 | 1.3851 | 1.1782 | 0.98661 | 0.84899 | 0.71836 | 0.60376 | 0.49948 | 0.40113 | 0.54148 |  |  |  | RFCEc_c_OFF_1.5 | 171.4974 | 160.0754 | 149.4141 | 139.4628 | 130.1744 | 121.5045 | 113.4121 | 105.8587 | 98.8083 | 92.2275 | 86.085 | 80.3516 | 75 | 75 | 75 | 75 | 75 | 75 | 75 | 75 | 75 | 75 | 75 | 75 | 75 | 75 | 75 | 75 | 75 | 75 | 75 | [318 empty] | RFCEc_vc | 15% | 6% | 91% | . | [36 empty] | S | [36 empty] | S | SI | 0.8 |  |  |  |  | 0 | 0 | 1 | 1 | 1 | 1 | 0 | 0 | 1 | 0 | 1 | 1 | 1 | 1 | 1 | 1 | 1 | 1 | 1 | 1 | 1 | 1 | 1 | 1 | 1 | 1 | 1 | 1 | 1 | [651 empty] | T | [67 empty] | 0 | 26 | [37 empty] | 0.10221 | 0.092654 | [14 empty] | 0.086601 | [7 empty] | 26 | 26 | #VALUE! | #VALUE! | [79 empty] | 0 | 0.03 |  | #VALUE! | #VALUE! | #VALUE! | #VALUE! | #VALUE! | #VALUE! | #VALUE! | #VALUE! | #VALUE! | #VALUE! | #VALUE! | #VALUE! | #VALUE! | #VALUE! | #VALUE! | #VALUE! | #VALUE! | #VALUE! | #VALUE! | #VALUE! | #VALUE! | #VALUE! | #VALUE! | #VALUE! | #VALUE! | #VALUE! | #VALUE! | #VALUE! | #VALUE! | #VALUE! | #VALUE! | #VALUE! | [6 empty] | P | [183 empty] | 0 | [5 empty] | 0
CAMXc_c | CAMXc_Cool_5B |  |  | 0.23382 | 0.24204 | 0.23114 | 0.22024 | 0.20935 | 0.19845 | 0.18755 | 0.15726 | 0.12697 | 0.10926 | 0.091549 | 0.081068 | 0.070587 | 0.060105 | 0.049624 | 0.039142 | 0.035922 | 0.032702 | 0.029482 | 0.026262 | 0.023042 | 0.018434 | 0.013825 | 0.0092168 | 0.0046084 | 0 | 0 | 0 | 0 | 0 | 0 |  |  | R |  | 27 | [8 empty] | 0 | C |  |  | 27 | 27 | [268 empty] | 0% | 0% | 0% | 0% | 0% | 0% | 0% | 0 | 0% | 0% | 0% | 0% | 0% | 0% |  |  |  | I | [77 empty] | 0 | 0 | 0 | 0 | [33 empty] | 0 | 0 | 0 | 0 | [66 empty] | T | [36 empty] | T | [77 empty] | 1.5°C |  |  |  | all GHG |  |  |  | OWN | 27 | [375 empty] | 27 | FALSE | #N/A | 0 |  |  |  |  | str.gav.2 | str.gav.2 | str.gav.2 | str.gav.2 | str.gav.2 | str.gav.2 | str.gav.2 | str.gav.2 | str.gav.2 | str.gav.2 | str.gav.2 | str.gav.2 | str.gav.2 | str.gav.2 | str.gav.2 | str.gav.2 | str.gav.2 | str.gav.2 | str.gav.2 | str.gav.2 | str.gav.2 | str.gav.2 | str.gav.2 | str.gav.2 | str.gav.2 | str.gav.2 | str.gav.2 | str.gav.2 | str.gav.2 | str.gav.2 | str.gav.2 | str.gav.2 | str.gav.2 | [112 empty] | 27 | [112 empty] | 27 |  |  |  |  | 0 |  | RFCEc_c | 0.10205 | 0.10136 | 0.12216 | 0.11905 | 0.11463 | 0.11022 | 0.10761 | 0.10575 | 0.10443 | 0.10392 | 0.10406 | 0.10439 | 0.10467 | 0.10622 | 0.10722 | 0.10723 | 0.10786 | 0.10864 | 0.1098 | 0.1107 | 0.11147 | 0.11209 | 0.11235 | 0.1125 | 0.11263 | 0.11273 | 0.11239 | 0.11188 | 0.11171 | 0.11109 | 0.11016 | [12 empty] | CDD | NJ | 946.0526 | 1025 | 1021 | 1050 | 814 |  | RFCEc_mm_OFF_1.5 | 46.7999 | 43.845 | 40.171 | 36.7028 | 33.423 | 30.3713 | 27.267 | 24.4511 | 21.8071 | 19.3314 | 16.9443 | 14.9328 | 12.9872 | 11.1769 | 9.4952 | 7.9406 | 6.4881 | 5.1599 | 4.0376 | 3.1432 | 2.4302 | 2.0331 | 1.7337 | 1.4728 | 1.2474 | 1.0388 | 0.88888 | 0.74662 | 0.62181 | 0.50824 | 0.40113 | 0.55153 |  |  |  | RFCEc_mm_OFF_1.5 | 175.2546 | 162.3807 | 150.4524 | 139.4004 | 129.1603 | 119.6724 | 110.8814 | 102.7363 | 95.1894 | 88.197 | 81.7182 | 75.7153 | 70.1534 | 65 | 65 | 65 | 65 | 65 | 65 | 65 | 65 | 65 | 65 | 65 | 65 | 65 | 65 | 65 | 65 | 65 | 65 | [213 empty] | C | [104 empty] | RFCEc_c | 15% | 6% | 91% | [75 empty] | ES | 0.57902 |  |  |  |  | 0 | 0 | 1 | 1 | 1 | 1 | 0 | 0 | 1 | 0 | 1 | 1 | 1 | 1 | 1 | 1 | 1 | 1 | 1 | 1 | 1 | 1 | 1 | 1 | 1 | 1 | 1 | 1 | 1 | [651 empty] | 1 | [67 empty] | 0 | 27 | [37 empty] | DK | AT | [14 empty] | CY | [7 empty] | 27 | 27 | #VALUE! | #VALUE! | [79 empty] | 0 | 0.03 |  | #VALUE! | #VALUE! | #VALUE! | #VALUE! | #VALUE! | #VALUE! | #VALUE! | #VALUE! | #VALUE! | #VALUE! | #VALUE! | #VALUE! | #VALUE! | #VALUE! | #VALUE! | #VALUE! | #VALUE! | #VALUE! | #VALUE! | #VALUE! | #VALUE! | #VALUE! | #VALUE! | #VALUE! | #VALUE! | #VALUE! | #VALUE! | #VALUE! | #VALUE! | #VALUE! | #VALUE! | #VALUE! | [6 empty] | T | [108 empty] | T | [74 empty] | 0 | [5 empty] | 0
CAMXc_vh | CAMXc_Hot or very hot_2B |  |  | 0.23382 | 0.24204 | 0.23114 | 0.22024 | 0.20935 | 0.19845 | 0.18755 | 0.15726 | 0.12697 | 0.10926 | 0.091549 | 0.081068 | 0.070587 | 0.060105 | 0.049624 | 0.039142 | 0.035922 | 0.032702 | 0.029482 | 0.026262 | 0.023042 | 0.018434 | 0.013825 | 0.0092168 | 0.0046084 | 0 | 0 | 0 | 0 | 0 | 0 |  |  | I |  | 28 | [8 empty] | 0 | U |  |  | 28 | 28 | [268 empty] | 0% | 0% | 0% | 0% | 0% | 0% | 0% | 0 | 0% | 0% | 0% | 0% | 0% | 0% |  |  |  | S | [77 empty] | 0 | 0 | 0 | 0 | [33 empty] | 0 | 0 | 0 | 0 | [189 empty] | TARGET | 28 | [375 empty] | 28 | FALSE | #N/A | 0 |  |  |  |  | #DIV/0! | #DIV/0! | #DIV/0! | #DIV/0! | #DIV/0! | #DIV/0! | #DIV/0! | #DIV/0! | #DIV/0! | #DIV/0! | #DIV/0! | #DIV/0! | #DIV/0! | #DIV/0! | #DIV/0! | #DIV/0! | #DIV/0! | #DIV/0! | #DIV/0! | #DIV/0! | #DIV/0! | #DIV/0! | #DIV/0! | #DIV/0! | #DIV/0! | #DIV/0! | #DIV/0! | #DIV/0! | #DIV/0! | #DIV/0! | #DIV/0! | #DIV/0! | #DIV/0! | [112 empty] | 28 | [112 empty] | 28 |  |  |  |  | 0 |  | RFCEc_mm | 0.10205 | 0.10136 | 0.12216 | 0.11905 | 0.11463 | 0.11022 | 0.10761 | 0.10575 | 0.10443 | 0.10392 | 0.10406 | 0.10439 | 0.10467 | 0.10622 | 0.10722 | 0.10723 | 0.10786 | 0.10864 | 0.1098 | 0.1107 | 0.11147 | 0.11209 | 0.11235 | 0.1125 | 0.11263 | 0.11273 | 0.11239 | 0.11188 | 0.11171 | 0.11109 | 0.11016 | [12 empty] | CDD | NM | 1079.3684 | 1261 | 1073 | 1174 | 1292 |  | RFCMc_vc_OFF_1.5 | 61.9263 | 58.008 | 53.1363 | 48.5375 | 44.1884 | 40.1417 | 36.0255 | 32.2915 | 28.7856 | 25.5028 | 22.3375 | 19.6702 | 17.0903 | 14.6898 | 12.4599 | 10.3985 | 8.4726 | 6.7113 | 5.2231 | 4.0371 | 3.0917 | 2.5651 | 2.1681 | 1.8221 | 1.5233 | 1.2466 | 1.0479 | 0.85925 | 0.69376 | 0.54316 | 0.40113 | 0.55374 |  |  |  | RFCMc_vc_OFF_1.5 | 168.2628 | 158.9549 | 150.1619 | 141.8554 | 134.0083 | 126.5953 | 119.5924 | 112.9768 | 106.7272 | 100.8234 | 95.2461 | 89.9773 | 85 | 85 | 85 | 85 | 85 | 85 | 85 | 85 | 85 | 85 | 85 | 85 | 85 | 85 | 85 | 85 | 85 | 85 | 85 | [213 empty] | O | [104 empty] | RFCEc_mm | 15% | 6% | 91% | [75 empty] | SE | 1.2023 |  |  |  |  | 0 | 0 | 1 | 1 | 1 | 1 | 0 | 0 | 1 | 0 | 1 | 1 | 1 | 1 | 1 | 1 | 1 | 1 | 1 | 1 | 1 | 1 | 1 | 1 | 1 | 1 | 1 | 1 | 1 | [719 empty] | 0 | 28 | [37 empty] | FI | BE | [14 empty] | IT | [7 empty] | 28 | 28 | #VALUE! | #VALUE! | [79 empty] | 0 | 0.03 |  | #VALUE! | #VALUE! | #VALUE! | #VALUE! | #VALUE! | #VALUE! | #VALUE! | #VALUE! | #VALUE! | #VALUE! | #VALUE! | #VALUE! | #VALUE! | #VALUE! | #VALUE! | #VALUE! | #VALUE! | #VALUE! | #VALUE! | #VALUE! | #VALUE! | #VALUE! | #VALUE! | #VALUE! | #VALUE! | #VALUE! | #VALUE! | #VALUE! | #VALUE! | #VALUE! | #VALUE! | #VALUE! | [6 empty] | I | [183 empty] | 0 | [5 empty] | 0
CAMXc_mm | CAMXc_Mixed mild_4B/4C |  |  | 0.23382 | 0.24204 | 0.23114 | 0.22024 | 0.20935 | 0.19845 | 0.18755 | 0.15726 | 0.12697 | 0.10926 | 0.091549 | 0.081068 | 0.070587 | 0.060105 | 0.049624 | 0.039142 | 0.035922 | 0.032702 | 0.029482 | 0.026262 | 0.023042 | 0.018434 | 0.013825 | 0.0092168 | 0.0046084 | 0 | 0 | 0 | 0 | 0 | 0 |  |  | C |  | 29 | [8 empty] | 0 | L |  |  | 29 | 29 | [268 empty] | 0% | 0% | 0% | 0% | 0% | 0% | 0% | 0 | 0% | 0% | 0% | 0% | 0% | 0% |  |  |  | A | [77 empty] | 0 | 0 | 0 | 0 | [33 empty] | 0 | 0 | 0 | 0 | [66 empty] | 1.5°C | [36 empty] | all GHG | [86 empty] | 29 | [375 empty] | 29 | FALSE | #N/A | 0 |  |  |  |  | Nstr.gav.2 | Nstr.gav.2 | Nstr.gav.2 | Nstr.gav.2 | Nstr.gav.2 | Nstr.gav.2 | Nstr.gav.2 | Nstr.gav.2 | Nstr.gav.2 | Nstr.gav.2 | Nstr.gav.2 | Nstr.gav.2 | Nstr.gav.2 | Nstr.gav.2 | Nstr.gav.2 | Nstr.gav.2 | Nstr.gav.2 | Nstr.gav.2 | Nstr.gav.2 | Nstr.gav.2 | Nstr.gav.2 | Nstr.gav.2 | Nstr.gav.2 | Nstr.gav.2 | Nstr.gav.2 | Nstr.gav.2 | Nstr.gav.2 | Nstr.gav.2 | Nstr.gav.2 | Nstr.gav.2 | Nstr.gav.2 | Nstr.gav.2 | Nstr.gav.2 | [112 empty] | 29 | [112 empty] | 29 |  |  |  |  | 0 |  | RFCMc_vc | 0.10205 | 0.10136 | 0.12216 | 0.11905 | 0.11463 | 0.11022 | 0.10761 | 0.10575 | 0.10443 | 0.10392 | 0.10406 | 0.10439 | 0.10467 | 0.10622 | 0.10722 | 0.10723 | 0.10786 | 0.10864 | 0.1098 | 0.1107 | 0.11147 | 0.11209 | 0.11235 | 0.1125 | 0.11263 | 0.11273 | 0.11239 | 0.11188 | 0.11171 | 0.11109 | 0.11016 | [12 empty] | CDD | NY | 686.1579 | 769 | 746 | 758 | 624 |  | RFCMc_c_OFF_1.5 | 66.5492 | 62.3365 | 57.0988 | 52.1543 | 47.4786 | 43.1278 | 38.7022 | 34.6877 | 30.9184 | 27.3889 | 23.9858 | 21.1181 | 18.3443 | 15.7635 | 13.366 | 11.1497 | 9.079 | 7.1854 | 5.5854 | 4.3103 | 3.2939 | 2.7277 | 2.3009 | 1.9289 | 1.6077 | 1.3102 | 1.0965 | 0.89367 | 0.71574 | 0.55383 | 0.40113 | 0.64795 |  |  |  | RFCMc_c_OFF_1.5 | 171.4974 | 160.9263 | 151.0068 | 141.6988 | 132.9645 | 124.7685 | 117.0778 | 109.8612 | 103.0893 | 96.7349 | 90.7722 | 85.177 | 79.9267 | 75 | 75 | 75 | 75 | 75 | 75 | 75 | 75 | 75 | 75 | 75 | 75 | 75 | 75 | 75 | 75 | 75 | 75 | [213 empty] | N | [104 empty] | RFCMc_vc | 15% | 6% | 91% | [75 empty] | UK | 1 |  |  |  |  | 0 | 0 | 1 | 1 | 1 | 1 | 0 | 0 | 1 | 0 | 1 | 1 | 1 | 1 | 1 | 1 | 1 | 1 | 1 | 1 | 1 | 1 | 1 | 1 | 1 | 1 | 1 | 1 | 1 | [719 empty] | 0 | 29 | [37 empty] | EE | BG | [14 empty] | EL | [7 empty] | 29 | 29 | #VALUE! | #VALUE! | [79 empty] | 0 | 0.03 |  | #VALUE! | #VALUE! | #VALUE! | #VALUE! | #VALUE! | #VALUE! | #VALUE! | #VALUE! | #VALUE! | #VALUE! | #VALUE! | #VALUE! | #VALUE! | #VALUE! | #VALUE! | #VALUE! | #VALUE! | #VALUE! | #VALUE! | #VALUE! | #VALUE! | #VALUE! | #VALUE! | #VALUE! | #VALUE! | #VALUE! | #VALUE! | #VALUE! | #VALUE! | #VALUE! | #VALUE! | #VALUE! | [6 empty] | O | [108 empty] | OWN | [74 empty] | 0 | [5 empty] | 0
CAMXc_w | CAMXc_Warm_3B/3C |  |  | 0.23382 | 0.24204 | 0.23114 | 0.22024 | 0.20935 | 0.19845 | 0.18755 | 0.15726 | 0.12697 | 0.10926 | 0.091549 | 0.081068 | 0.070587 | 0.060105 | 0.049624 | 0.039142 | 0.035922 | 0.032702 | 0.029482 | 0.026262 | 0.023042 | 0.018434 | 0.013825 | 0.0092168 | 0.0046084 | 0 | 0 | 0 | 0 | 0 | 0 |  |  | I |  | 30 | [8 empty] | 0 | A |  |  | 30 | 30 | [268 empty] | 0% | 0% | 0% | 0% | 0% | 0% | 0% | 0 | 0% | 0% | 0% | 0% | 0% | 0% |  |  |  | T | [77 empty] | 0 | 0 | 0 | 0 | [33 empty] | 0 | 0 | 0 | 0 | [190 empty] | 30 | [375 empty] | 30 | FALSE | #N/A | 0 | [149 empty] | 30 | [112 empty] | 30 |  |  |  |  | 0 |  | RFCMc_c | 0.10205 | 0.10136 | 0.12216 | 0.11905 | 0.11463 | 0.11022 | 0.10761 | 0.10575 | 0.10443 | 0.10392 | 0.10406 | 0.10439 | 0.10467 | 0.10622 | 0.10722 | 0.10723 | 0.10786 | 0.10864 | 0.1098 | 0.1107 | 0.11147 | 0.11209 | 0.11235 | 0.1125 | 0.11263 | 0.11273 | 0.11239 | 0.11188 | 0.11171 | 0.11109 | 0.11016 | [12 empty] | CDD | NC | 1545.4211 | 1463 | 1489 | 1531 | 1374 |  | RFCWc_vc_OFF_1.5 | 54.936 | 51.4628 | 47.1447 | 43.0683 | 39.2134 | 35.6265 | 31.9779 | 28.6682 | 25.5606 | 22.6508 | 19.8451 | 17.4809 | 15.1941 | 13.0664 | 11.0898 | 9.2626 | 7.5555 | 5.9943 | 4.6752 | 3.624 | 2.786 | 2.3192 | 1.9673 | 1.6607 | 1.3958 | 1.1506 | 0.9744 | 0.8072 | 0.66051 | 0.52703 | 0.40113 | 0.71674 |  |  |  | RFCWc_vc_OFF_1.5 | 168.2628 | 158.9549 | 150.1619 | 141.8554 | 134.0083 | 126.5953 | 119.5924 | 112.9768 | 106.7272 | 100.8234 | 95.2461 | 89.9773 | 85 | 85 | 85 | 85 | 85 | 85 | 85 | 85 | 85 | 85 | 85 | 85 | 85 | 85 | 85 | 85 | 85 | 85 | 85 | [213 empty] | S | [104 empty] | RFCMc_c | 15% | 6% | 91% | [81 empty] | 0 | 0 | 1 | 1 | 1 | 1 | 0 | 0 | 1 | 0 | 1 | 1 | 1 | 1 | 1 | 1 | 1 | 1 | 1 | 1 | 1 | 1 | 1 | 1 | 1 | 1 | 1 | 1 | 1 | [719 empty] | 0 | 30 | [37 empty] | IE | HR | [14 empty] | MT | [7 empty] | 30 | 30 | #VALUE! | #VALUE! | [79 empty] | 0 | 0.03 |  | #VALUE! | #VALUE! | #VALUE! | #VALUE! | #VALUE! | #VALUE! | #VALUE! | #VALUE! | #VALUE! | #VALUE! | #VALUE! | #VALUE! | #VALUE! | #VALUE! | #VALUE! | #VALUE! | #VALUE! | #VALUE! | #VALUE! | #VALUE! | #VALUE! | #VALUE! | #VALUE! | #VALUE! | #VALUE! | #VALUE! | #VALUE! | #VALUE! | #VALUE! | #VALUE! | #VALUE! | #VALUE! | [6 empty] | N | [108 empty] | TARGET | [74 empty] | 0 | [5 empty] | 0
ERCTc_vh | ERCTc_Hot or very hot_2A/2B |  |  | 0.37287 | 0.37066 | 0.33207 | 0.29349 | 0.2549 | 0.21631 | 0.17772 | 0.13865 | 0.099574 | 0.085178 | 0.070782 | 0.066517 | 0.062252 | 0.057988 | 0.053723 | 0.049458 | 0.048417 | 0.047376 | 0.046335 | 0.045293 | 0.044252 | 0.044002 | 0.043751 | 0.0435 | 0.04325 | 0.042999 | 0.042478 | 0.041958 | 0.041437 | 0.040916 | 0.040396 |  |  | T |  | 31 | [8 empty] | 0 | T |  |  | 31 | 31 | [268 empty] | 0% | 0% | 0% | 0% | 0% | 0% | 0% | 0 | 0% | 0% | 0% | 0% | 0% | 0% |  |  |  | I | [77 empty] | 0 | 0 | 0 | 0 | [33 empty] | 0 | 0 | 0 | 0 | [190 empty] | 31 | [375 empty] | 31 | FALSE | #N/A | 0 | [149 empty] | 31 | [112 empty] | 31 |  |  |  |  | 0 |  | RFCWc_vc | 0.10205 | 0.10136 | 0.12216 | 0.11905 | 0.11463 | 0.11022 | 0.10761 | 0.10575 | 0.10443 | 0.10392 | 0.10406 | 0.10439 | 0.10467 | 0.10622 | 0.10722 | 0.10723 | 0.10786 | 0.10864 | 0.1098 | 0.1107 | 0.11147 | 0.11209 | 0.11235 | 0.1125 | 0.11263 | 0.11273 | 0.11239 | 0.11188 | 0.11171 | 0.11109 | 0.11016 | [12 empty] | CDD | ND | 491.8421 | 533 | 697 | 531 | 577 |  | RFCWc_c_OFF_1.5 | 58.6621 | 54.9516 | 50.3384 | 45.9835 | 41.8653 | 38.0333 | 34.1354 | 30.5996 | 27.2796 | 24.171 | 21.1737 | 18.6479 | 16.2048 | 13.9317 | 11.8201 | 9.8681 | 8.0443 | 6.3765 | 4.9673 | 3.8442 | 2.9489 | 2.4503 | 2.0744 | 1.7468 | 1.4638 | 1.2018 | 1.0136 | 0.83494 | 0.67823 | 0.53563 | 0.40113 | 0.70475 |  |  |  | RFCWc_c_OFF_1.5 | 171.4974 | 161.6593 | 152.3855 | 143.6438 | 135.4035 | 127.636 | 120.314 | 113.4121 | 106.9061 | 100.7733 | 94.9924 | 89.5431 | 84.4063 | 79.5643 | 75 | 75 | 75 | 75 | 75 | 75 | 75 | 75 | 75 | 75 | 75 | 75 | 75 | 75 | 75 | 75 | 75 | [213 empty] | U | [104 empty] | RFCWc_vc | 15% | 6% | 91% | [81 empty] | 0 | 0 | 1 | 1 | 1 | 1 | 0 | 0 | 1 | 0 | 1 | 1 | 1 | 1 | 1 | 1 | 1 | 1 | 1 | 1 | 1 | 1 | 1 | 1 | 1 | 1 | 1 | 1 | 1 | [719 empty] | 0 | 31 | [37 empty] | LV | CH | [14 empty] | PT | [7 empty] | 31 | 31 | #VALUE! | #VALUE! | [79 empty] | 0 | 0.03 |  | #VALUE! | #VALUE! | #VALUE! | #VALUE! | #VALUE! | #VALUE! | #VALUE! | #VALUE! | #VALUE! | #VALUE! | #VALUE! | #VALUE! | #VALUE! | #VALUE! | #VALUE! | #VALUE! | #VALUE! | #VALUE! | #VALUE! | #VALUE! | #VALUE! | #VALUE! | #VALUE! | #VALUE! | #VALUE! | #VALUE! | #VALUE! | #VALUE! | #VALUE! | #VALUE! | #VALUE! | #VALUE! | [190 empty] | 0 | [5 empty] | 0
ERCTc_mm | ERCTc_Mixed mild_4B |  |  | 0.37287 | 0.37066 | 0.33207 | 0.29349 | 0.2549 | 0.21631 | 0.17772 | 0.13865 | 0.099574 | 0.085178 | 0.070782 | 0.066517 | 0.062252 | 0.057988 | 0.053723 | 0.049458 | 0.048417 | 0.047376 | 0.046335 | 0.045293 | 0.044252 | 0.044002 | 0.043751 | 0.0435 | 0.04325 | 0.042999 | 0.042478 | 0.041958 | 0.041437 | 0.040916 | 0.040396 |  |  | Y |  | 32 | [8 empty] | 0 | I |  |  | 32 | 32 | [268 empty] | 0% | 0% | 0% | 0% | 0% | 0% | 0% | 0 | 0% | 0% | 0% | 0% | 0% | 0% |  |  |  | O | [77 empty] | 0 | 0 | 0 | 0 | [33 empty] | 0 | 0 | 0 | 0 | [190 empty] | 32 | [375 empty] | 32 | FALSE | #N/A | 0 |  |  |  |  | str.diagram | str.diagram | str.diagram | str.diagram | str.diagram | str.diagram | str.diagram | str.diagram | str.diagram | str.diagram | str.diagram | str.diagram | str.diagram | str.diagram | str.diagram | str.diagram | str.diagram | str.diagram | str.diagram | str.diagram | str.diagram | str.diagram | str.diagram | str.diagram | str.diagram | str.diagram | str.diagram | str.diagram | str.diagram | str.diagram | str.diagram | str.diagram | str.diagram | [112 empty] | 32 | [112 empty] | 32 |  |  |  |  | 0 |  | RFCWc_c | 0.10205 | 0.10136 | 0.12216 | 0.11905 | 0.11463 | 0.11022 | 0.10761 | 0.10575 | 0.10443 | 0.10392 | 0.10406 | 0.10439 | 0.10467 | 0.10622 | 0.10722 | 0.10723 | 0.10786 | 0.10864 | 0.1098 | 0.1107 | 0.11147 | 0.11209 | 0.11235 | 0.1125 | 0.11263 | 0.11273 | 0.11239 | 0.11188 | 0.11171 | 0.11109 | 0.11016 | [12 empty] | CDD | OH | 846.5789 | 876 | 928 | 863 | 686 |  | RFCWc_mm_OFF_1.5 | 66.5333 | 62.3216 | 57.0852 | 52.1419 | 47.4672 | 43.1175 | 38.693 | 34.6795 | 30.911 | 27.3824 | 23.9801 | 21.1131 | 18.34 | 15.7598 | 13.3629 | 11.1471 | 9.0769 | 7.1838 | 5.5842 | 4.3094 | 3.2932 | 2.7271 | 2.3004 | 1.9285 | 1.6074 | 1.3099 | 1.0963 | 0.89355 | 0.71567 | 0.5538 | 0.40113 | 0.70475 |  |  |  | RFCWc_mm_OFF_1.5 | 175.2546 | 164.7203 | 154.8192 | 145.5133 | 136.7667 | 128.5459 | 120.8192 | 113.5569 | 106.7312 | 100.3157 | 94.2859 | 88.6185 | 83.2918 | 78.2853 | 73.5797 | 69.1569 | 65 | 65 | 65 | 65 | 65 | 65 | 65 | 65 | 65 | 65 | 65 | 65 | 65 | 65 | 65 | [213 empty] | M | [104 empty] | RFCWc_c | 15% | 6% | 91% | [81 empty] | 0 | 0 | 1 | 1 | 1 | 1 | 0 | 0 | 1 | 0 | 1 | 1 | 1 | 1 | 1 | 1 | 1 | 1 | 1 | 1 | 1 | 1 | 1 | 1 | 1 | 1 | 1 | 1 | 1 | [719 empty] | 0 | 32 | [37 empty] | LT | CZ | [14 empty] | ES | [7 empty] | 32 | 32 | #VALUE! | #VALUE! | [79 empty] | 0 | 0.03 |  | #VALUE! | #VALUE! | #VALUE! | #VALUE! | #VALUE! | #VALUE! | #VALUE! | #VALUE! | #VALUE! | #VALUE! | #VALUE! | #VALUE! | #VALUE! | #VALUE! | #VALUE! | #VALUE! | #VALUE! | #VALUE! | #VALUE! | #VALUE! | #VALUE! | #VALUE! | #VALUE! | #VALUE! | #VALUE! | #VALUE! | #VALUE! | #VALUE! | #VALUE! | #VALUE! | #VALUE! | #VALUE! | [190 empty] | 0 | [5 empty] | 0
ERCTc_w | ERCTc_Warm_3A/3B |  |  | 0.37287 | 0.37066 | 0.33207 | 0.29349 | 0.2549 | 0.21631 | 0.17772 | 0.13865 | 0.099574 | 0.085178 | 0.070782 | 0.066517 | 0.062252 | 0.057988 | 0.053723 | 0.049458 | 0.048417 | 0.047376 | 0.046335 | 0.045293 | 0.044252 | 0.044002 | 0.043751 | 0.0435 | 0.04325 | 0.042999 | 0.042478 | 0.041958 | 0.041437 | 0.040916 | 0.040396 |  |  |  |  | 33 | [8 empty] | 0 | O |  |  | 33 | 33 | [268 empty] | 0% | 0% | 0% | 0% | 0% | 0% | 0% | 0 | 0% | 0% | 0% | 0% | 0% | 0% |  |  |  | N | [77 empty] | 0 | 0 | 0 | 0 | [33 empty] | 0 | 0 | 0 | 0 | [190 empty] | 33 | [375 empty] | 33 | FALSE | #N/A | 0 |  |  |  |  | #DIV/0! | #DIV/0! | #DIV/0! | #DIV/0! | #DIV/0! | #DIV/0! | #DIV/0! | #DIV/0! | #DIV/0! | #DIV/0! | #DIV/0! | #DIV/0! | #DIV/0! | #DIV/0! | #DIV/0! | #DIV/0! | #DIV/0! | #DIV/0! | #DIV/0! | #DIV/0! | #DIV/0! | #DIV/0! | #DIV/0! | #DIV/0! | #DIV/0! | #DIV/0! | #DIV/0! | #DIV/0! | #DIV/0! | #DIV/0! | #DIV/0! | #DIV/0! | #DIV/0! | [112 empty] | 33 | [112 empty] | 33 |  |  |  |  | 0 |  | RFCWc_mm | 0.10205 | 0.10136 | 0.12216 | 0.11905 | 0.11463 | 0.11022 | 0.10761 | 0.10575 | 0.10443 | 0.10392 | 0.10406 | 0.10439 | 0.10467 | 0.10622 | 0.10722 | 0.10723 | 0.10786 | 0.10864 | 0.1098 | 0.1107 | 0.11147 | 0.11209 | 0.11235 | 0.1125 | 0.11263 | 0.11273 | 0.11239 | 0.11188 | 0.11171 | 0.11109 | 0.11016 | [12 empty] | CDD | OK | 2015.3158 | 1784 | 1954 | 2284 | 2081 |  | RMPAc_vc_OFF_1.5 | 61.5871 | 57.6903 | 52.8456 | 48.272 | 43.947 | 39.9226 | 35.829 | 32.1157 | 28.6291 | 25.3644 | 22.2165 | 19.564 | 16.9983 | 14.6111 | 12.3934 | 10.3434 | 8.4281 | 6.6765 | 5.1965 | 4.0171 | 3.0769 | 2.5532 | 2.1584 | 1.8143 | 1.5172 | 1.242 | 1.0443 | 0.85672 | 0.69214 | 0.54238 | 0.40113 | 0.70475 |  |  |  | RMPAc_vc_OFF_1.5 | 168.2628 | 161.2325 | 154.4959 | 148.0408 | 141.8554 | 135.9284 | 130.2491 | 124.807 | 119.5924 | 114.5956 | 109.8076 | 105.2196 | 100.8234 | 96.6108 | 92.5742 | 88.7063 | 85 | 85 | 85 | 85 | 85 | 85 | 85 | 85 | 85 | 85 | 85 | 85 | 85 | 85 | 85 | [213 empty] | P | [104 empty] | RFCWc_mm | 15% | 6% | 91% | [81 empty] | 0 | 0 | 1 | 1 | 1 | 1 | 0 | 0 | 1 | 0 | 1 | 1 | 1 | 1 | 1 | 1 | 1 | 1 | 1 | 1 | 1 | 1 | 1 | 1 | 1 | 1 | 1 | 1 | 1 | [719 empty] | 0 | 33 | [37 empty] | NL | FR | [22 empty] | 33 | 33 | #VALUE! | #VALUE! | [79 empty] | 0 | 0.03 |  | #VALUE! | #VALUE! | #VALUE! | #VALUE! | #VALUE! | #VALUE! | #VALUE! | #VALUE! | #VALUE! | #VALUE! | #VALUE! | #VALUE! | #VALUE! | #VALUE! | #VALUE! | #VALUE! | #VALUE! | #VALUE! | #VALUE! | #VALUE! | #VALUE! | #VALUE! | #VALUE! | #VALUE! | #VALUE! | #VALUE! | #VALUE! | #VALUE! | #VALUE! | #VALUE! | #VALUE! | #VALUE! | [190 empty] | 0 | [5 empty] | 0
FRCCc_vh | FRCCc_Hot or very hot_1A/2A |  |  | 0.38021 | 0.37935 | 0.3543 | 0.32925 | 0.3042 | 0.27915 | 0.2541 | 0.23276 | 0.21141 | 0.19668 | 0.18195 | 0.17107 | 0.16019 | 0.14931 | 0.13843 | 0.12755 | 0.12481 | 0.12207 | 0.11934 | 0.1166 | 0.11386 | 0.11158 | 0.10931 | 0.10703 | 0.10476 | 0.10248 | 0.1053 | 0.10811 | 0.11093 | 0.11374 | 0.11656 |  |  |  |  | 34 | [8 empty] | 0 | N |  |  | 34 | 34 | [268 empty] | 0% | 0% | 0% | 0% | 0% | 0% | 0% | 0 | 0% | 0% | 0% | 0% | 0% | 0% | [81 empty] | 0 | 0 | 0 | 0 | [33 empty] | 0 | 0 | 0 | 0 | [190 empty] | 34 | [375 empty] | 34 | FALSE | #N/A | 0 |  |  |  |  | Nstr.diagram | Nstr.diagram | Nstr.diagram | Nstr.diagram | Nstr.diagram | Nstr.diagram | Nstr.diagram | Nstr.diagram | Nstr.diagram | Nstr.diagram | Nstr.diagram | Nstr.diagram | Nstr.diagram | Nstr.diagram | Nstr.diagram | Nstr.diagram | Nstr.diagram | Nstr.diagram | Nstr.diagram | Nstr.diagram | Nstr.diagram | Nstr.diagram | Nstr.diagram | Nstr.diagram | Nstr.diagram | Nstr.diagram | Nstr.diagram | Nstr.diagram | Nstr.diagram | Nstr.diagram | Nstr.diagram | Nstr.diagram | Nstr.diagram | [112 empty] | 34 | [112 empty] | 34 |  |  |  |  | 0 |  | RMPAc_vc | 0.10205 | 0.10136 | 0.12216 | 0.11905 | 0.11463 | 0.11022 | 0.10761 | 0.10575 | 0.10443 | 0.10392 | 0.10406 | 0.10439 | 0.10467 | 0.10622 | 0.10722 | 0.10723 | 0.10786 | 0.10864 | 0.1098 | 0.1107 | 0.11147 | 0.11209 | 0.11235 | 0.1125 | 0.11263 | 0.11273 | 0.11239 | 0.11188 | 0.11171 | 0.11109 | 0.11016 | [12 empty] | CDD | OR | 265.9474 | 253 | 372 | 381 | 348 |  | RMPAc_c_OFF_1.5 | 66.1664 | 61.9781 | 56.7707 | 51.8549 | 47.2061 | 42.8805 | 38.4806 | 34.4893 | 30.7418 | 27.2327 | 23.8493 | 20.9982 | 18.2405 | 15.6746 | 13.291 | 11.0875 | 9.0288 | 7.1462 | 5.5554 | 4.2877 | 3.2771 | 2.7142 | 2.2899 | 1.9201 | 1.6007 | 1.3049 | 1.0925 | 0.89082 | 0.71392 | 0.55295 | 0.40113 | 0.70475 |  |  |  | RMPAc_c_OFF_1.5 | 171.4974 | 163.3534 | 155.5962 | 148.2074 | 141.1695 | 134.4657 | 128.0803 | 121.9981 | 116.2048 | 110.6865 | 105.4303 | 100.4237 | 95.6549 | 91.1125 | 86.7858 | 82.6646 | 78.7391 | 75 | 75 | 75 | 75 | 75 | 75 | 75 | 75 | 75 | 75 | 75 | 75 | 75 | 75 | [213 empty] | T | [104 empty] | RMPAc_vc | 15% | 6% | 91% | [81 empty] | 0 | 0 | 1 | 1 | 1 | 1 | 0 | 0 | 1 | 0 | 1 | 1 | 1 | 1 | 1 | 1 | 1 | 1 | 1 | 1 | 1 | 1 | 1 | 1 | 1 | 1 | 1 | 1 | 1 | [719 empty] | 0 | 34 | [37 empty] | NO | DE | [22 empty] | 34 | 34 | #VALUE! | #VALUE! | [79 empty] | 0 | 0.03 |  | #VALUE! | #VALUE! | #VALUE! | #VALUE! | #VALUE! | #VALUE! | #VALUE! | #VALUE! | #VALUE! | #VALUE! | #VALUE! | #VALUE! | #VALUE! | #VALUE! | #VALUE! | #VALUE! | #VALUE! | #VALUE! | #VALUE! | #VALUE! | #VALUE! | #VALUE! | #VALUE! | #VALUE! | #VALUE! | #VALUE! | #VALUE! | #VALUE! | #VALUE! | #VALUE! | #VALUE! | #VALUE! | [190 empty] | 0 | [5 empty] | 0
MROEc_vc | MROEc_Cold or very cold_6A/7 |  |  | 0.69664 | 0.72224 | 0.64802 | 0.5738 | 0.49958 | 0.42536 | 0.35113 | 0.26621 | 0.18129 | 0.1412 | 0.10111 | 0.093632 | 0.086156 | 0.07868 | 0.071203 | 0.063727 | 0.060719 | 0.057711 | 0.054703 | 0.051695 | 0.048687 | 0.051059 | 0.05343 | 0.055802 | 0.058174 | 0.060545 | 0.064074 | 0.067603 | 0.071131 | 0.07466 | 0.078189 |  |  |  |  | 35 | [8 empty] | 0 | S |  |  | 35 | 35 | [268 empty] | 0% | 0% | 0% | 0% | 0% | 0% | 0% | 0 | 0% | 0% | 0% | 0% | 0% | 0% | [81 empty] | 0 | 0 | 0 | 0 | [33 empty] | 0 | 0 | 0 | 0 | [190 empty] | 35 | [375 empty] | 35 | FALSE | #N/A | 0 |  |  |  |  | #DIV/0! | #DIV/0! | #DIV/0! | #DIV/0! | #DIV/0! | #DIV/0! | #DIV/0! | #DIV/0! | #DIV/0! | #DIV/0! | #DIV/0! | #DIV/0! | #DIV/0! | #DIV/0! | #DIV/0! | #DIV/0! | #DIV/0! | #DIV/0! | #DIV/0! | #DIV/0! | #DIV/0! | #DIV/0! | #DIV/0! | #DIV/0! | #DIV/0! | #DIV/0! | #DIV/0! | #DIV/0! | #DIV/0! | #DIV/0! | #DIV/0! | #DIV/0! | #DIV/0! | [112 empty] | 35 | [112 empty] | 35 |  |  |  |  | 0 |  | RMPAc_c | 0.10205 | 0.10136 | 0.12216 | 0.11905 | 0.11463 | 0.11022 | 0.10761 | 0.10575 | 0.10443 | 0.10392 | 0.10406 | 0.10439 | 0.10467 | 0.10622 | 0.10722 | 0.10723 | 0.10786 | 0.10864 | 0.1098 | 0.1107 | 0.11147 | 0.11209 | 0.11235 | 0.1125 | 0.11263 | 0.11273 | 0.11239 | 0.11188 | 0.11171 | 0.11109 | 0.11016 | [12 empty] | CDD | PA | 767.8421 | 844 | 844 | 809 | 659 |  | RMPAc_mm_OFF_1.5 | 75.9915 | 71.1774 | 65.1921 | 59.5418 | 54.1986 | 49.2268 | 44.1695 | 39.582 | 35.2745 | 31.2413 | 27.3524 | 24.0753 | 20.9056 | 17.9564 | 15.2167 | 12.684 | 10.3178 | 8.1538 | 6.3254 | 4.8683 | 3.7068 | 3.0598 | 2.572 | 2.147 | 1.7799 | 1.4399 | 1.1957 | 0.96398 | 0.76065 | 0.57563 | 0.40113 | 0.70475 |  |  |  | RMPAc_mm_OFF_1.5 | 175.2546 | 166.3405 | 157.8798 | 149.8495 | 142.2276 | 134.9934 | 128.1271 | 121.6101 | 115.4246 | 109.5537 | 103.9814 | 98.6925 | 93.6727 | 88.9081 | 84.386 | 80.0938 | 76.0199 | 72.1533 | 68.4833 | 65 | 65 | 65 | 65 | 65 | 65 | 65 | 65 | 65 | 65 | 65 | 65 | [213 empty] | I | [104 empty] | RMPAc_c | 15% | 6% | 91% | [81 empty] | 0 | 0 | 1 | 1 | 1 | 1 | 0 | 0 | 1 | 0 | 1 | 1 | 1 | 1 | 1 | 1 | 1 | 1 | 1 | 1 | 1 | 1 | 1 | 1 | 1 | 1 | 1 | 1 | 1 | [719 empty] | 0 | 35 | [37 empty] | UK | HU | [22 empty] | 35 | 35 | #VALUE! | #VALUE! | [79 empty] | 0 | 0.03 |  | #VALUE! | #VALUE! | #VALUE! | #VALUE! | #VALUE! | #VALUE! | #VALUE! | #VALUE! | #VALUE! | #VALUE! | #VALUE! | #VALUE! | #VALUE! | #VALUE! | #VALUE! | #VALUE! | #VALUE! | #VALUE! | #VALUE! | #VALUE! | #VALUE! | #VALUE! | #VALUE! | #VALUE! | #VALUE! | #VALUE! | #VALUE! | #VALUE! | #VALUE! | #VALUE! | #VALUE! | #VALUE! | [190 empty] | 0 | [5 empty] | 0
MROWc_vc | MROWc_Cold or very cold_6A/6B/7 |  |  | 0.44753 | 0.45498 | 0.40117 | 0.34736 | 0.29355 | 0.23974 | 0.18593 | 0.14666 | 0.10739 | 0.088826 | 0.070263 | 0.066121 | 0.061979 | 0.057838 | 0.053696 | 0.049555 | 0.045698 | 0.041842 | 0.037986 | 0.034129 | 0.030273 | 0.029964 | 0.029656 | 0.029347 | 0.029039 | 0.02873 | 0.027631 | 0.026532 | 0.025433 | 0.024334 | 0.023235 |  |  |  |  | 36 | [8 empty] | 0 |  |  |  | 36 | 36 | [268 empty] | 0% | 0% | 0% | 0% | 0% | 0% | 0% | 0 | 0% | 0% | 0% | 0% | 0% | 0% | [81 empty] | 0 | 0 | 0 | 0 | [33 empty] | 0 | 0 | 0 | 0 | [190 empty] | 36 | [375 empty] | 36 | FALSE | #N/A | 0 | [149 empty] | 36 | [112 empty] | 36 |  |  |  |  | 0 |  | RMPAc_mm | 0.10205 | 0.10136 | 0.12216 | 0.11905 | 0.11463 | 0.11022 | 0.10761 | 0.10575 | 0.10443 | 0.10392 | 0.10406 | 0.10439 | 0.10467 | 0.10622 | 0.10722 | 0.10723 | 0.10786 | 0.10864 | 0.1098 | 0.1107 | 0.11147 | 0.11209 | 0.11235 | 0.1125 | 0.11263 | 0.11273 | 0.11239 | 0.11188 | 0.11171 | 0.11109 | 0.11016 | [12 empty] | CDD | RI | 629.6316 | 756 | 708 | 731 | 586 |  | SPNOc_c_OFF_1.5 | 57.2616 | 53.6404 | 49.1381 | 44.8879 | 40.8686 | 37.1287 | 33.3245 | 29.8737 | 26.6336 | 23.5997 | 20.6743 | 18.2093 | 15.825 | 13.6065 | 11.5456 | 9.6405 | 7.8606 | 6.2329 | 4.8575 | 3.7615 | 2.8877 | 2.401 | 2.0341 | 1.7144 | 1.4383 | 1.1825 | 0.99885 | 0.82451 | 0.67157 | 0.53239 | 0.40113 | 0.70475 |  |  |  | SPNOc_c_OFF_1.5 | 171.4974 | 162.8575 | 154.6529 | 146.8616 | 139.4628 | 132.4368 | 125.7647 | 119.4288 | 113.4121 | 107.6985 | 102.2727 | 97.1203 | 92.2275 | 87.5811 | 83.1689 | 78.9789 | 75 | 75 | 75 | 75 | 75 | 75 | 75 | 75 | 75 | 75 | 75 | 75 | 75 | 75 | 75 | [213 empty] | O | [104 empty] | RMPAc_mm | 15% | 6% | 91% | [81 empty] | 0 | 0 | 1 | 1 | 1 | 1 | 0 | 0 | 1 | 0 | 1 | 1 | 1 | 1 | 1 | 1 | 1 | 1 | 1 | 1 | 1 | 1 | 1 | 1 | 1 | 1 | 1 | 1 | 1 | [719 empty] | 0 | 36 | [37 empty] | SE | LU | [22 empty] | 36 | 36 | #VALUE! | #VALUE! | [79 empty] | 0 | 0.03 |  | #VALUE! | #VALUE! | #VALUE! | #VALUE! | #VALUE! | #VALUE! | #VALUE! | #VALUE! | #VALUE! | #VALUE! | #VALUE! | #VALUE! | #VALUE! | #VALUE! | #VALUE! | #VALUE! | #VALUE! | #VALUE! | #VALUE! | #VALUE! | #VALUE! | #VALUE! | #VALUE! | #VALUE! | #VALUE! | #VALUE! | #VALUE! | #VALUE! | #VALUE! | #VALUE! | #VALUE! | #VALUE! | [190 empty] | 0 | [5 empty] | 0
MROWc_c | MROWc_Cool_5A |  |  | 0.44753 | 0.45498 | 0.40117 | 0.34736 | 0.29355 | 0.23974 | 0.18593 | 0.14666 | 0.10739 | 0.088826 | 0.070263 | 0.066121 | 0.061979 | 0.057838 | 0.053696 | 0.049555 | 0.045698 | 0.041842 | 0.037986 | 0.034129 | 0.030273 | 0.029964 | 0.029656 | 0.029347 | 0.029039 | 0.02873 | 0.027631 | 0.026532 | 0.025433 | 0.024334 | 0.023235 |  |  |  |  | 37 | [8 empty] | 0 |  |  |  | 37 | 37 | [268 empty] | 0% | 0% | 0% | 0% | 0% | 0% | 0% | 0 | 0% | 0% | 0% | 0% | 0% | 0% | [81 empty] | 0 | 0 | 0 | 0 | [33 empty] | 0 | 0 | 0 | 0 | [190 empty] | 37 | [375 empty] | 37 | FALSE | #N/A | 0 | [149 empty] | 37 | [112 empty] | 37 |  |  |  |  | 0 |  | SPNOc_c | 0.10205 | 0.10136 | 0.12216 | 0.11905 | 0.11463 | 0.11022 | 0.10761 | 0.10575 | 0.10443 | 0.10392 | 0.10406 | 0.10439 | 0.10467 | 0.10622 | 0.10722 | 0.10723 | 0.10786 | 0.10864 | 0.1098 | 0.1107 | 0.11147 | 0.11209 | 0.11235 | 0.1125 | 0.11263 | 0.11273 | 0.11239 | 0.11188 | 0.11171 | 0.11109 | 0.11016 | [12 empty] | CDD | SC | 2014.4211 | 1957 | 1868 | 1991 | 1815 |  | SPNOc_mm_OFF_1.5 | 64.7683 | 60.6689 | 55.5723 | 50.761 | 46.2111 | 41.9774 | 37.671 | 33.7646 | 30.0967 | 26.6623 | 23.3508 | 20.5603 | 17.8612 | 15.3499 | 13.0169 | 10.8603 | 8.8454 | 7.0028 | 5.4458 | 4.2051 | 3.216 | 2.6651 | 2.2497 | 1.8878 | 1.5752 | 1.2857 | 1.0778 | 0.88041 | 0.70727 | 0.54972 | 0.40113 | 0.70475 |  |  |  | SPNOc_mm_OFF_1.5 | 175.2546 | 165.8588 | 156.9667 | 148.5514 | 140.5872 | 133.05 | 125.9169 | 119.1662 | 112.7774 | 106.7312 | 101.0091 | 95.5938 | 90.4688 | 85.6185 | 81.0283 | 76.6842 | 72.573 | 68.6822 | 65 | 65 | 65 | 65 | 65 | 65 | 65 | 65 | 65 | 65 | 65 | 65 | 65 | [213 empty] | N | [104 empty] | SPNOc_c | 15% | 6% | 91% | [81 empty] | 0 | 0 | 1 | 1 | 1 | 1 | 0 | 0 | 1 | 0 | 1 | 1 | 1 | 1 | 1 | 1 | 1 | 1 | 1 | 1 | 1 | 1 | 1 | 1 | 1 | 1 | 1 | 1 | 1 | [719 empty] | 0 | 37 | [38 empty] | PL | [22 empty] | 37 | 37 | #VALUE! | #VALUE! | [79 empty] | 0 | 0.03 |  | #VALUE! | #VALUE! | #VALUE! | #VALUE! | #VALUE! | #VALUE! | #VALUE! | #VALUE! | #VALUE! | #VALUE! | #VALUE! | #VALUE! | #VALUE! | #VALUE! | #VALUE! | #VALUE! | #VALUE! | #VALUE! | #VALUE! | #VALUE! | #VALUE! | #VALUE! | #VALUE! | #VALUE! | #VALUE! | #VALUE! | #VALUE! | #VALUE! | #VALUE! | #VALUE! | #VALUE! | #VALUE! | [190 empty] | 0 | [5 empty] | 0
NEWEc_vc | NEWEc_Cold or very cold_6A/7 |  |  | 0.24176 | 0.24675 | 0.23915 | 0.23155 | 0.22396 | 0.21636 | 0.20876 | 0.19371 | 0.17866 | 0.162 | 0.14535 | 0.13109 | 0.11682 | 0.10256 | 0.088304 | 0.074043 | 0.074274 | 0.074506 | 0.074737 | 0.074968 | 0.0752 | 0.077244 | 0.079288 | 0.081331 | 0.083375 | 0.085419 | 0.085381 | 0.085342 | 0.085304 | 0.085265 | 0.085226 |  |  |  |  | 38 | [8 empty] | 0 |  |  |  | 38 | 38 | [268 empty] | 0% | 0% | 0% | 0% | 0% | 0% | 0% | 0 | 0% | 0% | 0% | 0% | 0% | 0% | [81 empty] | 0 | 0 | 0 | 0 | [33 empty] | 0 | 0 | 0 | 0 | [190 empty] | 38 | [375 empty] | 38 | FALSE | #N/A | 0 | [149 empty] | 38 | [112 empty] | 38 |  |  |  |  | 0 |  | SPNOc_mm | 0.10205 | 0.10136 | 0.12216 | 0.11905 | 0.11463 | 0.11022 | 0.10761 | 0.10575 | 0.10443 | 0.10392 | 0.10406 | 0.10439 | 0.10467 | 0.10622 | 0.10722 | 0.10723 | 0.10786 | 0.10864 | 0.1098 | 0.1107 | 0.11147 | 0.11209 | 0.11235 | 0.1125 | 0.11263 | 0.11273 | 0.11239 | 0.11188 | 0.11171 | 0.11109 | 0.11016 | [12 empty] | CDD | SD | 747.1579 | 795 | 910 | 840 | 809 |  | SPSOc_mm_OFF_1.5 | 63.2963 | 59.2907 | 54.3106 | 49.6093 | 45.1635 | 41.0267 | 36.8187 | 33.0016 | 29.4177 | 26.0618 | 22.826 | 20.0993 | 17.4619 | 15.008 | 12.7284 | 10.6211 | 8.6523 | 6.8518 | 5.3305 | 4.1181 | 3.1516 | 2.6133 | 2.2074 | 1.8538 | 1.5483 | 1.2655 | 1.0623 | 0.86945 | 0.70027 | 0.54633 | 0.40113 | 0.70475 |  |  |  | SPSOc_mm_OFF_1.5 | 175.2546 | 166.7752 | 158.7061 | 151.0275 | 143.7203 | 136.7667 | 130.1495 | 123.8525 | 117.8601 | 112.1577 | 106.7312 | 101.5672 | 96.6531 | 91.9767 | 87.5266 | 83.2918 | 79.2619 | 75.427 | 71.7776 | 68.3048 | 65 | 65 | 65 | 65 | 65 | 65 | 65 | 65 | 65 | 65 | 65 | [318 empty] | SPNOc_mm | 15% | 6% | 91% | [81 empty] | 0 | 0 | 1 | 1 | 1 | 1 | 0 | 0 | 1 | 0 | 1 | 1 | 1 | 1 | 1 | 1 | 1 | 1 | 1 | 1 | 1 | 1 | 1 | 1 | 1 | 1 | 1 | 1 | 1 | [719 empty] | 0 | 38 | [38 empty] | RO | [22 empty] | 38 | 38 | #VALUE! | #VALUE! | [79 empty] | 0 | 0.03 |  | #VALUE! | #VALUE! | #VALUE! | #VALUE! | #VALUE! | #VALUE! | #VALUE! | #VALUE! | #VALUE! | #VALUE! | #VALUE! | #VALUE! | #VALUE! | #VALUE! | #VALUE! | #VALUE! | #VALUE! | #VALUE! | #VALUE! | #VALUE! | #VALUE! | #VALUE! | #VALUE! | #VALUE! | #VALUE! | #VALUE! | #VALUE! | #VALUE! | #VALUE! | #VALUE! | #VALUE! | #VALUE! | [190 empty] | 0 | [5 empty] | 0
NEWEc_c | NEWEc_Cool_5A |  |  | 0.24176 | 0.24675 | 0.23915 | 0.23155 | 0.22396 | 0.21636 | 0.20876 | 0.19371 | 0.17866 | 0.162 | 0.14535 | 0.13109 | 0.11682 | 0.10256 | 0.088304 | 0.074043 | 0.074274 | 0.074506 | 0.074737 | 0.074968 | 0.0752 | 0.077244 | 0.079288 | 0.081331 | 0.083375 | 0.085419 | 0.085381 | 0.085342 | 0.085304 | 0.085265 | 0.085226 |  |  |  |  | 39 | [8 empty] | 0 |  |  |  | 39 | 39 | [268 empty] | 0% | 0% | 0% | 0% | 0% | 0% | 0% | 0 | 0% | 0% | 0% | 0% | 0% | 0% | [81 empty] | 0 | 0 | 0 | 0 | [33 empty] | 0 | 0 | 0 | 0 | [190 empty] | 39 | [375 empty] | 39 | FALSE | #N/A | 0 | [149 empty] | 39 | [112 empty] | 39 |  |  |  |  | 0 |  | SPSOc_mm | 0.10205 | 0.10136 | 0.12216 | 0.11905 | 0.11463 | 0.11022 | 0.10761 | 0.10575 | 0.10443 | 0.10392 | 0.10406 | 0.10439 | 0.10467 | 0.10622 | 0.10722 | 0.10723 | 0.10786 | 0.10864 | 0.1098 | 0.1107 | 0.11147 | 0.11209 | 0.11235 | 0.1125 | 0.11263 | 0.11273 | 0.11239 | 0.11188 | 0.11171 | 0.11109 | 0.11016 | [12 empty] | CDD | TN | 1483.0526 | 1391 | 1399 | 1519 | 1365 |  | SPSOc_w_OFF_1.5 | 59.8366 | 56.0514 | 51.3452 | 46.9025 | 42.7012 | 38.792 | 34.8155 | 31.2084 | 27.8215 | 24.6503 | 21.5925 | 19.0158 | 16.5235 | 14.2045 | 12.0503 | 10.0589 | 8.1984 | 6.497 | 5.0593 | 3.9136 | 3.0003 | 2.4916 | 2.1081 | 1.7739 | 1.4852 | 1.2179 | 1.0259 | 0.84369 | 0.68382 | 0.53834 | 0.40113 | 0.70475 |  |  |  | SPSOc_w_OFF_1.5 | 158.4138 | 150.6313 | 143.2312 | 136.1947 | 129.5038 | 123.1416 | 117.092 | 111.3396 | 105.8698 | 100.6687 | 95.7231 | 91.0205 | 86.5489 | 82.297 | 78.2539 | 74.4095 | 70.754 | 67.278 | 63.9728 | 60.83 | 57.8416 | 55 | 55 | 55 | 55 | 55 | 55 | 55 | 55 | 55 | 55 | [318 empty] | SPSOc_mm | 15% | 6% | 91% | [81 empty] | 0 | 0 | 1 | 1 | 1 | 1 | 0 | 0 | 1 | 0 | 1 | 1 | 1 | 1 | 1 | 1 | 1 | 1 | 1 | 1 | 1 | 1 | 1 | 1 | 1 | 1 | 1 | 1 | 1 | [719 empty] | 0 | 39 | [38 empty] | SK | [22 empty] | 39 | 39 | #VALUE! | #VALUE! | [79 empty] | 0 | 0.03 |  | #VALUE! | #VALUE! | #VALUE! | #VALUE! | #VALUE! | #VALUE! | #VALUE! | #VALUE! | #VALUE! | #VALUE! | #VALUE! | #VALUE! | #VALUE! | #VALUE! | #VALUE! | #VALUE! | #VALUE! | #VALUE! | #VALUE! | #VALUE! | #VALUE! | #VALUE! | #VALUE! | #VALUE! | #VALUE! | #VALUE! | #VALUE! | #VALUE! | #VALUE! | #VALUE! | #VALUE! | #VALUE! | [190 empty] | 0 | [5 empty] | 0
NWPPc_vc | NWPPc_Cold or very cold_6B/7 |  |  | 0.27387 | 0.28963 | 0.26418 | 0.23872 | 0.21327 | 0.18782 | 0.16237 | 0.13675 | 0.11113 | 0.093298 | 0.07547 | 0.071232 | 0.066994 | 0.062755 | 0.058517 | 0.054279 | 0.050384 | 0.046489 | 0.042594 | 0.038699 | 0.034804 | 0.032644 | 0.030485 | 0.028325 | 0.026166 | 0.024006 | 0.023216 | 0.022425 | 0.021634 | 0.020844 | 0.020053 |  |  |  |  | 40 | [8 empty] | 0 |  |  |  | 40 | 40 | [268 empty] | 0% | 0% | 0% | 0% | 0% | 0% | 0% | 0 | 0% | 0% | 0% | 0% | 0% | 0% | [81 empty] | 0 | 0 | 0 | 0 | [33 empty] | 0 | 0 | 0 | 0 | [190 empty] | 40 | [375 empty] | 40 | FALSE | #N/A | 0 | [149 empty] | 40 | [112 empty] | 40 |  |  |  |  | 0 |  | SPSOc_w | 0.10205 | 0.10136 | 0.12216 | 0.11905 | 0.11463 | 0.11022 | 0.10761 | 0.10575 | 0.10443 | 0.10392 | 0.10406 | 0.10439 | 0.10467 | 0.10622 | 0.10722 | 0.10723 | 0.10786 | 0.10864 | 0.1098 | 0.1107 | 0.11147 | 0.11209 | 0.11235 | 0.1125 | 0.11263 | 0.11273 | 0.11239 | 0.11188 | 0.11171 | 0.11109 | 0.11016 | [12 empty] | CDD | TX | 2946.8421 | 2961 | 2816 | 3224 | 3379 |  | SRMVc_vh_OFF_1.5 | 50.7554 | 47.5485 | 43.5614 | 39.7975 | 36.2381 | 32.9262 | 29.5573 | 26.5013 | 23.6319 | 20.9452 | 18.3546 | 16.1716 | 14.0601 | 12.0955 | 10.2704 | 8.5833 | 7.0071 | 5.5656 | 4.3476 | 3.377 | 2.6032 | 2.1722 | 1.8473 | 1.5641 | 1.3196 | 1.0931 | 0.93046 | 0.77607 | 0.64063 | 0.51737 | 0.40113 | 0.70475 |  |  |  | SRMVc_vh_OFF_1.5 | 155.0926 | 145.6393 | 136.7623 | 128.4263 | 120.5985 | 113.2477 | 106.3451 | 99.8631 | 93.7762 | 88.0604 | 82.6929 | 77.6526 | 72.9195 | 68.4749 | 64.3012 | 60.3819 | 56.7015 | 53.2454 | 50 | 50 | 50 | 50 | 50 | 50 | 50 | 50 | 50 | 50 | 50 | 50 | 50 | [318 empty] | SPSOc_w | 15% | 6% | 91% | [81 empty] | 0 | 0 | 1 | 1 | 1 | 1 | 0 | 0 | 1 | 0 | 1 | 1 | 1 | 1 | 1 | 1 | 1 | 1 | 1 | 1 | 1 | 1 | 1 | 1 | 1 | 1 | 1 | 1 | 1 | [719 empty] | 0 | 40 | [38 empty] | SI | [22 empty] | 40 | 40 | #VALUE! | #VALUE! | [79 empty] | 0 | 0.03 |  | #VALUE! | #VALUE! | #VALUE! | #VALUE! | #VALUE! | #VALUE! | #VALUE! | #VALUE! | #VALUE! | #VALUE! | #VALUE! | #VALUE! | #VALUE! | #VALUE! | #VALUE! | #VALUE! | #VALUE! | #VALUE! | #VALUE! | #VALUE! | #VALUE! | #VALUE! | #VALUE! | #VALUE! | #VALUE! | #VALUE! | #VALUE! | #VALUE! | #VALUE! | #VALUE! | #VALUE! | #VALUE! | [190 empty] | 0 | [5 empty] | 0
NWPPc_c | NWPPc_Cool_5B |  |  | 0.27387 | 0.28963 | 0.26418 | 0.23872 | 0.21327 | 0.18782 | 0.16237 | 0.13675 | 0.11113 | 0.093298 | 0.07547 | 0.071232 | 0.066994 | 0.062755 | 0.058517 | 0.054279 | 0.050384 | 0.046489 | 0.042594 | 0.038699 | 0.034804 | 0.032644 | 0.030485 | 0.028325 | 0.026166 | 0.024006 | 0.023216 | 0.022425 | 0.021634 | 0.020844 | 0.020053 |  |  | EMISSION |  | 41 | [8 empty] | 0 |  |  |  | 41 | 41 | [268 empty] | 0% | 0% | 0% | 0% | 0% | 0% | 0% | 0 | 0% | 0% | 0% | 0% | 0% | 0% | [81 empty] | 0 | 0 | 0 | 0 | [33 empty] | 0 | 0 | 0 | 0 | [190 empty] | 41 | [375 empty] | 41 | FALSE | #N/A | 0 | [149 empty] | 41 | [112 empty] | 41 |  |  |  |  | 0 |  | SRMVc_vh | 0.10205 | 0.10136 | 0.12216 | 0.11905 | 0.11463 | 0.11022 | 0.10761 | 0.10575 | 0.10443 | 0.10392 | 0.10406 | 0.10439 | 0.10467 | 0.10622 | 0.10722 | 0.10723 | 0.10786 | 0.10864 | 0.1098 | 0.1107 | 0.11147 | 0.11209 | 0.11235 | 0.1125 | 0.11263 | 0.11273 | 0.11239 | 0.11188 | 0.11171 | 0.11109 | 0.11016 | [12 empty] | CDD | UT | 581.1579 | 653 | 739 | 700 | 554 |  | SRMVc_mm_OFF_1.5 | 51.9213 | 48.6402 | 44.5608 | 40.7097 | 37.0679 | 33.6793 | 30.2324 | 27.1056 | 24.1698 | 21.4209 | 18.7703 | 16.5368 | 14.3764 | 12.3663 | 10.499 | 8.7728 | 7.16 | 5.6851 | 4.439 | 3.4459 | 2.6542 | 2.2132 | 1.8808 | 1.5911 | 1.3409 | 1.1091 | 0.94271 | 0.78475 | 0.64617 | 0.52007 | 0.40113 | 0.70475 |  |  |  | SRMVc_mm_OFF_1.5 | 175.2546 | 164.7203 | 154.8192 | 145.5133 | 136.7667 | 128.5459 | 120.8192 | 113.5569 | 106.7312 | 100.3157 | 94.2859 | 88.6185 | 83.2918 | 78.2853 | 73.5797 | 69.1569 | 65 | 65 | 65 | 65 | 65 | 65 | 65 | 65 | 65 | 65 | 65 | 65 | 65 | 65 | 65 | [318 empty] | SRMVc_vh | 15% | 6% | 91% | [81 empty] | 0 | 0 | 1 | 1 | 1 | 1 | 0 | 0 | 1 | 0 | 1 | 1 | 1 | 1 | 1 | 1 | 1 | 1 | 1 | 1 | 1 | 1 | 1 | 1 | 1 | 1 | 1 | 1 | 1 | [719 empty] | 0 | 41 | [61 empty] | 41 | 41 | #VALUE! | #VALUE! | [79 empty] | 0 | 0.03 |  | #VALUE! | #VALUE! | #VALUE! | #VALUE! | #VALUE! | #VALUE! | #VALUE! | #VALUE! | #VALUE! | #VALUE! | #VALUE! | #VALUE! | #VALUE! | #VALUE! | #VALUE! | #VALUE! | #VALUE! | #VALUE! | #VALUE! | #VALUE! | #VALUE! | #VALUE! | #VALUE! | #VALUE! | #VALUE! | #VALUE! | #VALUE! | #VALUE! | #VALUE! | #VALUE! | #VALUE! | #VALUE! | [190 empty] | 0 | [5 empty] | 0
NWPPc_mm | NWPPc_Mixed mild_4C |  |  | 0.27387 | 0.28963 | 0.26418 | 0.23872 | 0.21327 | 0.18782 | 0.16237 | 0.13675 | 0.11113 | 0.093298 | 0.07547 | 0.071232 | 0.066994 | 0.062755 | 0.058517 | 0.054279 | 0.050384 | 0.046489 | 0.042594 | 0.038699 | 0.034804 | 0.032644 | 0.030485 | 0.028325 | 0.026166 | 0.024006 | 0.023216 | 0.022425 | 0.021634 | 0.020844 | 0.020053 |  |  | FACTORS |  | 42 | [8 empty] | 0 |  |  |  | 42 | 42 | [268 empty] | 0% | 0% | 0% | 0% | 0% | 0% | 0% | 0 | 0% | 0% | 0% | 0% | 0% | 0% | [81 empty] | 0 | 0 | 0 | 0 | [33 empty] | 0 | 0 | 0 | 0 | [190 empty] | 42 | [375 empty] | 42 | FALSE | #N/A | 0 | [149 empty] | 42 | [112 empty] | 42 |  |  |  |  | 0 |  | SRMVc_mm | 0.10205 | 0.10136 | 0.12216 | 0.11905 | 0.11463 | 0.11022 | 0.10761 | 0.10575 | 0.10443 | 0.10392 | 0.10406 | 0.10439 | 0.10467 | 0.10622 | 0.10722 | 0.10723 | 0.10786 | 0.10864 | 0.1098 | 0.1107 | 0.11147 | 0.11209 | 0.11235 | 0.1125 | 0.11263 | 0.11273 | 0.11239 | 0.11188 | 0.11171 | 0.11109 | 0.11016 | [12 empty] | CDD | VT | 257.4737 | 319 | 298 | 294 | 263 |  | SRMVc_w_OFF_1.5 | 48.6099 | 45.5397 | 41.7224 | 38.1189 | 34.7112 | 31.5404 | 28.315 | 25.3892 | 22.6421 | 20.0699 | 17.5896 | 15.4996 | 13.4781 | 11.5972 | 9.8499 | 8.2347 | 6.7256 | 5.3455 | 4.1794 | 3.2502 | 2.5094 | 2.0967 | 1.7857 | 1.5146 | 1.2805 | 1.0636 | 0.9079 | 0.76009 | 0.63042 | 0.51242 | 0.40113 | 0.70475 |  |  |  | SRMVc_w_OFF_1.5 | 158.4138 | 148.8564 | 139.8757 | 131.4368 | 123.507 | 116.0557 | 109.0539 | 102.4745 | 96.2921 | 90.4826 | 85.0237 | 79.8941 | 75.0739 | 70.5446 | 66.2886 | 62.2893 | 58.5313 | 55 | 55 | 55 | 55 | 55 | 55 | 55 | 55 | 55 | 55 | 55 | 55 | 55 | 55 | [318 empty] | SRMVc_mm | 15% | 6% | 91% | [81 empty] | 0 | 0 | 1 | 1 | 1 | 1 | 0 | 0 | 1 | 0 | 1 | 1 | 1 | 1 | 1 | 1 | 1 | 1 | 1 | 1 | 1 | 1 | 1 | 1 | 1 | 1 | 1 | 1 | 1 | [719 empty] | 0 | 42 | [61 empty] | 42 | 42 | #VALUE! | #VALUE! | [79 empty] | 0 | 0.03 |  | #VALUE! | #VALUE! | #VALUE! | #VALUE! | #VALUE! | #VALUE! | #VALUE! | #VALUE! | #VALUE! | #VALUE! | #VALUE! | #VALUE! | #VALUE! | #VALUE! | #VALUE! | #VALUE! | #VALUE! | #VALUE! | #VALUE! | #VALUE! | #VALUE! | #VALUE! | #VALUE! | #VALUE! | #VALUE! | #VALUE! | #VALUE! | #VALUE! | #VALUE! | #VALUE! | #VALUE! | #VALUE! | [190 empty] | 0 | [5 empty] | 0
NWPPc_w | NWPPc_Warm_3B |  |  | 0.27387 | 0.28963 | 0.26418 | 0.23872 | 0.21327 | 0.18782 | 0.16237 | 0.13675 | 0.11113 | 0.093298 | 0.07547 | 0.071232 | 0.066994 | 0.062755 | 0.058517 | 0.054279 | 0.050384 | 0.046489 | 0.042594 | 0.038699 | 0.034804 | 0.032644 | 0.030485 | 0.028325 | 0.026166 | 0.024006 | 0.023216 | 0.022425 | 0.021634 | 0.020844 | 0.020053 |  |  |  |  | 43 | [8 empty] | 0 |  |  |  | 43 | 43 | [268 empty] | 0% | 0% | 0% | 0% | 0% | 0% | 0% | 0 | 0% | 0% | 0% | 0% | 0% | 0% | [81 empty] | 0 | 0 | 0 | 0 | [33 empty] | 0 | 0 | 0 | 0 | [190 empty] | 43 | [375 empty] | 43 | FALSE | #N/A | 0 | [149 empty] | 43 | [112 empty] | 43 |  |  |  |  | 0 |  | SRMVc_w | 0.10205 | 0.10136 | 0.12216 | 0.11905 | 0.11463 | 0.11022 | 0.10761 | 0.10575 | 0.10443 | 0.10392 | 0.10406 | 0.10439 | 0.10467 | 0.10622 | 0.10722 | 0.10723 | 0.10786 | 0.10864 | 0.1098 | 0.1107 | 0.11147 | 0.11209 | 0.11235 | 0.1125 | 0.11263 | 0.11273 | 0.11239 | 0.11188 | 0.11171 | 0.11109 | 0.11016 | [12 empty] | CDD | VA | 1201.1579 | 1204 | 1253 | 1188 | 1074 |  | SRMWc_c_OFF_1.5 | 82.0231 | 76.8249 | 70.3619 | 64.2608 | 58.4913 | 53.1227 | 47.6619 | 42.7083 | 38.0572 | 33.7021 | 29.5029 | 25.9643 | 22.5417 | 19.3572 | 16.3988 | 13.664 | 11.109 | 8.7724 | 6.7982 | 5.2248 | 3.9705 | 3.2719 | 2.7453 | 2.2863 | 1.8899 | 1.5228 | 1.2591 | 1.0089 | 0.78934 | 0.58956 | 0.40113 | 0.70475 |  |  |  | SRMWc_c_OFF_1.5 | 171.4974 | 162.8575 | 154.6529 | 146.8616 | 139.4628 | 132.4368 | 125.7647 | 119.4288 | 113.4121 | 107.6985 | 102.2727 | 97.1203 | 92.2275 | 87.5811 | 83.1689 | 78.9789 | 75 | 75 | 75 | 75 | 75 | 75 | 75 | 75 | 75 | 75 | 75 | 75 | 75 | 75 | 75 | [318 empty] | SRMVc_w | 15% | 6% | 91% | [81 empty] | 0 | 0 | 1 | 1 | 1 | 1 | 0 | 0 | 1 | 0 | 1 | 1 | 1 | 1 | 1 | 1 | 1 | 1 | 1 | 1 | 1 | 1 | 1 | 1 | 1 | 1 | 1 | 1 | 1 | [719 empty] | 0 | 43 | [61 empty] | 43 | 43 | #VALUE! | #VALUE! | [79 empty] | 0 | 0.03 |  | #VALUE! | #VALUE! | #VALUE! | #VALUE! | #VALUE! | #VALUE! | #VALUE! | #VALUE! | #VALUE! | #VALUE! | #VALUE! | #VALUE! | #VALUE! | #VALUE! | #VALUE! | #VALUE! | #VALUE! | #VALUE! | #VALUE! | #VALUE! | #VALUE! | #VALUE! | #VALUE! | #VALUE! | #VALUE! | #VALUE! | #VALUE! | #VALUE! | #VALUE! | #VALUE! | #VALUE! | #VALUE! | [190 empty] | 0 | [5 empty] | 0
NYSTc_vc | NYSTc_Cold or very cold_6A |  |  | 0.31496 | 0.34334 | 0.30791 | 0.27248 | 0.23705 | 0.20163 | 0.1662 | 0.1547 | 0.1432 | 0.098902 | 0.054598 | 0.048171 | 0.041744 | 0.035318 | 0.028891 | 0.022464 | 0.017971 | 0.013478 | 0.0089854 | 0.0044927 | 0 | 0 | 0 | 0 | 0 | 0 | 0 | 0 | 0 | 0 | 0 |  |  |  |  | 44 | [8 empty] | 0 |  |  |  | 44 | 44 | [268 empty] | 0% | 0% | 0% | 0% | 0% | 0% | 0% | 0 | 0% | 0% | 0% | 0% | 0% | 0% | [81 empty] | 0 | 0 | 0 | 0 | [33 empty] | 0 | 0 | 0 | 0 | [190 empty] | 44 | [375 empty] | 44 | FALSE | #N/A | 0 | [149 empty] | 44 | [112 empty] | 44 |  |  |  |  | 0 |  | SRMWc_c | 0.10205 | 0.10136 | 0.12216 | 0.11905 | 0.11463 | 0.11022 | 0.10761 | 0.10575 | 0.10443 | 0.10392 | 0.10406 | 0.10439 | 0.10467 | 0.10622 | 0.10722 | 0.10723 | 0.10786 | 0.10864 | 0.1098 | 0.1107 | 0.11147 | 0.11209 | 0.11235 | 0.1125 | 0.11263 | 0.11273 | 0.11239 | 0.11188 | 0.11171 | 0.11109 | 0.11016 | [12 empty] | CDD | WA | 208.5789 | 183 | 278 | 305 | 268 |  | SRMWc_mm_OFF_1.5 | 95.9765 | 89.8896 | 82.3218 | 75.1778 | 68.4219 | 62.1356 | 55.7412 | 49.9408 | 44.4946 | 39.395 | 34.4779 | 30.3344 | 26.3267 | 22.5977 | 19.1337 | 15.9314 | 12.9396 | 10.2035 | 7.8917 | 6.0494 | 4.5807 | 3.7627 | 3.146 | 2.6086 | 2.1444 | 1.7146 | 1.4058 | 1.1128 | 0.8557 | 0.62177 | 0.40113 | 0.70475 |  |  |  | SRMWc_mm_OFF_1.5 | 175.2546 | 165.8588 | 156.9667 | 148.5514 | 140.5872 | 133.05 | 125.9169 | 119.1662 | 112.7774 | 106.7312 | 101.0091 | 95.5938 | 90.4688 | 85.6185 | 81.0283 | 76.6842 | 72.573 | 68.6822 | 65 | 65 | 65 | 65 | 65 | 65 | 65 | 65 | 65 | 65 | 65 | 65 | 65 | [318 empty] | SRMWc_c | 15% | 6% | 91% | [81 empty] | 0 | 0 | 1 | 1 | 1 | 1 | 0 | 0 | 1 | 0 | 1 | 1 | 1 | 1 | 1 | 1 | 1 | 1 | 1 | 1 | 1 | 1 | 1 | 1 | 1 | 1 | 1 | 1 | 1 | [719 empty] | 0 | 44 | [61 empty] | 44 | 44 | #VALUE! | #VALUE! | [79 empty] | 0 | 0.03 |  | #VALUE! | #VALUE! | #VALUE! | #VALUE! | #VALUE! | #VALUE! | #VALUE! | #VALUE! | #VALUE! | #VALUE! | #VALUE! | #VALUE! | #VALUE! | #VALUE! | #VALUE! | #VALUE! | #VALUE! | #VALUE! | #VALUE! | #VALUE! | #VALUE! | #VALUE! | #VALUE! | #VALUE! | #VALUE! | #VALUE! | #VALUE! | #VALUE! | #VALUE! | #VALUE! | #VALUE! | #VALUE! | [190 empty] | 0 | [5 empty] | 0
NYSTc_c | NYSTc_Cool_5A |  |  | 0.31496 | 0.34334 | 0.30791 | 0.27248 | 0.23705 | 0.20163 | 0.1662 | 0.1547 | 0.1432 | 0.098902 | 0.054598 | 0.048171 | 0.041744 | 0.035318 | 0.028891 | 0.022464 | 0.017971 | 0.013478 | 0.0089854 | 0.0044927 | 0 | 0 | 0 | 0 | 0 | 0 | 0 | 0 | 0 | 0 | 0 |  |  |  |  | 45 | [8 empty] | 0 |  |  |  | 45 | 45 | [268 empty] | 0% | 0% | 0% | 0% | 0% | 0% | 0% | 0 | 0% | 0% | 0% | 0% | 0% | 0% | [81 empty] | 0 | 0 | 0 | 0 | [33 empty] | 0 | 0 | 0 | 0 | [190 empty] | 45 | [375 empty] | 45 | FALSE | #N/A | 0 | [149 empty] | 45 | [112 empty] | 45 |  |  |  |  | 0 |  | SRMWc_mm | 0.10205 | 0.10136 | 0.12216 | 0.11905 | 0.11463 | 0.11022 | 0.10761 | 0.10575 | 0.10443 | 0.10392 | 0.10406 | 0.10439 | 0.10467 | 0.10622 | 0.10722 | 0.10723 | 0.10786 | 0.10864 | 0.1098 | 0.1107 | 0.11147 | 0.11209 | 0.11235 | 0.1125 | 0.11263 | 0.11273 | 0.11239 | 0.11188 | 0.11171 | 0.11109 | 0.11016 | [12 empty] | CDD | WV | 846.3158 | 873 | 880 | 815 | 693 |  | SRSOc_vh_OFF_1.5 | 58.7986 | 55.0795 | 50.4555 | 46.0904 | 41.9625 | 38.1215 | 34.2145 | 30.6704 | 27.3427 | 24.2268 | 21.2224 | 18.6907 | 16.2419 | 13.9635 | 11.8469 | 9.8903 | 8.0622 | 6.3905 | 4.978 | 3.8523 | 2.9549 | 2.4551 | 2.0783 | 1.7499 | 1.4663 | 1.2037 | 1.015 | 0.83596 | 0.67888 | 0.53594 | 0.40113 | 0.70475 |  |  |  | SRSOc_vh_OFF_1.5 | 155.0926 | 145.1016 | 135.7542 | 127.0089 | 118.8271 | 111.1723 | 104.0106 | 97.3103 | 91.0416 | 85.1767 | 79.6897 | 74.5561 | 69.7532 | 65.2598 | 61.0558 | 57.1226 | 53.4428 | 50 | 50 | 50 | 50 | 50 | 50 | 50 | 50 | 50 | 50 | 50 | 50 | 50 | 50 | [318 empty] | SRMWc_mm | 15% | 6% | 91% | [81 empty] | 0 | 0 | 1 | 1 | 1 | 1 | 0 | 0 | 1 | 0 | 1 | 1 | 1 | 1 | 1 | 1 | 1 | 1 | 1 | 1 | 1 | 1 | 1 | 1 | 1 | 1 | 1 | 1 | 1 | [719 empty] | 0 | 45 | [61 empty] | 45 | 45 | #VALUE! | #VALUE! | [79 empty] | 0 | 0.03 |  | #VALUE! | #VALUE! | #VALUE! | #VALUE! | #VALUE! | #VALUE! | #VALUE! | #VALUE! | #VALUE! | #VALUE! | #VALUE! | #VALUE! | #VALUE! | #VALUE! | #VALUE! | #VALUE! | #VALUE! | #VALUE! | #VALUE! | #VALUE! | #VALUE! | #VALUE! | #VALUE! | #VALUE! | #VALUE! | #VALUE! | #VALUE! | #VALUE! | #VALUE! | #VALUE! | #VALUE! | #VALUE! | [190 empty] | 0 | [5 empty] | 0
NYSTc_mm | NYSTc_Mixed mild_4A |  |  | 0.31496 | 0.34334 | 0.30791 | 0.27248 | 0.23705 | 0.20163 | 0.1662 | 0.1547 | 0.1432 | 0.098902 | 0.054598 | 0.048171 | 0.041744 | 0.035318 | 0.028891 | 0.022464 | 0.017971 | 0.013478 | 0.0089854 | 0.0044927 | 0 | 0 | 0 | 0 | 0 | 0 | 0 | 0 | 0 | 0 | 0 |  |  |  |  | 46 | [8 empty] | 0 |  |  |  | 46 | 46 | [268 empty] | 0% | 0% | 0% | 0% | 0% | 0% | 0% | 0 | 0% | 0% | 0% | 0% | 0% | 0% | [81 empty] | 0 | 0 | 0 | 0 | [33 empty] | 0 | 0 | 0 | 0 | [190 empty] | 46 | [375 empty] | 46 | FALSE | #N/A | 0 | [149 empty] | 46 | [112 empty] | 46 |  |  |  |  | 0 |  | SRSOc_vh | 0.10205 | 0.10136 | 0.12216 | 0.11905 | 0.11463 | 0.11022 | 0.10761 | 0.10575 | 0.10443 | 0.10392 | 0.10406 | 0.10439 | 0.10467 | 0.10622 | 0.10722 | 0.10723 | 0.10786 | 0.10864 | 0.1098 | 0.1107 | 0.11147 | 0.11209 | 0.11235 | 0.1125 | 0.11263 | 0.11273 | 0.11239 | 0.11188 | 0.11171 | 0.11109 | 0.11016 | [12 empty] | CDD | WI | 555.9474 | 605 | 670 | 536 | 564 |  | SRSOc_mm_OFF_1.5 | 59.084 | 55.3467 | 50.7001 | 46.3137 | 42.1656 | 38.3058 | 34.3797 | 30.8183 | 27.4743 | 24.3432 | 21.3241 | 18.78 | 16.3193 | 14.0297 | 11.9028 | 9.9366 | 8.0997 | 6.4198 | 5.0003 | 3.8692 | 2.9674 | 2.4651 | 2.0865 | 1.7565 | 1.4715 | 1.2076 | 1.018 | 0.83808 | 0.68024 | 0.5366 | 0.40113 | 0.50136 |  |  |  | SRSOc_mm_OFF_1.5 | 175.2546 | 164.041 | 153.5448 | 143.7203 | 134.5244 | 125.9169 | 117.8601 | 110.3189 | 103.2602 | 96.6531 | 90.4688 | 84.6802 | 79.2619 | 74.1904 | 69.4433 | 65 | 65 | 65 | 65 | 65 | 65 | 65 | 65 | 65 | 65 | 65 | 65 | 65 | 65 | 65 | 65 | [318 empty] | SRSOc_vh | 15% | 6% | 91% | [81 empty] | 0 | 0 | 1 | 1 | 1 | 1 | 0 | 0 | 1 | 0 | 1 | 1 | 1 | 1 | 1 | 1 | 1 | 1 | 1 | 1 | 1 | 1 | 1 | 1 | 1 | 1 | 1 | 1 | 1 | [719 empty] | 0 | 46 | [61 empty] | 46 | 46 | #VALUE! | #VALUE! | [79 empty] | 0 | 0.03 |  | #VALUE! | #VALUE! | #VALUE! | #VALUE! | #VALUE! | #VALUE! | #VALUE! | #VALUE! | #VALUE! | #VALUE! | #VALUE! | #VALUE! | #VALUE! | #VALUE! | #VALUE! | #VALUE! | #VALUE! | #VALUE! | #VALUE! | #VALUE! | #VALUE! | #VALUE! | #VALUE! | #VALUE! | #VALUE! | #VALUE! | #VALUE! | #VALUE! | #VALUE! | #VALUE! | #VALUE! | #VALUE! | [190 empty] | 0 | [5 empty] | 0
RFCEc_vc | RFCEc_Cold or very cold_6A |  |  | 0.29727 | 0.30663 | 0.29215 | 0.27766 | 0.26318 | 0.2487 | 0.23422 | 0.2204 | 0.20657 | 0.19853 | 0.19048 | 0.18395 | 0.17742 | 0.17089 | 0.16435 | 0.15782 | 0.15514 | 0.15246 | 0.14978 | 0.1471 | 0.14442 | 0.14504 | 0.14566 | 0.14627 | 0.14689 | 0.14751 | 0.14882 | 0.15013 | 0.15144 | 0.15275 | 0.15406 |  |  |  |  | 47 | [8 empty] | 0 |  |  |  | 47 | 47 | [268 empty] | 0% | 0% | 0% | 0% | 0% | 0% | 0% | 0 | 0% | 0% | 0% | 0% | 0% | 0% | [81 empty] | 0 | 0 | 0 | 0 | [33 empty] | 0 | 0 | 0 | 0 | [190 empty] | 47 | [375 empty] | 47 | FALSE | #N/A | 0 | [149 empty] | 47 | [112 empty] | 47 |  |  |  |  | 0 |  | SRSOc_mm | 0.10205 | 0.10136 | 0.12216 | 0.11905 | 0.11463 | 0.11022 | 0.10761 | 0.10575 | 0.10443 | 0.10392 | 0.10406 | 0.10439 | 0.10467 | 0.10622 | 0.10722 | 0.10723 | 0.10786 | 0.10864 | 0.1098 | 0.1107 | 0.11147 | 0.11209 | 0.11235 | 0.1125 | 0.11263 | 0.11273 | 0.11239 | 0.11188 | 0.11171 | 0.11109 | 0.11016 | [12 empty] | CDD | WY | 306.0526 | 354 | 413 | 393 | 258 |  | SRSOc_w_OFF_1.5 | 55.6793 | 52.1588 | 47.7818 | 43.6499 | 39.7424 | 36.1066 | 32.4083 | 29.0535 | 25.9035 | 22.9541 | 20.1102 | 17.7137 | 15.3957 | 13.239 | 11.2355 | 9.3834 | 7.653 | 6.0706 | 4.7335 | 3.6679 | 2.8185 | 2.3454 | 1.9887 | 1.6779 | 1.4094 | 1.1608 | 0.98222 | 0.81273 | 0.66405 | 0.52874 | 0.40113 | 0.81368 |  |  |  | SRSOc_w_OFF_1.5 | 158.4138 | 148.2786 | 138.7919 | 129.9122 | 121.6005 | 113.8206 | 106.5385 | 99.7223 | 93.3422 | 87.3702 | 81.7804 | 76.5481 | 71.6507 | 67.0665 | 62.7757 | 58.7594 | 55 | 55 | 55 | 55 | 55 | 55 | 55 | 55 | 55 | 55 | 55 | 55 | 55 | 55 | 55 | [318 empty] | SRSOc_mm | 15% | 6% | 91% | [81 empty] | 0 | 0 | 1 | 1 | 1 | 1 | 0 | 0 | 1 | 0 | 1 | 1 | 1 | 1 | 1 | 1 | 1 | 1 | 1 | 1 | 1 | 1 | 1 | 1 | 1 | 1 | 1 | 1 | 1 | [719 empty] | 0 | 47 | [61 empty] | 47 | 47 | #VALUE! | #VALUE! | [79 empty] | 0 | 0.03 |  | #VALUE! | #VALUE! | #VALUE! | #VALUE! | #VALUE! | #VALUE! | #VALUE! | #VALUE! | #VALUE! | #VALUE! | #VALUE! | #VALUE! | #VALUE! | #VALUE! | #VALUE! | #VALUE! | #VALUE! | #VALUE! | #VALUE! | #VALUE! | #VALUE! | #VALUE! | #VALUE! | #VALUE! | #VALUE! | #VALUE! | #VALUE! | #VALUE! | #VALUE! | #VALUE! | #VALUE! | #VALUE! | [190 empty] | 0 | [5 empty] | 0
RFCEc_c | RFCEc_Cool_5A |  |  | 0.29727 | 0.30663 | 0.29215 | 0.27766 | 0.26318 | 0.2487 | 0.23422 | 0.2204 | 0.20657 | 0.19853 | 0.19048 | 0.18395 | 0.17742 | 0.17089 | 0.16435 | 0.15782 | 0.15514 | 0.15246 | 0.14978 | 0.1471 | 0.14442 | 0.14504 | 0.14566 | 0.14627 | 0.14689 | 0.14751 | 0.14882 | 0.15013 | 0.15144 | 0.15275 | 0.15406 |  |  |  |  | 48 | [8 empty] | 0 |  |  |  | 48 | 48 | [268 empty] | 0% | 0% | 0% | 0% | 0% | 0% | 0% | 0 | 0% | 0% | 0% | 0% | 0% | 0% | [81 empty] | 0 | 0 | 0 | 0 | [33 empty] | 0 | 0 | 0 | 0 | [190 empty] | 48 | [375 empty] | 48 | FALSE | #N/A | 0 | [149 empty] | 48 | [112 empty] | 48 |  |  |  |  | 0 |  | SRSOc_w | 0.10205 | 0.10136 | 0.12216 | 0.11905 | 0.11463 | 0.11022 | 0.10761 | 0.10575 | 0.10443 | 0.10392 | 0.10406 | 0.10439 | 0.10467 | 0.10622 | 0.10722 | 0.10723 | 0.10786 | 0.10864 | 0.1098 | 0.1107 | 0.11147 | 0.11209 | 0.11235 | 0.1125 | 0.11263 | 0.11273 | 0.11239 | 0.11188 | 0.11171 | 0.11109 | 0.11016 | [12 empty] | HDD | AL | 2575.2105 | 2284 | 2396 | 2612 | 2132 |  | SRTVc_mm_OFF_1.5 | 57.616 | 53.9721 | 49.4418 | 45.1651 | 41.1208 | 37.3576 | 33.5297 | 30.0573 | 26.797 | 23.7442 | 20.8007 | 18.3203 | 15.9211 | 13.6888 | 11.6151 | 9.6981 | 7.9071 | 6.2692 | 4.8853 | 3.7824 | 2.9032 | 2.4135 | 2.0443 | 1.7226 | 1.4447 | 1.1874 | 1.0026 | 0.82715 | 0.67326 | 0.53321 | 0.40113 | 0.83753 |  |  |  | SRTVc_mm_OFF_1.5 | 175.2546 | 164.041 | 153.5448 | 143.7203 | 134.5244 | 125.9169 | 117.8601 | 110.3189 | 103.2602 | 96.6531 | 90.4688 | 84.6802 | 79.2619 | 74.1904 | 69.4433 | 65 | 65 | 65 | 65 | 65 | 65 | 65 | 65 | 65 | 65 | 65 | 65 | 65 | 65 | 65 | 65 | [318 empty] | SRSOc_w | 15% | 6% | 91% | [81 empty] | 0 | 0 | 1 | 1 | 1 | 1 | 0 | 0 | 1 | 0 | 1 | 1 | 1 | 1 | 1 | 1 | 1 | 1 | 1 | 1 | 1 | 1 | 1 | 1 | 1 | 1 | 1 | 1 | 1 | [719 empty] | 0 | 48 | [61 empty] | 48 | 48 | #VALUE! | #VALUE! | [79 empty] | 0 | 0.03 |  | #VALUE! | #VALUE! | #VALUE! | #VALUE! | #VALUE! | #VALUE! | #VALUE! | #VALUE! | #VALUE! | #VALUE! | #VALUE! | #VALUE! | #VALUE! | #VALUE! | #VALUE! | #VALUE! | #VALUE! | #VALUE! | #VALUE! | #VALUE! | #VALUE! | #VALUE! | #VALUE! | #VALUE! | #VALUE! | #VALUE! | #VALUE! | #VALUE! | #VALUE! | #VALUE! | #VALUE! | #VALUE! | [190 empty] | 0 | [5 empty] | 0
RFCEc_mm | RFCEc_Mixed mild_4A |  |  | 0.29727 | 0.30663 | 0.29215 | 0.27766 | 0.26318 | 0.2487 | 0.23422 | 0.2204 | 0.20657 | 0.19853 | 0.19048 | 0.18395 | 0.17742 | 0.17089 | 0.16435 | 0.15782 | 0.15514 | 0.15246 | 0.14978 | 0.1471 | 0.14442 | 0.14504 | 0.14566 | 0.14627 | 0.14689 | 0.14751 | 0.14882 | 0.15013 | 0.15144 | 0.15275 | 0.15406 |  |  |  |  | 49 | [8 empty] | 0 |  |  |  | 49 | 49 | [268 empty] | 0% | 0% | 0% | 0% | 0% | 0% | 0% | 0 | 0% | 0% | 0% | 0% | 0% | 0% | [81 empty] | 0 | 0 | 0 | 0 | [33 empty] | 0 | 0 | 0 | 0 | [190 empty] | 49 | [375 empty] | 49 | FALSE | #N/A | 0 | [149 empty] | 49 | [112 empty] | 49 |  |  |  |  | 0 |  | SRTVc_mm | 0.10205 | 0.10136 | 0.12216 | 0.11905 | 0.11463 | 0.11022 | 0.10761 | 0.10575 | 0.10443 | 0.10392 | 0.10406 | 0.10439 | 0.10467 | 0.10622 | 0.10722 | 0.10723 | 0.10786 | 0.10864 | 0.1098 | 0.1107 | 0.11147 | 0.11209 | 0.11235 | 0.1125 | 0.11263 | 0.11273 | 0.11239 | 0.11188 | 0.11171 | 0.11109 | 0.11016 | [12 empty] | HDD | AZ | 1866 | 1834 | 1723 | 2061 | 2061 |  | SRTVc_w_OFF_1.5 | 54.2303 | 50.8021 | 46.5399 | 42.5162 | 38.7112 | 35.1707 | 31.5693 | 28.3025 | 25.2351 | 22.3629 | 19.5936 | 17.2599 | 15.0027 | 12.9025 | 10.9515 | 9.1479 | 7.4629 | 5.922 | 4.6199 | 3.5823 | 2.7551 | 2.2944 | 1.9471 | 1.6444 | 1.383 | 1.1409 | 0.96699 | 0.80194 | 0.65715 | 0.5254 | 0.40113 | 0.74288 |  |  |  | SRTVc_w_OFF_1.5 | 158.4138 | 147.6265 | 137.5738 | 128.2056 | 119.4753 | 111.3396 | 103.7578 | 96.6924 | 90.108 | 83.9721 | 78.2539 | 72.9252 | 67.9593 | 63.3315 | 59.0189 | 55 | 55 | 55 | 55 | 55 | 55 | 55 | 55 | 55 | 55 | 55 | 55 | 55 | 55 | 55 | 55 | [318 empty] | SRTVc_mm | 15% | 6% | 91% | [81 empty] | 0 | 0 | 1 | 1 | 1 | 1 | 0 | 0 | 1 | 0 | 1 | 1 | 1 | 1 | 1 | 1 | 1 | 1 | 1 | 1 | 1 | 1 | 1 | 1 | 1 | 1 | 1 | 1 | 1 | [719 empty] | 0 | 49 | [61 empty] | 49 | 49 | #VALUE! | #VALUE! | [79 empty] | 0 | 0.03 |  | #VALUE! | #VALUE! | #VALUE! | #VALUE! | #VALUE! | #VALUE! | #VALUE! | #VALUE! | #VALUE! | #VALUE! | #VALUE! | #VALUE! | #VALUE! | #VALUE! | #VALUE! | #VALUE! | #VALUE! | #VALUE! | #VALUE! | #VALUE! | #VALUE! | #VALUE! | #VALUE! | #VALUE! | #VALUE! | #VALUE! | #VALUE! | #VALUE! | #VALUE! | #VALUE! | #VALUE! | #VALUE! | [190 empty] | 0 | [5 empty] | 0
RFCMc_vc | RFCMc_Cold or very cold_6A/7 |  |  | 0.52608 | 0.55422 | 0.51861 | 0.483 | 0.4474 | 0.41179 | 0.37619 | 0.34935 | 0.32251 | 0.29337 | 0.26424 | 0.26099 | 0.25773 | 0.25448 | 0.25122 | 0.24797 | 0.24347 | 0.23898 | 0.23449 | 0.23 | 0.2255 | 0.22381 | 0.22211 | 0.22041 | 0.21872 | 0.21702 | 0.21405 | 0.21108 | 0.20811 | 0.20514 | 0.20217 |  |  |  |  | 50 | [8 empty] | 0 |  |  |  | 50 | 50 | [268 empty] | 0% | 0% | 0% | 0% | 0% | 0% | 0% | 0 | 0% | 0% | 0% | 0% | 0% | 0% | [81 empty] | 0 | 0 | 0 | 0 | [33 empty] | 0 | 0 | 0 | 0 | [190 empty] | 50 | [375 empty] | 50 | FALSE | #N/A | 0 | [149 empty] | 50 | [112 empty] | 50 |  |  |  |  | 0 |  | SRTVc_w | 0.10205 | 0.10136 | 0.12216 | 0.11905 | 0.11463 | 0.11022 | 0.10761 | 0.10575 | 0.10443 | 0.10392 | 0.10406 | 0.10439 | 0.10467 | 0.10622 | 0.10722 | 0.10723 | 0.10786 | 0.10864 | 0.1098 | 0.1107 | 0.11147 | 0.11209 | 0.11235 | 0.1125 | 0.11263 | 0.11273 | 0.11239 | 0.11188 | 0.11171 | 0.11109 | 0.11016 | [12 empty] | HDD | AR | 3327.2105 | 3190 | 3254 | 3508 | 2883 |  | SRVCc_c_OFF_1.5 | 41.6478 | 39.0209 | 35.755 | 32.6719 | 29.7563 | 27.0434 | 24.2838 | 21.7806 | 19.4302 | 17.2294 | 15.1073 | 13.3192 | 11.5896 | 9.9803 | 8.4854 | 7.1034 | 5.8122 | 4.6315 | 3.6338 | 2.8387 | 2.2049 | 1.8519 | 1.5857 | 1.3538 | 1.1535 | 0.96796 | 0.83472 | 0.70826 | 0.59731 | 0.49635 | 0.40113 | 0.75906 |  |  |  | SRVCc_c_OFF_1.5 | 171.4974 | 160.9263 | 151.0068 | 141.6988 | 132.9645 | 124.7685 | 117.0778 | 109.8612 | 103.0893 | 96.7349 | 90.7722 | 85.177 | 79.9267 | 75 | 75 | 75 | 75 | 75 | 75 | 75 | 75 | 75 | 75 | 75 | 75 | 75 | 75 | 75 | 75 | 75 | 75 | [318 empty] | SRTVc_w | 15% | 6% | 91% | [81 empty] | 0 | 0 | 1 | 1 | 1 | 1 | 0 | 0 | 1 | 0 | 1 | 1 | 1 | 1 | 1 | 1 | 1 | 1 | 1 | 1 | 1 | 1 | 1 | 1 | 1 | 1 | 1 | 1 | 1 | [719 empty] | 0 | 50 | [61 empty] | 50 | 50 | #VALUE! | #VALUE! | [79 empty] | 0 | 0.03 |  | #VALUE! | #VALUE! | #VALUE! | #VALUE! | #VALUE! | #VALUE! | #VALUE! | #VALUE! | #VALUE! | #VALUE! | #VALUE! | #VALUE! | #VALUE! | #VALUE! | #VALUE! | #VALUE! | #VALUE! | #VALUE! | #VALUE! | #VALUE! | #VALUE! | #VALUE! | #VALUE! | #VALUE! | #VALUE! | #VALUE! | #VALUE! | #VALUE! | #VALUE! | #VALUE! | #VALUE! | #VALUE! | [190 empty] | 0 | [5 empty] | 0
RFCMc_c | RFCMc_Cool_5A |  |  | 0.52608 | 0.55422 | 0.51861 | 0.483 | 0.4474 | 0.41179 | 0.37619 | 0.34935 | 0.32251 | 0.29337 | 0.26424 | 0.26099 | 0.25773 | 0.25448 | 0.25122 | 0.24797 | 0.24347 | 0.23898 | 0.23449 | 0.23 | 0.2255 | 0.22381 | 0.22211 | 0.22041 | 0.21872 | 0.21702 | 0.21405 | 0.21108 | 0.20811 | 0.20514 | 0.20217 |  |  |  |  | 51 | [8 empty] | 0 |  |  |  | 51 | 51 | [268 empty] | 0% | 0% | 0% | 0% | 0% | 0% | 0% | 0 | 0% | 0% | 0% | 0% | 0% | 0% | [81 empty] | 0 | 0 | 0 | 0 | [33 empty] | 0 | 0 | 0 | 0 | [190 empty] | 51 | [375 empty] | 51 | FALSE | #N/A | 0 | [149 empty] | 51 | [112 empty] | 51 |  |  |  |  | 0 |  | SRVCc_c | 0.10205 | 0.10136 | 0.12216 | 0.11905 | 0.11463 | 0.11022 | 0.10761 | 0.10575 | 0.10443 | 0.10392 | 0.10406 | 0.10439 | 0.10467 | 0.10622 | 0.10722 | 0.10723 | 0.10786 | 0.10864 | 0.1098 | 0.1107 | 0.11147 | 0.11209 | 0.11235 | 0.1125 | 0.11263 | 0.11273 | 0.11239 | 0.11188 | 0.11171 | 0.11109 | 0.11016 | [12 empty] | HDD | CA | 2741.5789 | 2570 | 2689 | 2672 | 3110 |  | SRVCc_mm_OFF_1.5 | 45.0894 | 42.2433 | 38.7048 | 35.3645 | 32.2056 | 29.2663 | 26.2765 | 23.5644 | 21.0179 | 18.6335 | 16.3344 | 14.397 | 12.5231 | 10.7796 | 9.1599 | 7.6626 | 6.2637 | 4.9844 | 3.9035 | 3.0421 | 2.3554 | 1.9729 | 1.6846 | 1.4333 | 1.2162 | 1.0153 | 0.8709 | 0.73388 | 0.61368 | 0.5043 | 0.40113 | 0.76386 |  |  |  | SRVCc_mm_OFF_1.5 | 175.2546 | 164.041 | 153.5448 | 143.7203 | 134.5244 | 125.9169 | 117.8601 | 110.3189 | 103.2602 | 96.6531 | 90.4688 | 84.6802 | 79.2619 | 74.1904 | 69.4433 | 65 | 65 | 65 | 65 | 65 | 65 | 65 | 65 | 65 | 65 | 65 | 65 | 65 | 65 | 65 | 65 | [318 empty] | SRVCc_c | 15% | 6% | 91% | [81 empty] | 0 | 0 | 1 | 1 | 1 | 1 | 0 | 0 | 1 | 0 | 1 | 1 | 1 | 1 | 1 | 1 | 1 | 1 | 1 | 1 | 1 | 1 | 1 | 1 | 1 | 1 | 1 | 1 | 1 | [719 empty] | 0 | 51 | [61 empty] | 51 | 51 | #VALUE! | #VALUE! | [79 empty] | 0 | 0.03 |  | #VALUE! | #VALUE! | #VALUE! | #VALUE! | #VALUE! | #VALUE! | #VALUE! | #VALUE! | #VALUE! | #VALUE! | #VALUE! | #VALUE! | #VALUE! | #VALUE! | #VALUE! | #VALUE! | #VALUE! | #VALUE! | #VALUE! | #VALUE! | #VALUE! | #VALUE! | #VALUE! | #VALUE! | #VALUE! | #VALUE! | #VALUE! | #VALUE! | #VALUE! | #VALUE! | #VALUE! | #VALUE! | [190 empty] | 0 | [5 empty] | 0
RFCWc_vc | RFCWc_Cold or very cold_6A |  |  | 0.44943 | 0.47743 | 0.45425 | 0.43108 | 0.4079 | 0.38473 | 0.36155 | 0.30234 | 0.24314 | 0.21777 | 0.1924 | 0.18612 | 0.17984 | 0.17356 | 0.16728 | 0.161 | 0.15323 | 0.14546 | 0.13769 | 0.12992 | 0.12215 | 0.12098 | 0.1198 | 0.11862 | 0.11745 | 0.11627 | 0.11733 | 0.11839 | 0.11945 | 0.12051 | 0.12157 |  |  |  |  | 52 | [8 empty] | 0 |  |  |  | 52 | 52 | [268 empty] | 0% | 0% | 0% | 0% | 0% | 0% | 0% | 0 | 0% | 0% | 0% | 0% | 0% | 0% | [81 empty] | 0 | 0 | 0 | 0 | [33 empty] | 0 | 0 | 0 | 0 | [190 empty] | 52 | [375 empty] | 52 | FALSE | #N/A | 0 | [149 empty] | 52 | [112 empty] | 52 |  |  |  |  | 0 |  | SRVCc_mm | 0.10205 | 0.10136 | 0.12216 | 0.11905 | 0.11463 | 0.11022 | 0.10761 | 0.10575 | 0.10443 | 0.10392 | 0.10406 | 0.10439 | 0.10467 | 0.10622 | 0.10722 | 0.10723 | 0.10786 | 0.10864 | 0.1098 | 0.1107 | 0.11147 | 0.11209 | 0.11235 | 0.1125 | 0.11263 | 0.11273 | 0.11239 | 0.11188 | 0.11171 | 0.11109 | 0.11016 | [12 empty] | HDD | CO | 7015.6842 | 6814 | 6723 | 7212 | 7157 |  | SRVCc_w_OFF_1.5 | 41.867 | 39.2261 | 35.9428 | 32.8433 | 29.9123 | 27.1849 | 24.4107 | 21.8942 | 19.5313 | 17.3188 | 15.1855 | 13.3878 | 11.649 | 10.0312 | 8.5283 | 7.139 | 5.841 | 4.654 | 3.651 | 2.8517 | 2.2145 | 1.8596 | 1.592 | 1.3588 | 1.1575 | 0.97097 | 0.83702 | 0.70989 | 0.59835 | 0.49686 | 0.40113 | 0.74896 |  |  |  | SRVCc_w_OFF_1.5 | 158.4138 | 148.2786 | 138.7919 | 129.9122 | 121.6005 | 113.8206 | 106.5385 | 99.7223 | 93.3422 | 87.3702 | 81.7804 | 76.5481 | 71.6507 | 67.0665 | 62.7757 | 58.7594 | 55 | 55 | 55 | 55 | 55 | 55 | 55 | 55 | 55 | 55 | 55 | 55 | 55 | 55 | 55 | [318 empty] | SRVCc_mm | 15% | 6% | 91% | [81 empty] | 0 | 0 | 1 | 1 | 1 | 1 | 0 | 0 | 1 | 0 | 1 | 1 | 1 | 1 | 1 | 1 | 1 | 1 | 1 | 1 | 1 | 1 | 1 | 1 | 1 | 1 | 1 | 1 | 1 | [719 empty] | 0 | 52 | [61 empty] | 52 | 52 | #VALUE! | #VALUE! | [79 empty] | 0 | 0.03 |  | #VALUE! | #VALUE! | #VALUE! | #VALUE! | #VALUE! | #VALUE! | #VALUE! | #VALUE! | #VALUE! | #VALUE! | #VALUE! | #VALUE! | #VALUE! | #VALUE! | #VALUE! | #VALUE! | #VALUE! | #VALUE! | #VALUE! | #VALUE! | #VALUE! | #VALUE! | #VALUE! | #VALUE! | #VALUE! | #VALUE! | #VALUE! | #VALUE! | #VALUE! | #VALUE! | #VALUE! | #VALUE! | [190 empty] | 0 | [5 empty] | 0
RFCWc_c | RFCWc_Cool_5A |  |  | 0.44943 | 0.47743 | 0.45425 | 0.43108 | 0.4079 | 0.38473 | 0.36155 | 0.30234 | 0.24314 | 0.21777 | 0.1924 | 0.18612 | 0.17984 | 0.17356 | 0.16728 | 0.161 | 0.15323 | 0.14546 | 0.13769 | 0.12992 | 0.12215 | 0.12098 | 0.1198 | 0.11862 | 0.11745 | 0.11627 | 0.11733 | 0.11839 | 0.11945 | 0.12051 | 0.12157 |  |  |  |  | 53 | [8 empty] | 0 |  |  |  | 53 | 53 | [268 empty] | 0% | 0% | 0% | 0% | 0% | 0% | 0% | 0 | 0% | 0% | 0% | 0% | 0% | 0% | [81 empty] | 0 | 0 | 0 | 0 | [33 empty] | 0 | 0 | 0 | 0 | [190 empty] | 53 | [375 empty] | 53 | FALSE | #N/A | 0 | [149 empty] | 53 | [112 empty] | 53 |  |  |  |  | 0 |  | SRVCc_w | 0.10205 | 0.10136 | 0.12216 | 0.11905 | 0.11463 | 0.11022 | 0.10761 | 0.10575 | 0.10443 | 0.10392 | 0.10406 | 0.10439 | 0.10467 | 0.10622 | 0.10722 | 0.10723 | 0.10786 | 0.10864 | 0.1098 | 0.1107 | 0.11147 | 0.11209 | 0.11235 | 0.1125 | 0.11263 | 0.11273 | 0.11239 | 0.11188 | 0.11171 | 0.11109 | 0.11016 | [12 empty] | HDD | CT | 5667.4737 | 5344 | 5410 | 5627 | 5041 |  | AKGD_vc_OFF_1.5 | 59.6254 | 55.8536 | 51.1641 | 46.7372 | 42.5509 | 38.6555 | 34.6932 | 31.0989 | 27.7241 | 24.5641 | 21.5171 | 18.9496 | 16.4662 | 14.1555 | 12.0089 | 10.0246 | 8.1707 | 6.4753 | 5.0428 | 3.9011 | 2.9911 | 2.4842 | 2.102 | 1.769 | 1.4814 | 1.215 | 1.0237 | 0.84212 | 0.68281 | 0.53785 | 0.40113 | 0.7039 |  |  |  | AKGD_vc_OFF_1.5 | 168.2628 | 160.7744 | 153.6192 | 146.7825 | 140.25 | 134.0083 | 128.0443 | 122.3458 | 116.9009 | 111.6983 | 106.7272 | 101.9774 | 97.439 | 93.1025 | 88.9591 | 85 | 85 | 85 | 85 | 85 | 85 | 85 | 85 | 85 | 85 | 85 | 85 | 85 | 85 | 85 | 85 | [318 empty] | SRVCc_w | 15% | 6% | 91% | [81 empty] | 0 | 0 | 1 | 1 | 1 | 1 | 0 | 0 | 1 | 0 | 1 | 1 | 1 | 1 | 1 | 1 | 1 | 1 | 1 | 1 | 1 | 1 | 1 | 1 | 1 | 1 | 1 | 1 | 1 | [719 empty] | 0 | 53 | [61 empty] | 53 | 53 | #VALUE! | #VALUE! | [79 empty] | 0 | 0.03 |  | #VALUE! | #VALUE! | #VALUE! | #VALUE! | #VALUE! | #VALUE! | #VALUE! | #VALUE! | #VALUE! | #VALUE! | #VALUE! | #VALUE! | #VALUE! | #VALUE! | #VALUE! | #VALUE! | #VALUE! | #VALUE! | #VALUE! | #VALUE! | #VALUE! | #VALUE! | #VALUE! | #VALUE! | #VALUE! | #VALUE! | #VALUE! | #VALUE! | #VALUE! | #VALUE! | #VALUE! | #VALUE! | [190 empty] | 0 | [5 empty] | 0
RFCWc_mm | RFCWc_Mixed mild_4A |  |  | 0.44943 | 0.47743 | 0.45425 | 0.43108 | 0.4079 | 0.38473 | 0.36155 | 0.30234 | 0.24314 | 0.21777 | 0.1924 | 0.18612 | 0.17984 | 0.17356 | 0.16728 | 0.161 | 0.15323 | 0.14546 | 0.13769 | 0.12992 | 0.12215 | 0.12098 | 0.1198 | 0.11862 | 0.11745 | 0.11627 | 0.11733 | 0.11839 | 0.11945 | 0.12051 | 0.12157 |  |  |  |  | 54 | [8 empty] | 0 |  |  |  | 54 | 54 | [268 empty] | 0% | 0% | 0% | 0% | 0% | 0% | 0% | 0 | 0% | 0% | 0% | 0% | 0% | 0% | [81 empty] | 0 | 0 | 0 | 0 | [33 empty] | 0 | 0 | 0 | 0 | [190 empty] | 54 | [375 empty] | 54 | FALSE | #N/A | 0 | [149 empty] | 54 | [112 empty] | 54 |  |  |  |  | 0 |  | AKGD_vc | 0.10205 | 0.10136 | 0.12216 | 0.11905 | 0.11463 | 0.11022 | 0.10761 | 0.10575 | 0.10443 | 0.10392 | 0.10406 | 0.10439 | 0.10467 | 0.10622 | 0.10722 | 0.10723 | 0.10786 | 0.10864 | 0.1098 | 0.1107 | 0.11147 | 0.11209 | 0.11235 | 0.1125 | 0.11263 | 0.11273 | 0.11239 | 0.11188 | 0.11171 | 0.11109 | 0.11016 | [12 empty] | HDD | DE | 4340.5263 | 3999 | 4164 | 4481 | 3838 |  | AKMS_vc_OFF_1.5 | 36.1263 | 33.8511 | 31.0223 | 28.3519 | 25.8266 | 23.4769 | 21.0867 | 18.9186 | 16.8828 | 14.9767 | 13.1387 | 11.5899 | 10.0918 | 8.698 | 7.4032 | 6.2062 | 5.0879 | 4.0652 | 3.201 | 2.5124 | 1.9634 | 1.6577 | 1.4271 | 1.2263 | 1.0528 | 0.89208 | 0.77668 | 0.66714 | 0.57105 | 0.4836 | 0.40113 | 0.75339 |  |  |  | AKMS_vc_OFF_1.5 | 168.2628 | 159.6522 | 151.4823 | 143.7305 | 136.3754 | 129.3966 | 122.775 | 116.4922 | 110.531 | 104.8748 | 99.508 | 94.4159 | 89.5843 | 85 | 85 | 85 | 85 | 85 | 85 | 85 | 85 | 85 | 85 | 85 | 85 | 85 | 85 | 85 | 85 | 85 | 85 | [318 empty] | AKGD_vc | 15% | 6% | 91% | [81 empty] | 0 | 0 | 1 | 1 | 1 | 1 | 0 | 0 | 1 | 0 | 1 | 1 | 1 | 1 | 1 | 1 | 1 | 1 | 1 | 1 | 1 | 1 | 1 | 1 | 1 | 1 | 1 | 1 | 1 | [719 empty] | 0 | 54 | [61 empty] | 54 | 54 | #VALUE! | #VALUE! | [79 empty] | 0 | 0.03 |  | #VALUE! | #VALUE! | #VALUE! | #VALUE! | #VALUE! | #VALUE! | #VALUE! | #VALUE! | #VALUE! | #VALUE! | #VALUE! | #VALUE! | #VALUE! | #VALUE! | #VALUE! | #VALUE! | #VALUE! | #VALUE! | #VALUE! | #VALUE! | #VALUE! | #VALUE! | #VALUE! | #VALUE! | #VALUE! | #VALUE! | #VALUE! | #VALUE! | #VALUE! | #VALUE! | #VALUE! | #VALUE! | [190 empty] | 0 | [5 empty] | 0
RMPAc_vc | RMPAc_Cold or very cold_6A/6B/7 |  |  | 0.52236 | 0.52899 | 0.47994 | 0.43089 | 0.38184 | 0.33279 | 0.28374 | 0.20535 | 0.12696 | 0.095597 | 0.064233 | 0.062512 | 0.060791 | 0.05907 | 0.057349 | 0.055629 | 0.052119 | 0.04861 | 0.045101 | 0.041591 | 0.038082 | 0.033936 | 0.029791 | 0.025645 | 0.021499 | 0.017354 | 0.017759 | 0.018164 | 0.018569 | 0.018973 | 0.019378 |  |  |  |  | 55 | [8 empty] | 0 |  |  |  | 55 | 55 | [268 empty] | 0% | 0% | 0% | 0% | 0% | 0% | 0% | 0 | 0% | 0% | 0% | 0% | 0% | 0% | [81 empty] | 0 | 0 | 0 | 0 | [33 empty] | 0 | 0 | 0 | 0 | [190 empty] | 55 | [375 empty] | 55 | FALSE | #N/A | 0 | [149 empty] | 55 | [112 empty] | 55 |  |  |  |  | 0 |  | AKMS_vc | 0.10205 | 0.10136 | 0.12216 | 0.11905 | 0.11463 | 0.11022 | 0.10761 | 0.10575 | 0.10443 | 0.10392 | 0.10406 | 0.10439 | 0.10467 | 0.10622 | 0.10722 | 0.10723 | 0.10786 | 0.10864 | 0.1098 | 0.1107 | 0.11147 | 0.11209 | 0.11235 | 0.1125 | 0.11263 | 0.11273 | 0.11239 | 0.11188 | 0.11171 | 0.11109 | 0.11016 | [12 empty] | HDD | FL | 602.9474 | 493 | 505 | 526 | 424 |  | HIMS_vh_OFF_1.5 | 77.7526 | 72.8264 | 66.7016 | 60.9197 | 55.452 | 50.3643 | 45.1892 | 40.4948 | 36.087 | 31.9598 | 27.9803 | 24.6269 | 21.3833 | 18.3654 | 15.5618 | 12.9701 | 10.5488 | 8.3345 | 6.4635 | 4.9724 | 3.7838 | 3.1217 | 2.6226 | 2.1877 | 1.812 | 1.4641 | 1.2143 | 0.97709 | 0.76903 | 0.5797 | 0.40113 | 0.73187 |  |  |  | HIMS_vh_OFF_1.5 | 155.0926 | 146.5581 | 138.4933 | 130.8723 | 123.6707 | 116.8653 | 110.4345 | 104.3575 | 98.6149 | 93.1883 | 88.0604 | 83.2146 | 78.6355 | 74.3083 | 70.2193 | 66.3552 | 62.7038 | 59.2534 | 55.9928 | 52.9116 | 50 | 50 | 50 | 50 | 50 | 50 | 50 | 50 | 50 | 50 | 50 | [318 empty] | AKMS_vc | 15% | 6% | 91% | [81 empty] | 0 | 0 | 1 | 1 | 1 | 1 | 0 | 0 | 1 | 0 | 1 | 1 | 1 | 1 | 1 | 1 | 1 | 1 | 1 | 1 | 1 | 1 | 1 | 1 | 1 | 1 | 1 | 1 | 1 | [719 empty] | 0 | 55 | [61 empty] | 55 | 55 | #VALUE! | #VALUE! | [79 empty] | 0 | 0.03 |  | #VALUE! | #VALUE! | #VALUE! | #VALUE! | #VALUE! | #VALUE! | #VALUE! | #VALUE! | #VALUE! | #VALUE! | #VALUE! | #VALUE! | #VALUE! | #VALUE! | #VALUE! | #VALUE! | #VALUE! | #VALUE! | #VALUE! | #VALUE! | #VALUE! | #VALUE! | #VALUE! | #VALUE! | #VALUE! | #VALUE! | #VALUE! | #VALUE! | #VALUE! | #VALUE! | #VALUE! | #VALUE! | [190 empty] | 0 | [5 empty] | 0
RMPAc_c | RMPAc_Cool_5A/5B |  |  | 0.52236 | 0.52899 | 0.47994 | 0.43089 | 0.38184 | 0.33279 | 0.28374 | 0.20535 | 0.12696 | 0.095597 | 0.064233 | 0.062512 | 0.060791 | 0.05907 | 0.057349 | 0.055629 | 0.052119 | 0.04861 | 0.045101 | 0.041591 | 0.038082 | 0.033936 | 0.029791 | 0.025645 | 0.021499 | 0.017354 | 0.017759 | 0.018164 | 0.018569 | 0.018973 | 0.019378 |  |  |  |  | 56 | [8 empty] | 0 |  |  |  | 56 | 56 | [268 empty] | 0% | 0% | 0% | 0% | 0% | 0% | 0% | 0 | 0% | 0% | 0% | 0% | 0% | 0% | [81 empty] | 0 | 0 | 0 | 0 | [33 empty] | 0 | 0 | 0 | 0 | [190 empty] | 56 | [375 empty] | 56 | FALSE | #N/A | 0 | [149 empty] | 56 | [112 empty] | 56 |  |  |  |  | 0 |  | HIMS_vh | 0.10205 | 0.10136 | 0.12216 | 0.11905 | 0.11463 | 0.11022 | 0.10761 | 0.10575 | 0.10443 | 0.10392 | 0.10406 | 0.10439 | 0.10467 | 0.10622 | 0.10722 | 0.10723 | 0.10786 | 0.10864 | 0.1098 | 0.1107 | 0.11147 | 0.11209 | 0.11235 | 0.1125 | 0.11263 | 0.11273 | 0.11239 | 0.11188 | 0.11171 | 0.11109 | 0.11016 | [12 empty] | HDD | GA | 2702.9474 | 2403 | 2502 | 2682 | 2283 |  | HIOA_vh_OFF_1.5 | 111.73 | 104.6398 | 95.8247 | 87.5031 | 79.6336 | 72.3112 | 64.8628 | 58.1063 | 51.7624 | 45.8222 | 40.0947 | 35.2682 | 30.5999 | 26.2563 | 22.2213 | 18.4912 | 15.0063 | 11.8192 | 9.1264 | 6.9804 | 5.2697 | 4.3168 | 3.5984 | 2.9724 | 2.4318 | 1.931 | 1.5714 | 1.2301 | 0.93063 | 0.65813 | 0.40113 | 0.69949 |  |  |  | HIOA_vh_OFF_1.5 | 155.0926 | 146.5581 | 138.4933 | 130.8723 | 123.6707 | 116.8653 | 110.4345 | 104.3575 | 98.6149 | 93.1883 | 88.0604 | 83.2146 | 78.6355 | 74.3083 | 70.2193 | 66.3552 | 62.7038 | 59.2534 | 55.9928 | 52.9116 | 50 | 50 | 50 | 50 | 50 | 50 | 50 | 50 | 50 | 50 | 50 | [318 empty] | HIMS_vh | 15% | 6% | 91% | [81 empty] | 0 | 0 | 1 | 1 | 1 | 1 | 0 | 0 | 1 | 0 | 1 | 1 | 1 | 1 | 1 | 1 | 1 | 1 | 1 | 1 | 1 | 1 | 1 | 1 | 1 | 1 | 1 | 1 | 1 | [719 empty] | 0 | 56 | [61 empty] | 56 | 56 | #VALUE! | #VALUE! | [79 empty] | 0 | 0.03 |  | #VALUE! | #VALUE! | #VALUE! | #VALUE! | #VALUE! | #VALUE! | #VALUE! | #VALUE! | #VALUE! | #VALUE! | #VALUE! | #VALUE! | #VALUE! | #VALUE! | #VALUE! | #VALUE! | #VALUE! | #VALUE! | #VALUE! | #VALUE! | #VALUE! | #VALUE! | #VALUE! | #VALUE! | #VALUE! | #VALUE! | #VALUE! | #VALUE! | #VALUE! | #VALUE! | #VALUE! | #VALUE! | [190 empty] | 0 | [5 empty] | 0
RMPAc_mm | RMPAc_Mixed mild_4B |  |  | 0.52236 | 0.52899 | 0.47994 | 0.43089 | 0.38184 | 0.33279 | 0.28374 | 0.20535 | 0.12696 | 0.095597 | 0.064233 | 0.062512 | 0.060791 | 0.05907 | 0.057349 | 0.055629 | 0.052119 | 0.04861 | 0.045101 | 0.041591 | 0.038082 | 0.033936 | 0.029791 | 0.025645 | 0.021499 | 0.017354 | 0.017759 | 0.018164 | 0.018569 | 0.018973 | 0.019378 |  |  |  |  | 57 | [8 empty] | 0 |  |  |  | 57 | 57 | [268 empty] | 0% | 0% | 0% | 0% | 0% | 0% | 0% | 0 | 0% | 0% | 0% | 0% | 0% | 0% | [81 empty] | 0 | 0 | 0 | 0 | [33 empty] | 0 | 0 | 0 | 0 | [190 empty] | 57 | [375 empty] | 57 | FALSE | #N/A | 0 | [149 empty] | 57 | [112 empty] | 57 |  |  |  |  | 0 |  | HIOA_vh | 0.10205 | 0.10136 | 0.12216 | 0.11905 | 0.11463 | 0.11022 | 0.10761 | 0.10575 | 0.10443 | 0.10392 | 0.10406 | 0.10439 | 0.10467 | 0.10622 | 0.10722 | 0.10723 | 0.10786 | 0.10864 | 0.1098 | 0.1107 | 0.11147 | 0.11209 | 0.11235 | 0.1125 | 0.11263 | 0.11273 | 0.11239 | 0.11188 | 0.11171 | 0.11109 | 0.11016 | [12 empty] | HDD | ID | 6854.1579 | 6661 | 6479 | 7280 | 6888 |  | AZNMc_c_RHS_1.5 | 78.0648 | 73.1299 | 66.9945 | 61.2025 | 55.7253 | 50.6288 | 45.4447 | 40.7421 | 36.3267 | 32.1922 | 28.2058 | 24.8465 | 21.5973 | 18.5742 | 15.7657 | 13.1695 | 10.744 | 8.5258 | 6.6515 | 5.1579 | 3.9672 | 3.304 | 2.804 | 2.3683 | 1.992 | 1.6435 | 1.3932 | 1.1556 | 0.94718 | 0.75752 | 0.57864 | 0.71248 |  |  |  | AZNMc_c_RHS_1.5 | 246.0461 | 233.2934 | 221.2015 | 209.7365 | 198.8656 | 188.5583 | 178.7851 | 169.5185 | 160.7322 | 152.4013 | 144.5022 | 137.0125 | 129.9111 | 123.1776 | 116.7932 | 110.7397 | 105 | 105 | 105 | 105 | 105 | 105 | 105 | 105 | 105 | 105 | 105 | 105 | 105 | 105 | 105 | [318 empty] | HIOA_vh | 15% | 6% | 91% | [81 empty] | 0 | 0 | 1 | 1 | 1 | 1 | 0 | 0 | 1 | 0 | 1 | 1 | 1 | 1 | 1 | 1 | 1 | 1 | 1 | 1 | 1 | 1 | 1 | 1 | 1 | 1 | 1 | 1 | 1 | [719 empty] | 0 | 57 | [61 empty] | 57 | 57 | #VALUE! | #VALUE! | [79 empty] | 0 | 0.03 |  | #VALUE! | #VALUE! | #VALUE! | #VALUE! | #VALUE! | #VALUE! | #VALUE! | #VALUE! | #VALUE! | #VALUE! | #VALUE! | #VALUE! | #VALUE! | #VALUE! | #VALUE! | #VALUE! | #VALUE! | #VALUE! | #VALUE! | #VALUE! | #VALUE! | #VALUE! | #VALUE! | #VALUE! | #VALUE! | #VALUE! | #VALUE! | #VALUE! | #VALUE! | #VALUE! | #VALUE! | #VALUE! | [190 empty] | 0 | [5 empty] | 0
SPNOc_c | SPNOc_Cool_5A |  |  | 0.43582 | 0.45318 | 0.40009 | 0.34701 | 0.29392 | 0.24083 | 0.18775 | 0.14459 | 0.10144 | 0.088376 | 0.075309 | 0.072877 | 0.070445 | 0.068013 | 0.065581 | 0.063149 | 0.059176 | 0.055204 | 0.051232 | 0.04726 | 0.043288 | 0.039644 | 0.035999 | 0.032355 | 0.028711 | 0.025067 | 0.024295 | 0.023524 | 0.022753 | 0.021981 | 0.02121 |  |  |  |  | 58 | [8 empty] | 0 |  |  |  | 58 | 58 | [268 empty] | 0% | 0% | 0% | 0% | 0% | 0% | 0% | 0 | 0% | 0% | 0% | 0% | 0% | 0% | [81 empty] | 0 | 0 | 0 | 0 | [33 empty] | 0 | 0 | 0 | 0 | [190 empty] | 58 | [375 empty] | 58 | FALSE | #N/A | 0 | [149 empty] | 58 | [112 empty] | 58 |  |  |  |  | 0 |  | AB | 0.10205 | 0.10136 | 0.12216 | 0.11905 | 0.11463 | 0.11022 | 0.10761 | 0.10575 | 0.10443 | 0.10392 | 0.10406 | 0.10439 | 0.10467 | 0.10622 | 0.10722 | 0.10723 | 0.10786 | 0.10864 | 0.1098 | 0.1107 | 0.11147 | 0.11209 | 0.11235 | 0.1125 | 0.11263 | 0.11273 | 0.11239 | 0.11188 | 0.11171 | 0.11109 | 0.11016 | [12 empty] | HDD | IL | 6030.3158 | 5774 | 5684 | 6325 | 5319 |  | AZNMc_vh_RHS_1.5 | 79.6482 | 74.6125 | 68.3517 | 62.4414 | 56.8522 | 51.6516 | 46.3615 | 41.5628 | 37.0572 | 32.8383 | 28.7703 | 25.3424 | 22.0268 | 18.9419 | 16.0761 | 13.4268 | 10.9517 | 8.6882 | 6.7756 | 5.2515 | 4.0364 | 3.3597 | 2.8495 | 2.4049 | 2.0209 | 1.6652 | 1.4098 | 1.1674 | 0.95471 | 0.76117 | 0.57864 | 0.71533 |  |  |  | AZNMc_vh_RHS_1.5 | 208.5376 | 198.4426 | 188.8363 | 179.6951 | 170.9963 | 162.7187 | 154.8417 | 147.3461 | 140.2133 | 133.4258 | 126.9669 | 120.8207 | 114.9719 | 109.4063 | 104.1101 | 99.0703 | 94.2745 | 89.7108 | 85.3681 | 81.2356 | 77.3031 | 73.561 | 70 | 70 | 70 | 70 | 70 | 70 | 70 | 70 | 70 | [318 empty] | AB | 15% | 6% | 91% | [81 empty] | 0 | 0 | 1 | 1 | 1 | 1 | 0 | 0 | 1 | 0 | 1 | 1 | 1 | 1 | 1 | 1 | 1 | 1 | 1 | 1 | 1 | 1 | 1 | 1 | 1 | 1 | 1 | 1 | 1 | [719 empty] | 0 | 58 | [61 empty] | 58 | 58 | #VALUE! | #VALUE! | [79 empty] | 0 | 0.03 |  | #VALUE! | #VALUE! | #VALUE! | #VALUE! | #VALUE! | #VALUE! | #VALUE! | #VALUE! | #VALUE! | #VALUE! | #VALUE! | #VALUE! | #VALUE! | #VALUE! | #VALUE! | #VALUE! | #VALUE! | #VALUE! | #VALUE! | #VALUE! | #VALUE! | #VALUE! | #VALUE! | #VALUE! | #VALUE! | #VALUE! | #VALUE! | #VALUE! | #VALUE! | #VALUE! | #VALUE! | #VALUE! | [190 empty] | 0 | [5 empty] | 0
SPNOc_mm | SPNOc_Mixed mild_4A |  |  | 0.43582 | 0.45318 | 0.40009 | 0.34701 | 0.29392 | 0.24083 | 0.18775 | 0.14459 | 0.10144 | 0.088376 | 0.075309 | 0.072877 | 0.070445 | 0.068013 | 0.065581 | 0.063149 | 0.059176 | 0.055204 | 0.051232 | 0.04726 | 0.043288 | 0.039644 | 0.035999 | 0.032355 | 0.028711 | 0.025067 | 0.024295 | 0.023524 | 0.022753 | 0.021981 | 0.02121 |  |  |  |  | 59 | [8 empty] | 0 |  |  |  | 59 | 59 | [268 empty] | 0% | 0% | 0% | 0% | 0% | 0% | 0% | 0 | 0% | 0% | 0% | 0% | 0% | 0% | [81 empty] | 0 | 0 | 0 | 0 | [33 empty] | 0 | 0 | 0 | 0 | [190 empty] | 59 | [375 empty] | 59 | FALSE | #N/A | 0 | [149 empty] | 59 | [112 empty] | 59 |  |  |  |  | 0 |  | MB | 0.10205 | 0.10136 | 0.12216 | 0.11905 | 0.11463 | 0.11022 | 0.10761 | 0.10575 | 0.10443 | 0.10392 | 0.10406 | 0.10439 | 0.10467 | 0.10622 | 0.10722 | 0.10723 | 0.10786 | 0.10864 | 0.1098 | 0.1107 | 0.11147 | 0.11209 | 0.11235 | 0.1125 | 0.11263 | 0.11273 | 0.11239 | 0.11188 | 0.11171 | 0.11109 | 0.11016 | [12 empty] | HDD | IN | 5530.2105 | 5279 | 5273 | 5746 | 4814 |  | AZNMc_mm_RHS_1.5 | 79.9774 | 74.9208 | 68.6339 | 62.699 | 57.0865 | 51.8642 | 46.5521 | 41.7335 | 37.209 | 32.9726 | 28.8877 | 25.4456 | 22.1161 | 19.0183 | 16.1406 | 13.4803 | 10.9949 | 8.7219 | 6.8014 | 5.2709 | 4.0508 | 3.3713 | 2.8589 | 2.4125 | 2.0269 | 1.6698 | 1.4133 | 1.1698 | 0.95628 | 0.76193 | 0.57864 | 0.81588 |  |  |  | AZNMc_mm_RHS_1.5 | 237.2336 | 224.7973 | 213.0129 | 201.8462 | 191.265 | 181.2384 | 171.7375 | 162.7346 | 154.2036 | 146.1199 | 138.46 | 131.2016 | 124.3237 | 117.8063 | 111.6306 | 105.7787 | 100.2335 | 94.979 | 90 | 90 | 90 | 90 | 90 | 90 | 90 | 90 | 90 | 90 | 90 | 90 | 90 | [318 empty] | MB | 15% | 6% | 91% | [81 empty] | 0 | 0 | 1 | 1 | 1 | 1 | 0 | 0 | 1 | 0 | 1 | 1 | 1 | 1 | 1 | 1 | 1 | 1 | 1 | 1 | 1 | 1 | 1 | 1 | 1 | 1 | 1 | 1 | 1 | [719 empty] | 0 | 59 | [61 empty] | 59 | 59 | #VALUE! | #VALUE! | [79 empty] | 0 | 0.03 |  | #VALUE! | #VALUE! | #VALUE! | #VALUE! | #VALUE! | #VALUE! | #VALUE! | #VALUE! | #VALUE! | #VALUE! | #VALUE! | #VALUE! | #VALUE! | #VALUE! | #VALUE! | #VALUE! | #VALUE! | #VALUE! | #VALUE! | #VALUE! | #VALUE! | #VALUE! | #VALUE! | #VALUE! | #VALUE! | #VALUE! | #VALUE! | #VALUE! | #VALUE! | #VALUE! | #VALUE! | #VALUE! | [190 empty] | 0 | [5 empty] | 0
SPSOc_mm | SPSOc_Mixed mild_4A/4B |  |  | 0.42447 | 0.4704 | 0.41759 | 0.36477 | 0.31196 | 0.25915 | 0.20634 | 0.1528 | 0.099257 | 0.079562 | 0.059867 | 0.053331 | 0.046795 | 0.040259 | 0.033723 | 0.027188 | 0.025414 | 0.02364 | 0.021866 | 0.020092 | 0.018318 | 0.017739 | 0.017161 | 0.016583 | 0.016004 | 0.015426 | 0.016293 | 0.017161 | 0.018029 | 0.018896 | 0.019764 |  |  |  |  | 60 | [8 empty] | 0 |  |  |  | 60 | 60 | [268 empty] | 0% | 0% | 0% | 0% | 0% | 0% | 0% | 0 | 0% | 0% | 0% | 0% | 0% | 0% | [81 empty] | 0 | 0 | 0 | 0 | [33 empty] | 0 | 0 | 0 | 0 | [190 empty] | 60 | [375 empty] | 60 | FALSE | #N/A | 0 | [149 empty] | 60 | [112 empty] | 60 |  |  |  |  | 0 |  | QC | 0.10205 | 0.10136 | 0.12216 | 0.11905 | 0.11463 | 0.11022 | 0.10761 | 0.10575 | 0.10443 | 0.10392 | 0.10406 | 0.10439 | 0.10467 | 0.10622 | 0.10722 | 0.10723 | 0.10786 | 0.10864 | 0.1098 | 0.1107 | 0.11147 | 0.11209 | 0.11235 | 0.1125 | 0.11263 | 0.11273 | 0.11239 | 0.11188 | 0.11171 | 0.11109 | 0.11016 | [12 empty] | HDD | IA | 6756.5263 | 6583 | 6352 | 7209 | 6070 |  | AZNMc_w_RHS_1.5 | 77.0752 | 72.2034 | 66.1463 | 60.4283 | 55.0211 | 49.9896 | 44.8717 | 40.2292 | 35.8701 | 31.7885 | 27.853 | 24.5366 | 21.3289 | 18.3443 | 15.5718 | 13.0087 | 10.6141 | 8.4243 | 6.574 | 5.0994 | 3.9239 | 3.2692 | 2.7756 | 2.3454 | 1.9739 | 1.6299 | 1.3828 | 1.1482 | 0.94247 | 0.75523 | 0.57864 | 0.63574 |  |  |  | AZNMc_w_RHS_1.5 | 222.1528 | 209.8125 | 198.1576 | 187.1502 | 176.7542 | 166.9356 | 157.6625 | 148.9045 | 140.6331 | 132.821 | 125.443 | 118.4747 | 111.8936 | 105.678 | 99.8077 | 94.2635 | 89.0272 | 84.0819 | 79.4112 | 75 | 75 | 75 | 75 | 75 | 75 | 75 | 75 | 75 | 75 | 75 | 75 | [318 empty] | QC | 15% | 6% | 91% | [81 empty] | 0 | 0 | 1 | 1 | 1 | 1 | 0 | 0 | 1 | 0 | 1 | 1 | 1 | 1 | 1 | 1 | 1 | 1 | 1 | 1 | 1 | 1 | 1 | 1 | 1 | 1 | 1 | 1 | 1 | [719 empty] | 0 | 60 | [61 empty] | 60 | 60 | #VALUE! | #VALUE! | [79 empty] | 0 | 0.03 |  | #VALUE! | #VALUE! | #VALUE! | #VALUE! | #VALUE! | #VALUE! | #VALUE! | #VALUE! | #VALUE! | #VALUE! | #VALUE! | #VALUE! | #VALUE! | #VALUE! | #VALUE! | #VALUE! | #VALUE! | #VALUE! | #VALUE! | #VALUE! | #VALUE! | #VALUE! | #VALUE! | #VALUE! | #VALUE! | #VALUE! | #VALUE! | #VALUE! | #VALUE! | #VALUE! | #VALUE! | #VALUE! | [190 empty] | 0 | [5 empty] | 0
SPSOc_w | SPSOc_Warm_3A/3B |  |  | 0.42447 | 0.4704 | 0.41759 | 0.36477 | 0.31196 | 0.25915 | 0.20634 | 0.1528 | 0.099257 | 0.079562 | 0.059867 | 0.053331 | 0.046795 | 0.040259 | 0.033723 | 0.027188 | 0.025414 | 0.02364 | 0.021866 | 0.020092 | 0.018318 | 0.017739 | 0.017161 | 0.016583 | 0.016004 | 0.015426 | 0.016293 | 0.017161 | 0.018029 | 0.018896 | 0.019764 |  |  |  |  | 61 | [8 empty] | 0 |  |  |  | 61 | 61 | [268 empty] | 0% | 0% | 0% | 0% | 0% | 0% | 0% | 0 | 0% | 0% | 0% | 0% | 0% | 0% | [81 empty] | 0 | 0 | 0 | 0 | [33 empty] | 0 | 0 | 0 | 0 | [190 empty] | 61 | [375 empty] | 61 | FALSE | #N/A | 0 | [149 empty] | 61 | [112 empty] | 61 |  |  |  |  | 0 |  | ON | 0.10205 | 0.10136 | 0.12216 | 0.11905 | 0.11463 | 0.11022 | 0.10761 | 0.10575 | 0.10443 | 0.10392 | 0.10406 | 0.10439 | 0.10467 | 0.10622 | 0.10722 | 0.10723 | 0.10786 | 0.10864 | 0.1098 | 0.1107 | 0.11147 | 0.11209 | 0.11235 | 0.1125 | 0.11263 | 0.11273 | 0.11239 | 0.11188 | 0.11171 | 0.11109 | 0.11016 | [12 empty] | HDD | KS | 4800.8421 | 4657 | 4532 | 5040 | 4385 |  | CAMXc_vc_RHS_1.5 | 54.5852 | 51.1457 | 46.8694 | 42.8325 | 39.015 | 35.4628 | 31.8495 | 28.5719 | 25.4944 | 22.6128 | 19.8343 | 17.493 | 15.2283 | 13.1212 | 11.1638 | 9.3543 | 7.6637 | 6.1177 | 4.8113 | 3.7703 | 2.9404 | 2.4782 | 2.1297 | 1.826 | 1.5637 | 1.3208 | 1.1464 | 0.98077 | 0.83551 | 0.70332 | 0.57864 | 0.62511 |  |  |  | CAMXc_vc_RHS_1.5 | 259.7357 | 244.7572 | 230.6425 | 217.3417 | 204.808 | 192.9971 | 181.8673 | 171.3793 | 161.4961 | 152.1829 | 143.4068 | 135.1368 | 127.3437 | 120 | 120 | 120 | 120 | 120 | 120 | 120 | 120 | 120 | 120 | 120 | 120 | 120 | 120 | 120 | 120 | 120 | 120 | [318 empty] | ON | 15% | 6% | 91% | [81 empty] | 0 | 0 | 1 | 1 | 1 | 1 | 0 | 0 | 1 | 0 | 1 | 1 | 1 | 1 | 1 | 1 | 1 | 1 | 1 | 1 | 1 | 1 | 1 | 1 | 1 | 1 | 1 | 1 | 1 | [719 empty] | 0 | 61 | [61 empty] | 61 | 61 | #VALUE! | #VALUE! | [79 empty] | 0 | 0.03 |  | #VALUE! | #VALUE! | #VALUE! | #VALUE! | #VALUE! | #VALUE! | #VALUE! | #VALUE! | #VALUE! | #VALUE! | #VALUE! | #VALUE! | #VALUE! | #VALUE! | #VALUE! | #VALUE! | #VALUE! | #VALUE! | #VALUE! | #VALUE! | #VALUE! | #VALUE! | #VALUE! | #VALUE! | #VALUE! | #VALUE! | #VALUE! | #VALUE! | #VALUE! | #VALUE! | #VALUE! | #VALUE! | [190 empty] | 0 | [5 empty] | 0
SRMVc_vh | SRMVc_Hot or very hot_2A |  |  | 0.33676 | 0.35172 | 0.33184 | 0.31197 | 0.29209 | 0.27221 | 0.25234 | 0.21237 | 0.1724 | 0.15068 | 0.12896 | 0.12311 | 0.11725 | 0.1114 | 0.10554 | 0.099688 | 0.093672 | 0.087656 | 0.08164 | 0.075624 | 0.069608 | 0.069242 | 0.068875 | 0.068509 | 0.068143 | 0.067776 | 0.071054 | 0.074332 | 0.07761 | 0.080888 | 0.084166 |  |  |  |  | 62 | [8 empty] | 0 |  |  |  | 62 | 62 | [268 empty] | 0% | 0% | 0% | 0% | 0% | 0% | 0% | 0 | 0% | 0% | 0% | 0% | 0% | 0% | [81 empty] | 0 | 0 | 0 | 0 | [33 empty] | 0 | 0 | 0 | 0 | [190 empty] | 62 | [375 empty] | 62 | FALSE | #N/A | 0 | [149 empty] | 62 | [112 empty] | 62 |  |  |  |  | 0 |  | SK | 0.10205 | 0.10136 | 0.12216 | 0.11905 | 0.11463 | 0.11022 | 0.10761 | 0.10575 | 0.10443 | 0.10392 | 0.10406 | 0.10439 | 0.10467 | 0.10622 | 0.10722 | 0.10723 | 0.10786 | 0.10864 | 0.1098 | 0.1107 | 0.11147 | 0.11209 | 0.11235 | 0.1125 | 0.11263 | 0.11273 | 0.11239 | 0.11188 | 0.11171 | 0.11109 | 0.11016 | [12 empty] | HDD | KY | 4302.1053 | 4078 | 4165 | 4474 | 3692 |  | CAMXc_c_RHS_1.5 | 53.1898 | 49.8392 | 45.6734 | 41.7408 | 38.0219 | 34.5615 | 31.0416 | 27.8486 | 24.8507 | 22.0435 | 19.3368 | 17.0559 | 14.8498 | 12.7971 | 10.8903 | 9.1275 | 7.4806 | 5.9745 | 4.702 | 3.6878 | 2.8794 | 2.4291 | 2.0896 | 1.7938 | 1.5383 | 1.3016 | 1.1317 | 0.97038 | 0.82887 | 0.70009 | 0.57864 | 0.62511 |  |  |  | CAMXc_c_RHS_1.5 | 246.0461 | 233.2934 | 221.2015 | 209.7365 | 198.8656 | 188.5583 | 178.7851 | 169.5185 | 160.7322 | 152.4013 | 144.5022 | 137.0125 | 129.9111 | 123.1776 | 116.7932 | 110.7397 | 105 | 105 | 105 | 105 | 105 | 105 | 105 | 105 | 105 | 105 | 105 | 105 | 105 | 105 | 105 | [318 empty] | SK | 15% | 6% | 91% | [81 empty] | 0 | 0 | 1 | 1 | 1 | 1 | 0 | 0 | 1 | 0 | 1 | 1 | 1 | 1 | 1 | 1 | 1 | 1 | 1 | 1 | 1 | 1 | 1 | 1 | 1 | 1 | 1 | 1 | 1 | [719 empty] | 0 | 62 | [61 empty] | 62 | 62 | #VALUE! | #VALUE! | [79 empty] | 0 | 0.03 |  | #VALUE! | #VALUE! | #VALUE! | #VALUE! | #VALUE! | #VALUE! | #VALUE! | #VALUE! | #VALUE! | #VALUE! | #VALUE! | #VALUE! | #VALUE! | #VALUE! | #VALUE! | #VALUE! | #VALUE! | #VALUE! | #VALUE! | #VALUE! | #VALUE! | #VALUE! | #VALUE! | #VALUE! | #VALUE! | #VALUE! | #VALUE! | #VALUE! | #VALUE! | #VALUE! | #VALUE! | #VALUE! | [190 empty] | 0 | [5 empty] | 0
SRMVc_mm | SRMVc_Mixed mild_4A |  |  | 0.33676 | 0.35172 | 0.33184 | 0.31197 | 0.29209 | 0.27221 | 0.25234 | 0.21237 | 0.1724 | 0.15068 | 0.12896 | 0.12311 | 0.11725 | 0.1114 | 0.10554 | 0.099688 | 0.093672 | 0.087656 | 0.08164 | 0.075624 | 0.069608 | 0.069242 | 0.068875 | 0.068509 | 0.068143 | 0.067776 | 0.071054 | 0.074332 | 0.07761 | 0.080888 | 0.084166 |  |  |  |  | 63 | [8 empty] | 0 |  |  |  | 63 | 63 | [268 empty] | 0% | 0% | 0% | 0% | 0% | 0% | 0% | 0 | 0% | 0% | 0% | 0% | 0% | 0% | [81 empty] | 0 | 0 | 0 | 0 | [33 empty] | 0 | 0 | 0 | 0 | [190 empty] | 63 | [375 empty] | 63 | FALSE | #N/A | 0 | [149 empty] | 63 | [112 empty] | 63 |  |  |  |  | 0 |  | NL | 0.10205 | 0.10136 | 0.12216 | 0.11905 | 0.11463 | 0.11022 | 0.10761 | 0.10575 | 0.10443 | 0.10392 | 0.10406 | 0.10439 | 0.10467 | 0.10622 | 0.10722 | 0.10723 | 0.10786 | 0.10864 | 0.1098 | 0.1107 | 0.11147 | 0.11209 | 0.11235 | 0.1125 | 0.11263 | 0.11273 | 0.11239 | 0.11188 | 0.11171 | 0.11109 | 0.11016 | [12 empty] | HDD | LA | 1586.4737 | 1336 | 1510 | 1686 | 1269 |  | CAMXc_vh_RHS_1.5 | 48.562 | 45.5061 | 41.7067 | 38.12 | 34.7283 | 31.5723 | 28.362 | 25.4499 | 22.7156 | 20.1554 | 17.6868 | 15.6066 | 13.5945 | 11.7224 | 9.9833 | 8.3755 | 6.8735 | 5.4999 | 4.3393 | 3.4143 | 2.677 | 2.2663 | 1.9567 | 1.6869 | 1.4539 | 1.238 | 1.083 | 0.93593 | 0.80686 | 0.68941 | 0.57864 | 0.62511 |  |  |  | CAMXc_vh_RHS_1.5 | 208.5376 | 201.5193 | 194.7372 | 188.1834 | 181.8501 | 175.73 | 169.8159 | 164.1008 | 158.578 | 153.2411 | 148.0838 | 143.1001 | 138.2841 | 133.6302 | 129.1329 | 124.7869 | 120.5873 | 116.5289 | 112.6072 | 108.8174 | 105.1552 | 101.6162 | 98.1964 | 94.8916 | 91.698 | 88.612 | 85.6298 | 82.7479 | 79.9631 | 77.2719 | 74.6714 | [318 empty] | NL | 15% | 6% | 91% | [81 empty] | 0 | 0 | 1 | 1 | 1 | 1 | 0 | 0 | 1 | 0 | 1 | 1 | 1 | 1 | 1 | 1 | 1 | 1 | 1 | 1 | 1 | 1 | 1 | 1 | 1 | 1 | 1 | 1 | 1 | [719 empty] | 0 | 63 | [61 empty] | 63 | 63 | #VALUE! | #VALUE! | [79 empty] | 0 | 0.03 |  | #VALUE! | #VALUE! | #VALUE! | #VALUE! | #VALUE! | #VALUE! | #VALUE! | #VALUE! | #VALUE! | #VALUE! | #VALUE! | #VALUE! | #VALUE! | #VALUE! | #VALUE! | #VALUE! | #VALUE! | #VALUE! | #VALUE! | #VALUE! | #VALUE! | #VALUE! | #VALUE! | #VALUE! | #VALUE! | #VALUE! | #VALUE! | #VALUE! | #VALUE! | #VALUE! | #VALUE! | #VALUE! | [190 empty] | 0 | [5 empty] | 0
SRMVc_w | SRMVc_Warm_3A |  |  | 0.33676 | 0.35172 | 0.33184 | 0.31197 | 0.29209 | 0.27221 | 0.25234 | 0.21237 | 0.1724 | 0.15068 | 0.12896 | 0.12311 | 0.11725 | 0.1114 | 0.10554 | 0.099688 | 0.093672 | 0.087656 | 0.08164 | 0.075624 | 0.069608 | 0.069242 | 0.068875 | 0.068509 | 0.068143 | 0.067776 | 0.071054 | 0.074332 | 0.07761 | 0.080888 | 0.084166 |  |  |  |  | 64 | [8 empty] | 0 |  |  |  | 64 | 64 | [268 empty] | 0% | 0% | 0% | 0% | 0% | 0% | 0% | 0 | 0% | 0% | 0% | 0% | 0% | 0% | [81 empty] | 0 | 0 | 0 | 0 | [33 empty] | 0 | 0 | 0 | 0 | [190 empty] | 64 | [375 empty] | 64 | FALSE | #N/A | 0 | [149 empty] | 64 | [112 empty] | 64 |  |  |  |  | 0 |  | PE | 0.10205 | 0.10136 | 0.12216 | 0.11905 | 0.11463 | 0.11022 | 0.10761 | 0.10575 | 0.10443 | 0.10392 | 0.10406 | 0.10439 | 0.10467 | 0.10622 | 0.10722 | 0.10723 | 0.10786 | 0.10864 | 0.1098 | 0.1107 | 0.11147 | 0.11209 | 0.11235 | 0.1125 | 0.11263 | 0.11273 | 0.11239 | 0.11188 | 0.11171 | 0.11109 | 0.11016 | [12 empty] | HDD | ME | 7518.2632 | 7183 | 6959 | 7238 | 6898 |  | CAMXc_mm_RHS_1.5 | 52.5002 | 49.1935 | 45.0823 | 41.2012 | 37.5311 | 34.116 | 30.6423 | 27.4912 | 24.5325 | 21.7621 | 19.0909 | 16.84 | 14.6628 | 12.637 | 10.7551 | 9.0155 | 7.3902 | 5.9038 | 4.6479 | 3.6471 | 2.8492 | 2.4048 | 2.0698 | 1.7778 | 1.5257 | 1.2922 | 1.1244 | 0.96525 | 0.82559 | 0.6985 | 0.57864 | 0.62511 |  |  |  | CAMXc_mm_RHS_1.5 | 237.2336 | 224.0864 | 211.6677 | 199.9373 | 188.857 | 178.3907 | 168.5045 | 159.1661 | 150.3453 | 142.0133 | 134.1431 | 126.709 | 119.6869 | 113.054 | 106.7886 | 100.8705 | 95.2803 | 90 | 90 | 90 | 90 | 90 | 90 | 90 | 90 | 90 | 90 | 90 | 90 | 90 | 90 | [318 empty] | PE | 15% | 6% | 91% | [81 empty] | 0 | 0 | 1 | 1 | 1 | 1 | 0 | 0 | 1 | 0 | 1 | 1 | 1 | 1 | 1 | 1 | 1 | 1 | 1 | 1 | 1 | 1 | 1 | 1 | 1 | 1 | 1 | 1 | 1 | [719 empty] | 0 | 64 | [61 empty] | 64 | 64 | #VALUE! | #VALUE! | [79 empty] | 0 | 0.03 |  | #VALUE! | #VALUE! | #VALUE! | #VALUE! | #VALUE! | #VALUE! | #VALUE! | #VALUE! | #VALUE! | #VALUE! | #VALUE! | #VALUE! | #VALUE! | #VALUE! | #VALUE! | #VALUE! | #VALUE! | #VALUE! | #VALUE! | #VALUE! | #VALUE! | #VALUE! | #VALUE! | #VALUE! | #VALUE! | #VALUE! | #VALUE! | #VALUE! | #VALUE! | #VALUE! | #VALUE! | #VALUE! | [190 empty] | 0 | [5 empty] | 0
SRMWc_c | SRMWc_Cool_5A |  |  | 0.67646 | 0.7052 | 0.66605 | 0.62691 | 0.58776 | 0.54862 | 0.50947 | 0.39562 | 0.28177 | 0.23981 | 0.19785 | 0.19023 | 0.18261 | 0.17499 | 0.16737 | 0.15975 | 0.14863 | 0.1375 | 0.12637 | 0.11525 | 0.10412 | 0.099302 | 0.094482 | 0.089661 | 0.084841 | 0.08002 | 0.069955 | 0.05989 | 0.049825 | 0.039759 | 0.029694 |  |  |  |  | 65 | [8 empty] | 0 |  |  |  | 65 | 65 | [268 empty] | 0% | 0% | 0% | 0% | 0% | 0% | 0% | 0 | 0% | 0% | 0% | 0% | 0% | 0% | [81 empty] | 0 | 0 | 0 | 0 | [33 empty] | 0 | 0 | 0 | 0 | [190 empty] | 65 | [375 empty] | 65 | FALSE | #N/A | 0 | [149 empty] | 65 | [112 empty] | 65 |  |  |  |  | 0 |  | NS | 0.10205 | 0.10136 | 0.12216 | 0.11905 | 0.11463 | 0.11022 | 0.10761 | 0.10575 | 0.10443 | 0.10392 | 0.10406 | 0.10439 | 0.10467 | 0.10622 | 0.10722 | 0.10723 | 0.10786 | 0.10864 | 0.1098 | 0.1107 | 0.11147 | 0.11209 | 0.11235 | 0.1125 | 0.11263 | 0.11273 | 0.11239 | 0.11188 | 0.11171 | 0.11109 | 0.11016 | [12 empty] | HDD | MD | 4421.5789 | 4021 | 4159 | 4517 | 3826 |  | CAMXc_w_RHS_1.5 | 49.726 | 46.596 | 42.7044 | 39.0308 | 35.5567 | 32.3241 | 29.036 | 26.0532 | 23.2527 | 20.6303 | 18.1018 | 15.9711 | 13.9102 | 11.9927 | 10.2114 | 8.5647 | 7.0262 | 5.6193 | 4.4305 | 3.4831 | 2.7279 | 2.3073 | 1.9901 | 1.7138 | 1.4751 | 1.254 | 1.0953 | 0.94459 | 0.8124 | 0.6921 | 0.57864 | 0.62511 |  |  |  | CAMXc_w_RHS_1.5 | 222.1528 | 209.8125 | 198.1576 | 187.1502 | 176.7542 | 166.9356 | 157.6625 | 148.9045 | 140.6331 | 132.821 | 125.443 | 118.4747 | 111.8936 | 105.678 | 99.8077 | 94.2635 | 89.0272 | 84.0819 | 79.4112 | 75 | 75 | 75 | 75 | 75 | 75 | 75 | 75 | 75 | 75 | 75 | 75 | [318 empty] | NS | 15% | 6% | 91% | [81 empty] | 0 | 0 | 1 | 1 | 1 | 1 | 0 | 0 | 1 | 0 | 1 | 1 | 1 | 1 | 1 | 1 | 1 | 1 | 1 | 1 | 1 | 1 | 1 | 1 | 1 | 1 | 1 | 1 | 1 | [719 empty] | 0 | 65 | [61 empty] | 65 | 65 | #VALUE! | #VALUE! | [79 empty] | 0 | 0.03 |  | #VALUE! | #VALUE! | #VALUE! | #VALUE! | #VALUE! | #VALUE! | #VALUE! | #VALUE! | #VALUE! | #VALUE! | #VALUE! | #VALUE! | #VALUE! | #VALUE! | #VALUE! | #VALUE! | #VALUE! | #VALUE! | #VALUE! | #VALUE! | #VALUE! | #VALUE! | #VALUE! | #VALUE! | #VALUE! | #VALUE! | #VALUE! | #VALUE! | #VALUE! | #VALUE! | #VALUE! | #VALUE! | [190 empty] | 0 | [5 empty] | 0
SRMWc_mm | SRMWc_Mixed mild_4A |  |  | 0.67646 | 0.7052 | 0.66605 | 0.62691 | 0.58776 | 0.54862 | 0.50947 | 0.39562 | 0.28177 | 0.23981 | 0.19785 | 0.19023 | 0.18261 | 0.17499 | 0.16737 | 0.15975 | 0.14863 | 0.1375 | 0.12637 | 0.11525 | 0.10412 | 0.099302 | 0.094482 | 0.089661 | 0.084841 | 0.08002 | 0.069955 | 0.05989 | 0.049825 | 0.039759 | 0.029694 |  |  |  |  | 66 | [8 empty] | 0 |  |  |  | 66 | 66 | [268 empty] | 0% | 0% | 0% | 0% | 0% | 0% | 0% | 0 | 0% | 0% | 0% | 0% | 0% | 0% | [81 empty] | 0 | 0 | 0 | 0 | [33 empty] | 0 | 0 | 0 | 0 | [190 empty] | 66 | [375 empty] | 66 | FALSE | #N/A | 0 | [149 empty] | 66 | [112 empty] | 66 |  |  |  |  | 0 |  | NB | 0.10205 | 0.10136 | 0.12216 | 0.11905 | 0.11463 | 0.11022 | 0.10761 | 0.10575 | 0.10443 | 0.10392 | 0.10406 | 0.10439 | 0.10467 | 0.10622 | 0.10722 | 0.10723 | 0.10786 | 0.10864 | 0.1098 | 0.1107 | 0.11147 | 0.11209 | 0.11235 | 0.1125 | 0.11263 | 0.11273 | 0.11239 | 0.11188 | 0.11171 | 0.11109 | 0.11016 | [12 empty] | HDD | MA | 5917.5263 | 5535 | 5515 | 5708 | 5251 |  | ERCTc_vh_RHS_1.5 | 77.0372 | 72.1678 | 66.1137 | 60.3986 | 54.994 | 49.9651 | 44.8497 | 40.2095 | 35.8526 | 31.773 | 27.8394 | 24.5247 | 21.3186 | 18.3355 | 15.5643 | 13.0025 | 10.6092 | 8.4204 | 6.571 | 5.0972 | 3.9223 | 3.2678 | 2.7745 | 2.3446 | 1.9732 | 1.6294 | 1.3824 | 1.148 | 0.94229 | 0.75514 | 0.57864 | 0.62511 |  |  |  | ERCTc_vh_RHS_1.5 | 208.5376 | 198.4426 | 188.8363 | 179.6951 | 170.9963 | 162.7187 | 154.8417 | 147.3461 | 140.2133 | 133.4258 | 126.9669 | 120.8207 | 114.9719 | 109.4063 | 104.1101 | 99.0703 | 94.2745 | 89.7108 | 85.3681 | 81.2356 | 77.3031 | 73.561 | 70 | 70 | 70 | 70 | 70 | 70 | 70 | 70 | 70 | [318 empty] | NB | 15% | 6% | 91% | [81 empty] | 0 | 0 | 1 | 1 | 1 | 1 | 0 | 0 | 1 | 0 | 1 | 1 | 1 | 1 | 1 | 1 | 1 | 1 | 1 | 1 | 1 | 1 | 1 | 1 | 1 | 1 | 1 | 1 | 1 | [719 empty] | 0 | 66 | [61 empty] | 66 | 66 | #VALUE! | #VALUE! | [79 empty] | 0 | 0.03 |  | #VALUE! | #VALUE! | #VALUE! | #VALUE! | #VALUE! | #VALUE! | #VALUE! | #VALUE! | #VALUE! | #VALUE! | #VALUE! | #VALUE! | #VALUE! | #VALUE! | #VALUE! | #VALUE! | #VALUE! | #VALUE! | #VALUE! | #VALUE! | #VALUE! | #VALUE! | #VALUE! | #VALUE! | #VALUE! | #VALUE! | #VALUE! | #VALUE! | #VALUE! | #VALUE! | #VALUE! | #VALUE! | [190 empty] | 0 | [5 empty] | 0
SRSOc_vh | SRSOc_Hot or very hot_2A |  |  | 0.39199 | 0.40662 | 0.3837 | 0.36079 | 0.33787 | 0.31496 | 0.29205 | 0.25625 | 0.22044 | 0.20803 | 0.19561 | 0.18603 | 0.17644 | 0.16686 | 0.15728 | 0.1477 | 0.14043 | 0.13316 | 0.12589 | 0.11862 | 0.11135 | 0.1084 | 0.10545 | 0.1025 | 0.099553 | 0.096603 | 0.09508 | 0.093556 | 0.092033 | 0.09051 | 0.088986 |  |  |  |  | 67 | [8 empty] | 0 |  |  |  | 67 | 67 | [268 empty] | 0% | 0% | 0% | 0% | 0% | 0% | 0% | 0 | 0% | 0% | 0% | 0% | 0% | 0% | [81 empty] | 0 | 0 | 0 | 0 | [33 empty] | 0 | 0 | 0 | 0 | [190 empty] | 67 | [375 empty] | 67 | FALSE | #N/A | 0 | [149 empty] | 67 | [112 empty] | 67 |  |  |  |  | 0 |  | BC | 0.10205 | 0.10136 | 0.12216 | 0.11905 | 0.11463 | 0.11022 | 0.10761 | 0.10575 | 0.10443 | 0.10392 | 0.10406 | 0.10439 | 0.10467 | 0.10622 | 0.10722 | 0.10723 | 0.10786 | 0.10864 | 0.1098 | 0.1107 | 0.11147 | 0.11209 | 0.11235 | 0.1125 | 0.11263 | 0.11273 | 0.11239 | 0.11188 | 0.11171 | 0.11109 | 0.11016 | [12 empty] | HDD | MI | 6581.6842 | 6276 | 6079 | 6708 | 5889 |  | ERCTc_mm_RHS_1.5 | 77.6695 | 72.7599 | 66.6557 | 60.8933 | 55.444 | 50.3735 | 45.2158 | 40.5372 | 36.1443 | 32.031 | 28.0649 | 24.7228 | 21.4901 | 18.4824 | 15.6883 | 13.1053 | 10.6921 | 8.4852 | 6.6205 | 5.1345 | 3.9499 | 3.2901 | 2.7926 | 2.3592 | 1.9848 | 1.6381 | 1.389 | 1.1527 | 0.9453 | 0.7566 | 0.57864 | 0.62511 |  |  |  | ERCTc_mm_RHS_1.5 | 237.2336 | 224.7973 | 213.0129 | 201.8462 | 191.265 | 181.2384 | 171.7375 | 162.7346 | 154.2036 | 146.1199 | 138.46 | 131.2016 | 124.3237 | 117.8063 | 111.6306 | 105.7787 | 100.2335 | 94.979 | 90 | 90 | 90 | 90 | 90 | 90 | 90 | 90 | 90 | 90 | 90 | 90 | 90 | [318 empty] | BC | 15% | 6% | 91% | [81 empty] | 0 | 0 | 1 | 1 | 1 | 1 | 0 | 0 | 1 | 0 | 1 | 1 | 1 | 1 | 1 | 1 | 1 | 1 | 1 | 1 | 1 | 1 | 1 | 1 | 1 | 1 | 1 | 1 | 1 | [719 empty] | 0 | 67 | [61 empty] | 67 | 67 | #VALUE! | #VALUE! | [79 empty] | 0 | 0.03 |  | #VALUE! | #VALUE! | #VALUE! | #VALUE! | #VALUE! | #VALUE! | #VALUE! | #VALUE! | #VALUE! | #VALUE! | #VALUE! | #VALUE! | #VALUE! | #VALUE! | #VALUE! | #VALUE! | #VALUE! | #VALUE! | #VALUE! | #VALUE! | #VALUE! | #VALUE! | #VALUE! | #VALUE! | #VALUE! | #VALUE! | #VALUE! | #VALUE! | #VALUE! | #VALUE! | #VALUE! | #VALUE! | [190 empty] | 0 | [5 empty] | 0
SRSOc_mm | SRSOc_Mixed mild_4A |  |  | 0.39199 | 0.40662 | 0.3837 | 0.36079 | 0.33787 | 0.31496 | 0.29205 | 0.25625 | 0.22044 | 0.20803 | 0.19561 | 0.18603 | 0.17644 | 0.16686 | 0.15728 | 0.1477 | 0.14043 | 0.13316 | 0.12589 | 0.11862 | 0.11135 | 0.1084 | 0.10545 | 0.1025 | 0.099553 | 0.096603 | 0.09508 | 0.093556 | 0.092033 | 0.09051 | 0.088986 |  |  |  |  | 68 | [8 empty] | 0 |  |  |  | 68 | 68 | [268 empty] | 0% | 0% | 0% | 0% | 0% | 0% | 0% | 0 | 0% | 0% | 0% | 0% | 0% | 0% | [81 empty] | 0 | 0 | 0 | 0 | [33 empty] | 0 | 0 | 0 | 0 | [190 empty] | 68 | [375 empty] | 68 | FALSE | #N/A | 0 | [149 empty] | 68 | [112 empty] | 68 |  |  |  |  | 0 |  | TER | 0.10205 | 0.10136 | 0.12216 | 0.11905 | 0.11463 | 0.11022 | 0.10761 | 0.10575 | 0.10443 | 0.10392 | 0.10406 | 0.10439 | 0.10467 | 0.10622 | 0.10722 | 0.10723 | 0.10786 | 0.10864 | 0.1098 | 0.1107 | 0.11147 | 0.11209 | 0.11235 | 0.1125 | 0.11263 | 0.11273 | 0.11239 | 0.11188 | 0.11171 | 0.11109 | 0.11016 | [12 empty] | HDD | MN | 8439.5263 | 8310 | 7826 | 9123 | 7813 |  | ERCTc_w_RHS_1.5 | 74.7781 | 70.0526 | 64.1774 | 58.6311 | 53.3862 | 48.5059 | 43.5416 | 39.0385 | 34.8104 | 30.8513 | 27.0339 | 23.8172 | 20.7058 | 17.8109 | 15.1216 | 12.6355 | 10.3128 | 8.1887 | 6.3939 | 4.9637 | 3.8235 | 3.1884 | 2.7096 | 2.2924 | 1.932 | 1.5983 | 1.3586 | 1.1311 | 0.93155 | 0.74993 | 0.57864 | 0.62511 |  |  |  | ERCTc_w_RHS_1.5 | 222.1528 | 209.8125 | 198.1576 | 187.1502 | 176.7542 | 166.9356 | 157.6625 | 148.9045 | 140.6331 | 132.821 | 125.443 | 118.4747 | 111.8936 | 105.678 | 99.8077 | 94.2635 | 89.0272 | 84.0819 | 79.4112 | 75 | 75 | 75 | 75 | 75 | 75 | 75 | 75 | 75 | 75 | 75 | 75 | [318 empty] | TER | 15% | 6% | 91% | [81 empty] | 0 | 0 | 1 | 1 | 1 | 1 | 0 | 0 | 1 | 0 | 1 | 1 | 1 | 1 | 1 | 1 | 1 | 1 | 1 | 1 | 1 | 1 | 1 | 1 | 1 | 1 | 1 | 1 | 1 | [719 empty] | 0 | 68 | [61 empty] | 68 | 68 | #VALUE! | #VALUE! | [79 empty] | 0 | 0.03 |  | #VALUE! | #VALUE! | #VALUE! | #VALUE! | #VALUE! | #VALUE! | #VALUE! | #VALUE! | #VALUE! | #VALUE! | #VALUE! | #VALUE! | #VALUE! | #VALUE! | #VALUE! | #VALUE! | #VALUE! | #VALUE! | #VALUE! | #VALUE! | #VALUE! | #VALUE! | #VALUE! | #VALUE! | #VALUE! | #VALUE! | #VALUE! | #VALUE! | #VALUE! | #VALUE! | #VALUE! | #VALUE! | [190 empty] | 0 | [5 empty] | 0
SRSOc_w | SRSOc_Warm_3A |  |  | 0.39199 | 0.40662 | 0.3837 | 0.36079 | 0.33787 | 0.31496 | 0.29205 | 0.25625 | 0.22044 | 0.20803 | 0.19561 | 0.18603 | 0.17644 | 0.16686 | 0.15728 | 0.1477 | 0.14043 | 0.13316 | 0.12589 | 0.11862 | 0.11135 | 0.1084 | 0.10545 | 0.1025 | 0.099553 | 0.096603 | 0.09508 | 0.093556 | 0.092033 | 0.09051 | 0.088986 |  |  |  |  | 69 | [8 empty] | 0 |  |  |  | 69 | 69 | [268 empty] | 0% | 0% | 0% | 0% | 0% | 0% | 0% | 0 | 0% | 0% | 0% | 0% | 0% | 0% | [81 empty] | 0 | 0 | 0 | 0 | [33 empty] | 0 | 0 | 0 | 0 | [190 empty] | 69 | [375 empty] | 69 | FALSE | #N/A | 0 | [149 empty] | 69 | [112 empty] | 69 |  |  |  |  | 0 | [45 empty] | HDD | MS | 2304.8421 | 1983 | 2162 | 2355 | 1856 |  | FRCCc_vh_RHS_1.5 | 78.5403 | 73.5752 | 67.4021 | 61.5746 | 56.0638 | 50.936 | 45.72 | 40.9886 | 36.546 | 32.3863 | 28.3753 | 24.9955 | 21.7263 | 18.6846 | 15.8589 | 13.2468 | 10.8064 | 8.5745 | 6.6888 | 5.186 | 3.988 | 3.3207 | 2.8177 | 2.3793 | 2.0007 | 1.65 | 1.3982 | 1.1591 | 0.94944 | 0.75861 | 0.57864 | 0.62511 |  |  |  | FRCCc_vh_RHS_1.5 | 208.5376 | 195.5676 | 183.4043 | 171.9975 | 161.3001 | 151.268 | 141.8599 | 133.037 | 124.7627 | 117.0031 | 109.7261 | 102.9017 | 96.5017 | 90.4998 | 84.8712 | 79.5926 | 74.6424 | 70 | 70 | 70 | 70 | 70 | 70 | 70 | 70 | 70 | 70 | 70 | 70 | 70 | 70 | [403 empty] | 0 | 0 | 1 | 1 | 1 | 1 | 0 | 0 | 1 | 0 | 1 | 1 | 1 | 1 | 1 | 1 | 1 | 1 | 1 | 1 | 1 | 1 | 1 | 1 | 1 | 1 | 1 | 1 | 1 | [719 empty] | 0 | 69 | [61 empty] | 69 | 69 | #VALUE! | #VALUE! | [79 empty] | 0 | 0.03 |  | #VALUE! | #VALUE! | #VALUE! | #VALUE! | #VALUE! | #VALUE! | #VALUE! | #VALUE! | #VALUE! | #VALUE! | #VALUE! | #VALUE! | #VALUE! | #VALUE! | #VALUE! | #VALUE! | #VALUE! | #VALUE! | #VALUE! | #VALUE! | #VALUE! | #VALUE! | #VALUE! | #VALUE! | #VALUE! | #VALUE! | #VALUE! | #VALUE! | #VALUE! | #VALUE! | #VALUE! | #VALUE! | [190 empty] | 0 | [5 empty] | 0
SRTVc_mm | SRTVc_Mixed mild_4A |  |  | 0.38067 | 0.42523 | 0.4038 | 0.38238 | 0.36095 | 0.33953 | 0.3181 | 0.27719 | 0.23628 | 0.21953 | 0.20277 | 0.19638 | 0.19 | 0.18361 | 0.17722 | 0.17084 | 0.16141 | 0.15198 | 0.14255 | 0.13312 | 0.12369 | 0.12177 | 0.11984 | 0.11791 | 0.11598 | 0.11405 | 0.11263 | 0.1112 | 0.10977 | 0.10835 | 0.10692 |  |  |  |  | 70 | [8 empty] | 0 |  |  |  | 70 | 70 | [268 empty] | 0% | 0% | 0% | 0% | 0% | 0% | 0% | 0 | 0% | 0% | 0% | 0% | 0% | 0% | [81 empty] | 0 | 0 | 0 | 0 | [33 empty] | 0 | 0 | 0 | 0 | [190 empty] | 70 | [375 empty] | 70 | FALSE | #N/A | 0 | [149 empty] | 70 | [112 empty] | 70 |  |  |  |  | 0 |  | GAS | [43 empty] | HDD | MO | 4896.5263 | 4765 | 4645 | 5216 | 4288 |  | MROEc_vc_RHS_1.5 | 120.9416 | 113.2761 | 103.7456 | 94.7487 | 86.2406 | 78.324 | 70.2712 | 62.9665 | 56.1078 | 49.6856 | 43.4932 | 38.2751 | 33.228 | 28.5319 | 24.1695 | 20.1366 | 16.3689 | 12.9233 | 10.0119 | 7.6918 | 5.8422 | 4.8121 | 4.0354 | 3.3586 | 2.774 | 2.2327 | 1.8439 | 1.4749 | 1.1511 | 0.8565 | 0.57864 | 0.62511 |  |  |  | MROEc_vc_RHS_1.5 | 259.7357 | 248.2019 | 237.1803 | 226.6481 | 216.5836 | 206.9661 | 197.7756 | 188.9932 | 180.6008 | 172.5811 | 164.9175 | 157.5942 | 150.5961 | 143.9088 | 137.5184 | 131.4118 | 125.5763 | 120 | 120 | 120 | 120 | 120 | 120 | 120 | 120 | 120 | 120 | 120 | 120 | 120 | 120 | [403 empty] | 0 | 0 | 1 | 1 | 1 | 1 | 0 | 0 | 1 | 0 | 1 | 1 | 1 | 1 | 1 | 1 | 1 | 1 | 1 | 1 | 1 | 1 | 1 | 1 | 1 | 1 | 1 | 1 | 1 | [719 empty] | 0 | 70 | [61 empty] | 70 | 70 | #VALUE! | #VALUE! | [79 empty] | 0 | 0.03 |  | #VALUE! | #VALUE! | #VALUE! | #VALUE! | #VALUE! | #VALUE! | #VALUE! | #VALUE! | #VALUE! | #VALUE! | #VALUE! | #VALUE! | #VALUE! | #VALUE! | #VALUE! | #VALUE! | #VALUE! | #VALUE! | #VALUE! | #VALUE! | #VALUE! | #VALUE! | #VALUE! | #VALUE! | #VALUE! | #VALUE! | #VALUE! | #VALUE! | #VALUE! | #VALUE! | #VALUE! | #VALUE! | [190 empty] | 0 | [5 empty] | 0
SRTVc_w | SRTVc_Warm_3A |  |  | 0.38067 | 0.42523 | 0.4038 | 0.38238 | 0.36095 | 0.33953 | 0.3181 | 0.27719 | 0.23628 | 0.21953 | 0.20277 | 0.19638 | 0.19 | 0.18361 | 0.17722 | 0.17084 | 0.16141 | 0.15198 | 0.14255 | 0.13312 | 0.12369 | 0.12177 | 0.11984 | 0.11791 | 0.11598 | 0.11405 | 0.11263 | 0.1112 | 0.10977 | 0.10835 | 0.10692 |  |  |  |  | 71 | [8 empty] | 0 |  |  |  | 71 | 71 | [268 empty] | 0% | 0% | 0% | 0% | 0% | 0% | 0% | 0 | 0% | 0% | 0% | 0% | 0% | 0% | [81 empty] | 0 | 0 | 0 | 0 | [33 empty] | 0 | 0 | 0 | 0 | [190 empty] | 71 | [375 empty] | 71 | FALSE | #N/A | 0 | [149 empty] | 71 | [112 empty] | 71 |  |  |  |  | 0 |  | Tot.incl.Vat | 2020 | 2021 | 2022 | 2023 | 2024 | 2025 | 2026 | 2027 | 2028 | 2029 | 2030 | 2031 | 2032 | 2033 | 2034 | 2035 | 2036 | 2037 | 2038 | 2039 | 2040 | 2041 | 2042 | 2043 | 2044 | 2045 | 2046 | 2047 | 2048 | 2049 | 2050 | [12 empty] | HDD | MT | 8474.9474 | 8300 | 8203 | 8821 | 8188 |  | MROWc_vc_RHS_1.5 | 85.2257 | 79.8348 | 73.1323 | 66.8051 | 60.8217 | 55.2542 | 49.591 | 44.4538 | 39.6303 | 35.1138 | 30.7589 | 27.0893 | 23.5398 | 20.2372 | 17.1692 | 14.3331 | 11.6834 | 9.2602 | 7.2127 | 5.5811 | 4.2803 | 3.5559 | 3.0097 | 2.5337 | 2.1226 | 1.7419 | 1.4685 | 1.2089 | 0.98124 | 0.77405 | 0.57864 | 0.62511 |  |  |  | MROWc_vc_RHS_1.5 | 259.7357 | 247.4983 | 235.8375 | 224.7261 | 214.1381 | 204.0491 | 194.4354 | 185.2746 | 176.5454 | 168.2275 | 160.3015 | 152.749 | 145.5522 | 138.6946 | 132.16 | 125.9333 | 120 | 120 | 120 | 120 | 120 | 120 | 120 | 120 | 120 | 120 | 120 | 120 | 120 | 120 | 120 | [403 empty] | 0 | 0 | 1 | 1 | 1 | 1 | 0 | 0 | 1 | 0 | 1 | 1 | 1 | 1 | 1 | 1 | 1 | 1 | 1 | 1 | 1 | 1 | 1 | 1 | 1 | 1 | 1 | 1 | 1 | [719 empty] | 0 | 71 | [61 empty] | 71 | 71 | #VALUE! | #VALUE! | [79 empty] | 0 | 0.03 |  | #VALUE! | #VALUE! | #VALUE! | #VALUE! | #VALUE! | #VALUE! | #VALUE! | #VALUE! | #VALUE! | #VALUE! | #VALUE! | #VALUE! | #VALUE! | #VALUE! | #VALUE! | #VALUE! | #VALUE! | #VALUE! | #VALUE! | #VALUE! | #VALUE! | #VALUE! | #VALUE! | #VALUE! | #VALUE! | #VALUE! | #VALUE! | #VALUE! | #VALUE! | #VALUE! | #VALUE! | #VALUE! | [190 empty] | 0 | [5 empty] | 0
SRVCc_c | SRVCc_Cool_5A |  |  | 0.28408 | 0.29159 | 0.2766 | 0.2616 | 0.2466 | 0.2316 | 0.2166 | 0.1897 | 0.1628 | 0.1502 | 0.1376 | 0.12981 | 0.12201 | 0.11422 | 0.10642 | 0.098627 | 0.093402 | 0.088177 | 0.082951 | 0.077726 | 0.0725 | 0.064132 | 0.055764 | 0.047395 | 0.039027 | 0.030658 | 0.027014 | 0.02337 | 0.019725 | 0.016081 | 0.012437 |  |  |  |  | 72 | [8 empty] | 0 |  |  |  | 72 | 72 | [268 empty] | 0% | 0% | 0% | 0% | 0% | 0% | 0% | 0 | 0% | 0% | 0% | 0% | 0% | 0% | [81 empty] | 0 | 0 | 0 | 0 | [33 empty] | 0 | 0 | 0 | 0 | [190 empty] | 72 | [375 empty] | 72 | FALSE | #N/A | 0 | [149 empty] | 72 | [112 empty] | 72 |  |  |  |  | 0 |  | AZNMc_c | 0.016229 | 0.016536 | 0.030281 | 0.027194 | 0.023364 | 0.0021459 | 0.019954 | 0.019176 | 0.01884 | 0.018978 | 0.019236 | 0.019659 | 0.020046 | 0.020591 | 0.021033 | 0.021413 | 0.021502 | 0.021648 | 0.022014 | 0.021861 | 0.022173 | 0.0022401 | 0.022343 | 0.022169 | 0.021971 | 0.021985 | 0.022227 | 0.02209 | 0.02195 | 0.021817 | 0.021794 | [12 empty] | HDD | NE | 6214.3684 | 6049 | 5825 | 6403 | 5831 |  | MROWc_c_RHS_1.5 | 88.2098 | 82.6288 | 75.6901 | 69.1398 | 62.9455 | 57.1817 | 51.3188 | 46.0005 | 41.007 | 36.3313 | 31.8229 | 28.0238 | 24.3492 | 20.9302 | 17.7541 | 14.818 | 12.0749 | 9.5663 | 7.4466 | 5.7574 | 4.4108 | 3.6608 | 3.0954 | 2.6026 | 2.177 | 1.7829 | 1.4998 | 1.2311 | 0.99543 | 0.78094 | 0.57864 | 0.62511 |  |  |  | MROWc_c_RHS_1.5 | 246.0461 | 234.677 | 223.8333 | 213.4906 | 203.6258 | 194.2168 | 185.2426 | 176.683 | 168.519 | 160.7322 | 153.3052 | 146.2214 | 139.4649 | 133.0207 | 126.8741 | 121.0116 | 115.42 | 110.0868 | 105 | 105 | 105 | 105 | 105 | 105 | 105 | 105 | 105 | 105 | 105 | 105 | 105 | [403 empty] | 0 | 0 | 1 | 1 | 1 | 1 | 0 | 0 | 1 | 0 | 1 | 1 | 1 | 1 | 1 | 1 | 1 | 1 | 1 | 1 | 1 | 1 | 1 | 1 | 1 | 1 | 1 | 1 | 1 | [719 empty] | 0 | 72 | [61 empty] | 72 | 72 | #VALUE! | #VALUE! | [79 empty] | 0 | 0.03 |  | #VALUE! | #VALUE! | #VALUE! | #VALUE! | #VALUE! | #VALUE! | #VALUE! | #VALUE! | #VALUE! | #VALUE! | #VALUE! | #VALUE! | #VALUE! | #VALUE! | #VALUE! | #VALUE! | #VALUE! | #VALUE! | #VALUE! | #VALUE! | #VALUE! | #VALUE! | #VALUE! | #VALUE! | #VALUE! | #VALUE! | #VALUE! | #VALUE! | #VALUE! | #VALUE! | #VALUE! | #VALUE! | [190 empty] | 0 | [5 empty] | 0
SRVCc_mm | SRVCc_Mixed mild_4A |  |  | 0.28408 | 0.29159 | 0.2766 | 0.2616 | 0.2466 | 0.2316 | 0.2166 | 0.1897 | 0.1628 | 0.1502 | 0.1376 | 0.12981 | 0.12201 | 0.11422 | 0.10642 | 0.098627 | 0.093402 | 0.088177 | 0.082951 | 0.077726 | 0.0725 | 0.064132 | 0.055764 | 0.047395 | 0.039027 | 0.030658 | 0.027014 | 0.02337 | 0.019725 | 0.016081 | 0.012437 |  |  |  |  | 73 | [8 empty] | 0 |  |  |  | 73 | 73 | [268 empty] | 0% | 0% | 0% | 0% | 0% | 0% | 0% | 0 | 0% | 0% | 0% | 0% | 0% | 0% | [81 empty] | 0 | 0 | 0 | 0 | [33 empty] | 0 | 0 | 0 | 0 | [190 empty] | 73 | [375 empty] | 73 | FALSE | #N/A | 0 | [149 empty] | 73 | [112 empty] | 73 |  |  |  |  | 0 |  | AZNMc_vh | 0.016229 | 0.016536 | 0.030281 | 0.027194 | 0.023364 | 0.0021459 | 0.019954 | 0.019176 | 0.01884 | 0.018978 | 0.019236 | 0.019659 | 0.020046 | 0.020591 | 0.021033 | 0.021413 | 0.021502 | 0.021648 | 0.022014 | 0.021861 | 0.022173 | 0.0022401 | 0.022343 | 0.022169 | 0.021971 | 0.021985 | 0.022227 | 0.02209 | 0.02195 | 0.021817 | 0.021794 | [12 empty] | HDD | NV | 3421.0526 | 3274 | 3284 | 3502 | 3699 |  | NEWEc_vc_RHS_1.5 | 55.7236 | 52.2116 | 47.8451 | 43.7232 | 39.8251 | 36.1981 | 32.5087 | 29.162 | 26.0196 | 23.0772 | 20.2402 | 17.8495 | 15.5371 | 13.3856 | 11.3869 | 9.5392 | 7.813 | 6.2344 | 4.9006 | 3.8376 | 2.9902 | 2.5182 | 2.1624 | 1.8523 | 1.5845 | 1.3365 | 1.1583 | 0.98925 | 0.84092 | 0.70594 | 0.57864 | 0.62511 |  |  |  | NEWEc_vc_RHS_1.5 | 259.7357 | 242.1281 | 225.7142 | 210.4129 | 196.149 | 182.852 | 170.4564 | 158.9011 | 148.1291 | 138.0874 | 128.7264 | 120 | 120 | 120 | 120 | 120 | 120 | 120 | 120 | 120 | 120 | 120 | 120 | 120 | 120 | 120 | 120 | 120 | 120 | 120 | 120 | [403 empty] | 0 | 0 | 1 | 1 | 1 | 1 | 0 | 0 | 1 | 0 | 1 | 1 | 1 | 1 | 1 | 1 | 1 | 1 | 1 | 1 | 1 | 1 | 1 | 1 | 1 | 1 | 1 | 1 | 1 | [719 empty] | 0 | 73 | [61 empty] | 73 | 73 | #VALUE! | #VALUE! | [79 empty] | 0 | 0.03 |  | #VALUE! | #VALUE! | #VALUE! | #VALUE! | #VALUE! | #VALUE! | #VALUE! | #VALUE! | #VALUE! | #VALUE! | #VALUE! | #VALUE! | #VALUE! | #VALUE! | #VALUE! | #VALUE! | #VALUE! | #VALUE! | #VALUE! | #VALUE! | #VALUE! | #VALUE! | #VALUE! | #VALUE! | #VALUE! | #VALUE! | #VALUE! | #VALUE! | #VALUE! | #VALUE! | #VALUE! | #VALUE! | [190 empty] | 0 | [5 empty] | 0
SRVCc_w | SRVCc_Warm_3A |  |  | 0.28408 | 0.29159 | 0.2766 | 0.2616 | 0.2466 | 0.2316 | 0.2166 | 0.1897 | 0.1628 | 0.1502 | 0.1376 | 0.12981 | 0.12201 | 0.11422 | 0.10642 | 0.098627 | 0.093402 | 0.088177 | 0.082951 | 0.077726 | 0.0725 | 0.064132 | 0.055764 | 0.047395 | 0.039027 | 0.030658 | 0.027014 | 0.02337 | 0.019725 | 0.016081 | 0.012437 |  |  |  |  | 74 | [8 empty] | 0 |  |  |  | 74 | 74 | [268 empty] | 0% | 0% | 0% | 0% | 0% | 0% | 0% | 0 | 0% | 0% | 0% | 0% | 0% | 0% | [81 empty] | 0 | 0 | 0 | 0 | [33 empty] | 0 | 0 | 0 | 0 | [190 empty] | 74 | [375 empty] | 74 | FALSE | #N/A | 0 | [149 empty] | 74 | [112 empty] | 74 |  |  |  |  | 0 |  | AZNMc_mm | 0.016229 | 0.016536 | 0.030281 | 0.027194 | 0.023364 | 0.0021459 | 0.019954 | 0.019176 | 0.01884 | 0.018978 | 0.019236 | 0.019659 | 0.020046 | 0.020591 | 0.021033 | 0.021413 | 0.021502 | 0.021648 | 0.022014 | 0.021861 | 0.022173 | 0.0022401 | 0.022343 | 0.022169 | 0.021971 | 0.021985 | 0.022227 | 0.02209 | 0.02195 | 0.021817 | 0.021794 | [12 empty] | HDD | NH | 7229 | 6906 | 6788 | 7065 | 6526 |  | NEWEc_c_RHS_1.5 | 54.4909 | 51.0574 | 46.7886 | 42.7587 | 38.9479 | 35.4019 | 31.7949 | 28.523 | 25.4509 | 22.5743 | 19.8007 | 17.4634 | 15.2027 | 13.0993 | 11.1453 | 9.3389 | 7.6513 | 6.108 | 4.8039 | 3.7647 | 2.9363 | 2.4748 | 2.127 | 1.8238 | 1.562 | 1.3195 | 1.1454 | 0.98007 | 0.83506 | 0.7031 | 0.57864 | 0.62511 |  |  |  | NEWEc_c_RHS_1.5 | 246.0461 | 230.4455 | 215.8341 | 202.1491 | 189.3318 | 177.3272 | 166.0837 | 155.5531 | 145.6903 | 136.4528 | 127.8009 | 119.6977 | 112.1082 | 105 | 105 | 105 | 105 | 105 | 105 | 105 | 105 | 105 | 105 | 105 | 105 | 105 | 105 | 105 | 105 | 105 | 105 | [403 empty] | 0 | 0 | 1 | 1 | 1 | 1 | 0 | 0 | 1 | 0 | 1 | 1 | 1 | 1 | 1 | 1 | 1 | 1 | 1 | 1 | 1 | 1 | 1 | 1 | 1 | 1 | 1 | 1 | 1 | [719 empty] | 0 | 74 | [61 empty] | 74 | 74 | #VALUE! | #VALUE! | [79 empty] | 0 | 0.03 |  | #VALUE! | #VALUE! | #VALUE! | #VALUE! | #VALUE! | #VALUE! | #VALUE! | #VALUE! | #VALUE! | #VALUE! | #VALUE! | #VALUE! | #VALUE! | #VALUE! | #VALUE! | #VALUE! | #VALUE! | #VALUE! | #VALUE! | #VALUE! | #VALUE! | #VALUE! | #VALUE! | #VALUE! | #VALUE! | #VALUE! | #VALUE! | #VALUE! | #VALUE! | #VALUE! | #VALUE! | #VALUE! | [190 empty] | 0 | [5 empty] | 0
AKGD_vc | AKGD_Cold or very cold_7/8 |  |  | 0.50085 | 0.48701 | 0.38967 | 0.34839 | 0.31089 | 0.277 | 0.24655 | 0.21936 | 0.19525 | 0.17403 | 0.15555 | 0.1396 | 0.12601 | 0.11461 | 0.1052 | 0.097598 | 0.091627 | 0.087098 | 0.083826 | 0.081623 | 0.080302 | 0.079673 | 0.079548 | 0.079736 | 0.080046 | 0.080286 | 0.080262 | 0.079782 | 0.078651 | 0.076673 | 0.073652 |  |  |  |  | 75 | [8 empty] | 0 |  |  |  | 75 | 75 | [268 empty] | 0% | 0% | 0% | 0% | 0% | 0% | 0% | 0 | 0% | 0% | 0% | 0% | 0% | 0% | [81 empty] | 0 | 0 | 0 | 0 | [33 empty] | 0 | 0 | 0 | 0 | [190 empty] | 75 | [375 empty] | 75 | FALSE | #N/A | 0 | [149 empty] | 75 | [112 empty] | 75 |  |  |  |  | 0 |  | AZNMc_w | 0.016229 | 0.016536 | 0.030281 | 0.027194 | 0.023364 | 0.0021459 | 0.019954 | 0.019176 | 0.01884 | 0.018978 | 0.019236 | 0.019659 | 0.020046 | 0.020591 | 0.021033 | 0.021413 | 0.021502 | 0.021648 | 0.022014 | 0.021861 | 0.022173 | 0.0022401 | 0.022343 | 0.022169 | 0.021971 | 0.021985 | 0.022227 | 0.02209 | 0.02195 | 0.021817 | 0.021794 | [12 empty] | HDD | NJ | 4994.4211 | 4615 | 4757 | 5082 | 4465 |  | NWPPc_vc_RHS_1.5 | 60.3273 | 56.5221 | 51.7911 | 47.325 | 43.1016 | 39.1718 | 35.1743 | 31.5482 | 28.1435 | 24.9555 | 21.8816 | 19.2913 | 16.7859 | 14.4548 | 12.2892 | 10.2873 | 8.417 | 6.7066 | 5.2614 | 4.1096 | 3.1915 | 2.6801 | 2.2946 | 1.9586 | 1.6684 | 1.3997 | 1.2067 | 1.0235 | 0.86282 | 0.71657 | 0.57864 | 0.62511 |  |  |  | NWPPc_vc_RHS_1.5 | 259.7357 | 245.7978 | 232.6079 | 220.1257 | 208.3134 | 197.135 | 186.5563 | 176.5454 | 167.0717 | 158.1063 | 149.6221 | 141.5931 | 133.995 | 126.8046 | 120 | 120 | 120 | 120 | 120 | 120 | 120 | 120 | 120 | 120 | 120 | 120 | 120 | 120 | 120 | 120 | 120 | [403 empty] | 0 | 0 | 1 | 1 | 1 | 1 | 0 | 0 | 1 | 0 | 1 | 1 | 1 | 1 | 1 | 1 | 1 | 1 | 1 | 1 | 1 | 1 | 1 | 1 | 1 | 1 | 1 | 1 | 1 | [719 empty] | 0 | 75 | [61 empty] | 75 | 75 | #VALUE! | #VALUE! | [79 empty] | 0 | 0.03 |  | #VALUE! | #VALUE! | #VALUE! | #VALUE! | #VALUE! | #VALUE! | #VALUE! | #VALUE! | #VALUE! | #VALUE! | #VALUE! | #VALUE! | #VALUE! | #VALUE! | #VALUE! | #VALUE! | #VALUE! | #VALUE! | #VALUE! | #VALUE! | #VALUE! | #VALUE! | #VALUE! | #VALUE! | #VALUE! | #VALUE! | #VALUE! | #VALUE! | #VALUE! | #VALUE! | #VALUE! | #VALUE! | [190 empty] | 0 | [5 empty] | 0
AKMS_vc | AKMS_Cold or very cold_7/8 |  |  | 0.24318 | 0.22093 | 0.17709 | 0.15833 | 0.14129 | 0.12589 | 0.11205 | 0.099692 | 0.088733 | 0.079094 | 0.070691 | 0.063444 | 0.05727 | 0.052086 | 0.047809 | 0.044355 | 0.041642 | 0.039584 | 0.038096 | 0.037095 | 0.036495 | 0.036209 | 0.036152 | 0.036238 | 0.036378 | 0.036487 | 0.036477 | 0.036259 | 0.035744 | 0.034845 | 0.033472 |  |  |  |  | 76 | [8 empty] | 0 |  |  |  | 76 | 76 | [268 empty] | 0% | 0% | 0% | 0% | 0% | 0% | 0% | 0 | 0% | 0% | 0% | 0% | 0% | 0% | [81 empty] | 0 | 0 | 0 | 0 | [33 empty] | 0 | 0 | 0 | 0 | [190 empty] | 76 | [375 empty] | 76 | FALSE | #N/A | 0 | [149 empty] | 76 | [112 empty] | 76 |  |  |  |  | 0 |  | CAMXc_vc | 0.016229 | 0.016536 | 0.030281 | 0.027194 | 0.023364 | 0.0021459 | 0.019954 | 0.019176 | 0.01884 | 0.018978 | 0.019236 | 0.019659 | 0.020046 | 0.020591 | 0.021033 | 0.021413 | 0.021502 | 0.021648 | 0.022014 | 0.021861 | 0.022173 | 0.0022401 | 0.022343 | 0.022169 | 0.021971 | 0.021985 | 0.022227 | 0.02209 | 0.02195 | 0.021817 | 0.021794 | [12 empty] | HDD | NM | 4378.1053 | 4166 | 4187 | 4584 | 4389 |  | NWPPc_c_RHS_1.5 | 59.7527 | 55.9841 | 51.2986 | 46.8754 | 42.6926 | 38.8006 | 34.8416 | 31.2504 | 27.8784 | 24.7211 | 21.6767 | 19.1114 | 16.63 | 14.3213 | 12.1766 | 10.1939 | 8.3416 | 6.6476 | 5.2163 | 4.0757 | 3.1664 | 2.6599 | 2.2781 | 1.9453 | 1.658 | 1.3918 | 1.2007 | 1.0193 | 0.86008 | 0.71524 | 0.57864 | 0.62511 |  |  |  | NWPPc_c_RHS_1.5 | 246.0461 | 233.2934 | 221.2015 | 209.7365 | 198.8656 | 188.5583 | 178.7851 | 169.5185 | 160.7322 | 152.4013 | 144.5022 | 137.0125 | 129.9111 | 123.1776 | 116.7932 | 110.7397 | 105 | 105 | 105 | 105 | 105 | 105 | 105 | 105 | 105 | 105 | 105 | 105 | 105 | 105 | 105 | [403 empty] | 0 | 0 | 1 | 1 | 1 | 1 | 0 | 0 | 1 | 0 | 1 | 1 | 1 | 1 | 1 | 1 | 1 | 1 | 1 | 1 | 1 | 1 | 1 | 1 | 1 | 1 | 1 | 1 | 1 | [719 empty] | 0 | 76 | [61 empty] | 76 | 76 | #VALUE! | #VALUE! | [79 empty] | 0 | 0.03 |  | #VALUE! | #VALUE! | #VALUE! | #VALUE! | #VALUE! | #VALUE! | #VALUE! | #VALUE! | #VALUE! | #VALUE! | #VALUE! | #VALUE! | #VALUE! | #VALUE! | #VALUE! | #VALUE! | #VALUE! | #VALUE! | #VALUE! | #VALUE! | #VALUE! | #VALUE! | #VALUE! | #VALUE! | #VALUE! | #VALUE! | #VALUE! | #VALUE! | #VALUE! | #VALUE! | #VALUE! | #VALUE! | [190 empty] | 0 | [5 empty] | 0
HIMS_vh | HIMS_Hot or very hot_1A |  |  | 0.52214 | 0.51887 | 0.41402 | 0.37015 | 0.33031 | 0.29431 | 0.26196 | 0.23306 | 0.20744 | 0.18491 | 0.16527 | 0.14832 | 0.13389 | 0.12177 | 0.11177 | 0.1037 | 0.097352 | 0.09254 | 0.089063 | 0.086723 | 0.085319 | 0.084651 | 0.084518 | 0.084718 | 0.085047 | 0.085302 | 0.085277 | 0.084767 | 0.083565 | 0.081463 | 0.078254 |  |  |  |  | 77 | [8 empty] | 0 |  |  |  | 77 | 77 | [268 empty] | 0% | 0% | 0% | 0% | 0% | 0% | 0% | 0 | 0% | 0% | 0% | 0% | 0% | 0% | [81 empty] | 0 | 0 | 0 | 0 | [33 empty] | 0 | 0 | 0 | 0 | [190 empty] | 77 | [375 empty] | 77 | FALSE | #N/A | 0 | [149 empty] | 77 | [112 empty] | 77 |  |  |  |  | 0 |  | CAMXc_c | 0.016229 | 0.016536 | 0.030281 | 0.027194 | 0.023364 | 0.0021459 | 0.019954 | 0.019176 | 0.01884 | 0.018978 | 0.019236 | 0.019659 | 0.020046 | 0.020591 | 0.021033 | 0.021413 | 0.021502 | 0.021648 | 0.022014 | 0.021861 | 0.022173 | 0.0022401 | 0.022343 | 0.022169 | 0.021971 | 0.021985 | 0.022227 | 0.02209 | 0.02195 | 0.021817 | 0.021794 | [12 empty] | HDD | NY | 5814.9474 | 5476 | 5517 | 5849 | 5210 |  | NWPPc_mm_RHS_1.5 | 59.7496 | 55.9812 | 51.296 | 46.8731 | 42.6905 | 38.7986 | 34.8398 | 31.2488 | 27.877 | 24.7198 | 21.6756 | 19.1104 | 16.6292 | 14.3206 | 12.176 | 10.1934 | 8.3412 | 6.6473 | 5.2161 | 4.0755 | 3.1663 | 2.6598 | 2.278 | 1.9453 | 1.6579 | 1.3918 | 1.2006 | 1.0192 | 0.86007 | 0.71524 | 0.57864 | 0.72173 |  |  |  | NWPPc_mm_RHS_1.5 | 237.2336 | 224.0864 | 211.6677 | 199.9373 | 188.857 | 178.3907 | 168.5045 | 159.1661 | 150.3453 | 142.0133 | 134.1431 | 126.709 | 119.6869 | 113.054 | 106.7886 | 100.8705 | 95.2803 | 90 | 90 | 90 | 90 | 90 | 90 | 90 | 90 | 90 | 90 | 90 | 90 | 90 | 90 | [403 empty] | 0 | 0 | 1 | 1 | 1 | 1 | 0 | 0 | 1 | 0 | 1 | 1 | 1 | 1 | 1 | 1 | 1 | 1 | 1 | 1 | 1 | 1 | 1 | 1 | 1 | 1 | 1 | 1 | 1 | [719 empty] | 0 | 77 | [61 empty] | 77 | 77 | #VALUE! | #VALUE! | [79 empty] | 0 | 0.03 |  | #VALUE! | #VALUE! | #VALUE! | #VALUE! | #VALUE! | #VALUE! | #VALUE! | #VALUE! | #VALUE! | #VALUE! | #VALUE! | #VALUE! | #VALUE! | #VALUE! | #VALUE! | #VALUE! | #VALUE! | #VALUE! | #VALUE! | #VALUE! | #VALUE! | #VALUE! | #VALUE! | #VALUE! | #VALUE! | #VALUE! | #VALUE! | #VALUE! | #VALUE! | #VALUE! | #VALUE! | #VALUE! | [190 empty] | 0 | [5 empty] | 0
HIOA_vh | HIOA_Hot or very hot_1A |  |  | 0.75545 | 0.74639 | 0.59602 | 0.53287 | 0.47552 | 0.42369 | 0.37711 | 0.33552 | 0.29864 | 0.26619 | 0.23792 | 0.21353 | 0.19275 | 0.1753 | 0.1609 | 0.14928 | 0.14015 | 0.13322 | 0.12822 | 0.12485 | 0.12283 | 0.12186 | 0.12167 | 0.12196 | 0.12243 | 0.1228 | 0.12276 | 0.12203 | 0.1203 | 0.11727 | 0.11265 |  |  |  |  | 78 | [8 empty] | 0 |  |  |  | 78 | 78 | [268 empty] | 0% | 0% | 0% | 0% | 0% | 0% | 0% | 0 | 0% | 0% | 0% | 0% | 0% | 0% | [81 empty] | 0 | 0 | 0 | 0 | [33 empty] | 0 | 0 | 0 | 0 | [190 empty] | 78 | [375 empty] | 78 | FALSE | #N/A | 0 | [149 empty] | 78 | [112 empty] | 78 |  |  |  |  | 0 |  | CAMXc_vh | 0.016229 | 0.016536 | 0.030281 | 0.027194 | 0.023364 | 0.0021459 | 0.019954 | 0.019176 | 0.01884 | 0.018978 | 0.019236 | 0.019659 | 0.020046 | 0.020591 | 0.021033 | 0.021413 | 0.021502 | 0.021648 | 0.022014 | 0.021861 | 0.022173 | 0.0022401 | 0.022343 | 0.022169 | 0.021971 | 0.021985 | 0.022227 | 0.02209 | 0.02195 | 0.021817 | 0.021794 | [12 empty] | HDD | NC | 3251.6842 | 2904 | 3103 | 3286 | 2840 |  | NWPPc_w_RHS_1.5 | 56.9417 | 53.3521 | 48.8892 | 44.6762 | 40.6921 | 36.9849 | 33.214 | 29.7933 | 26.5816 | 23.5742 | 20.6745 | 18.231 | 15.8675 | 13.6685 | 11.6257 | 9.7372 | 7.9729 | 6.3593 | 4.996 | 3.9096 | 3.0435 | 2.561 | 2.1974 | 1.8804 | 1.6067 | 1.3532 | 1.1711 | 0.99832 | 0.84671 | 0.70876 | 0.57864 | 0.74288 |  |  |  | NWPPc_w_RHS_1.5 | 222.1528 | 209.1474 | 196.9033 | 185.376 | 174.5235 | 164.3064 | 154.6874 | 145.6316 | 137.1059 | 129.0793 | 121.5226 | 114.4083 | 107.7105 | 101.4048 | 95.4683 | 89.8793 | 84.6175 | 79.6637 | 75 | 75 | 75 | 75 | 75 | 75 | 75 | 75 | 75 | 75 | 75 | 75 | 75 | [403 empty] | 0 | 0 | 1 | 1 | 1 | 1 | 0 | 0 | 1 | 0 | 1 | 1 | 1 | 1 | 1 | 1 | 1 | 1 | 1 | 1 | 1 | 1 | 1 | 1 | 1 | 1 | 1 | 1 | 1 | [719 empty] | 0 | 78 | [61 empty] | 78 | 78 | #VALUE! | #VALUE! | [79 empty] | 0 | 0.03 |  | #VALUE! | #VALUE! | #VALUE! | #VALUE! | #VALUE! | #VALUE! | #VALUE! | #VALUE! | #VALUE! | #VALUE! | #VALUE! | #VALUE! | #VALUE! | #VALUE! | #VALUE! | #VALUE! | #VALUE! | #VALUE! | #VALUE! | #VALUE! | #VALUE! | #VALUE! | #VALUE! | #VALUE! | #VALUE! | #VALUE! | #VALUE! | #VALUE! | #VALUE! | #VALUE! | #VALUE! | #VALUE! | [190 empty] | 0 | [5 empty] | 0
AB | Alberta |  |  | 0.5231 | 0.4567 | 0.3692 | 0.33 | 0.1869 | 0.1827 | 0.1921 | 0.2129 | 0.1471 | 0.1494 | 0.1536 | 0.1383 | 0.1308 | 0.1278 | 0.1193 | 0.1156 | 0.1131 | 0.1119 | 0.1127 | 0.1139 | 0.1157 | 0.1166 | 0.1172 | 0.1184 | 0.1201 | 0.121 | 0.1216 | 0.1227 | 0.1241 | 0.1225 | 0.1244 |  |  |  |  | 79 | [8 empty] | 0 |  |  |  | 79 | 79 | [268 empty] | 0% | 0% | 0% | 0% | 0% | 0% | 0% | 0 | 0% | 0% | 0% | 0% | 0% | 0% | [81 empty] | 0 | 0 | 0 | 0 | [33 empty] | 0 | 0 | 0 | 0 | [190 empty] | 79 | [375 empty] | 79 | FALSE | #N/A | 0 | [149 empty] | 79 | [112 empty] | 79 |  |  |  |  | 0 |  | CAMXc_mm | 0.016229 | 0.016536 | 0.030281 | 0.027194 | 0.023364 | 0.0021459 | 0.019954 | 0.019176 | 0.01884 | 0.018978 | 0.019236 | 0.019659 | 0.020046 | 0.020591 | 0.021033 | 0.021413 | 0.021502 | 0.021648 | 0.022014 | 0.021861 | 0.022173 | 0.0022401 | 0.022343 | 0.022169 | 0.021971 | 0.021985 | 0.022227 | 0.02209 | 0.02195 | 0.021817 | 0.021794 | [12 empty] | HDD | ND | 9115.8421 | 8860 | 8373 | 9856 | 8911 |  | NYSTc_vc_RHS_1.5 | 66.2186 | 62.0382 | 56.8407 | 51.9343 | 47.2944 | 42.9771 | 38.5855 | 34.6018 | 30.8614 | 27.3591 | 23.9821 | 21.1364 | 18.384 | 15.823 | 13.4439 | 11.2446 | 9.1899 | 7.3108 | 5.7231 | 4.4578 | 3.4491 | 2.8873 | 2.4638 | 2.0947 | 1.7759 | 1.4807 | 1.2686 | 1.0674 | 0.89084 | 0.73017 | 0.57864 | 0.65893 |  |  |  | NYSTc_vc_RHS_1.5 | 259.7357 | 247.4983 | 235.8375 | 224.7261 | 214.1381 | 204.0491 | 194.4354 | 185.2746 | 176.5454 | 168.2275 | 160.3015 | 152.749 | 145.5522 | 138.6946 | 132.16 | 125.9333 | 120 | 120 | 120 | 120 | 120 | 120 | 120 | 120 | 120 | 120 | 120 | 120 | 120 | 120 | 120 | [403 empty] | 0 | 0 | 1 | 1 | 1 | 1 | 0 | 0 | 1 | 0 | 1 | 1 | 1 | 1 | 1 | 1 | 1 | 1 | 1 | 1 | 1 | 1 | 1 | 1 | 1 | 1 | 1 | 1 | 1 | [719 empty] | 0 | 79 | [61 empty] | 79 | 79 | #VALUE! | #VALUE! | [79 empty] | 0 | 0.03 |  | #VALUE! | #VALUE! | #VALUE! | #VALUE! | #VALUE! | #VALUE! | #VALUE! | #VALUE! | #VALUE! | #VALUE! | #VALUE! | #VALUE! | #VALUE! | #VALUE! | #VALUE! | #VALUE! | #VALUE! | #VALUE! | #VALUE! | #VALUE! | #VALUE! | #VALUE! | #VALUE! | #VALUE! | #VALUE! | #VALUE! | #VALUE! | #VALUE! | #VALUE! | #VALUE! | #VALUE! | #VALUE! | [190 empty] | 0 | [5 empty] | 0
MB | Manitoba |  |  | 0.0019 | 0.0026 | 0 | 0 | 0 | 0 | 0 | 0 | 0 | 0 | 0 | 0 | 0 | 0 | 0 | 0 | 0 | 0 | 0 | 0 | 0 | 0 | 0 | 0 | 0 | 0 | 0 | 0 | 0 | 0 | 0 |  |  |  |  | 80 | [8 empty] | 0 |  |  |  | 80 | 80 | [268 empty] | 0% | 0% | 0% | 0% | 0% | 0% | 0% | 0 | 0% | 0% | 0% | 0% | 0% | 0% | [81 empty] | 0 | 0 | 0 | 0 | [33 empty] | 0 | 0 | 0 | 0 | [190 empty] | 80 | [375 empty] | 80 | FALSE | #N/A | 0 | [149 empty] | 80 | [112 empty] | 80 |  |  |  |  | 0 |  | CAMXc_w | 0.016229 | 0.016536 | 0.030281 | 0.027194 | 0.023364 | 0.0021459 | 0.019954 | 0.019176 | 0.01884 | 0.018978 | 0.019236 | 0.019659 | 0.020046 | 0.020591 | 0.021033 | 0.021413 | 0.021502 | 0.021648 | 0.022014 | 0.021861 | 0.022173 | 0.0022401 | 0.022343 | 0.022169 | 0.021971 | 0.021985 | 0.022227 | 0.02209 | 0.02195 | 0.021817 | 0.021794 | [12 empty] | HDD | OH | 5561.7895 | 5250 | 5213 | 5698 | 4898 |  | NYSTc_c_RHS_1.5 | 66.4859 | 62.2885 | 57.0699 | 52.1435 | 47.4847 | 43.1498 | 38.7403 | 34.7404 | 30.9848 | 27.4682 | 24.0774 | 21.2202 | 18.4565 | 15.8851 | 13.4963 | 11.288 | 9.225 | 7.3382 | 5.744 | 4.4736 | 3.4608 | 2.8967 | 2.4715 | 2.1009 | 1.7808 | 1.4844 | 1.2715 | 1.0694 | 0.89211 | 0.73079 | 0.57864 | 0.67328 |  |  |  | NYSTc_c_RHS_1.5 | 246.0461 | 234.677 | 223.8333 | 213.4906 | 203.6258 | 194.2168 | 185.2426 | 176.683 | 168.519 | 160.7322 | 153.3052 | 146.2214 | 139.4649 | 133.0207 | 126.8741 | 121.0116 | 115.42 | 110.0868 | 105 | 105 | 105 | 105 | 105 | 105 | 105 | 105 | 105 | 105 | 105 | 105 | 105 | [403 empty] | 0 | 0 | 1 | 1 | 1 | 1 | 0 | 0 | 1 | 0 | 1 | 1 | 1 | 1 | 1 | 1 | 1 | 1 | 1 | 1 | 1 | 1 | 1 | 1 | 1 | 1 | 1 | 1 | 1 | [719 empty] | 0 | 80 | [61 empty] | 80 | 80 | #VALUE! | #VALUE! | [79 empty] | 0 | 0.03 |  | #VALUE! | #VALUE! | #VALUE! | #VALUE! | #VALUE! | #VALUE! | #VALUE! | #VALUE! | #VALUE! | #VALUE! | #VALUE! | #VALUE! | #VALUE! | #VALUE! | #VALUE! | #VALUE! | #VALUE! | #VALUE! | #VALUE! | #VALUE! | #VALUE! | #VALUE! | #VALUE! | #VALUE! | #VALUE! | #VALUE! | #VALUE! | #VALUE! | #VALUE! | #VALUE! | #VALUE! | #VALUE! | [190 empty] | 0 | [5 empty] | 0
QC | Quebec |  |  | 0.0018 | 0.0015 | 0.0049 | 0.0005 | 0.0004 | 0.0004 | 0.0002 | 0.0003 | 0.0003 | 0.0003 | 0.0003 | 0.0003 | 0.0003 | 0.0003 | 0.0003 | 0.0003 | 0.0003 | 0.0003 | 0.0003 | 0.0003 | 0.0003 | 0.0003 | 0.0003 | 0.0003 | 0.0003 | 0.0003 | 0.0002 | 0.0002 | 0.0002 | 0.0002 | 0.0002 |  |  |  |  | 81 | [8 empty] | 0 |  |  |  | 81 | 81 | [268 empty] | 0% | 0% | 0% | 0% | 0% | 0% | 0% | 0 | 0% | 0% | 0% | 0% | 0% | 0% | [81 empty] | 0 | 0 | 0 | 0 | [33 empty] | 0 | 0 | 0 | 0 | [190 empty] | 81 | [375 empty] | 81 | FALSE | #N/A | 0 | [149 empty] | 81 | [112 empty] | 81 |  |  |  |  | 0 |  | ERCTc_vh | 0.016229 | 0.016536 | 0.030281 | 0.027194 | 0.023364 | 0.0021459 | 0.019954 | 0.019176 | 0.01884 | 0.018978 | 0.019236 | 0.019659 | 0.020046 | 0.020591 | 0.021033 | 0.021413 | 0.021502 | 0.021648 | 0.022014 | 0.021861 | 0.022173 | 0.0022401 | 0.022343 | 0.022169 | 0.021971 | 0.021985 | 0.022227 | 0.02209 | 0.02195 | 0.021817 | 0.021794 | [12 empty] | HDD | OK | 3464.7368 | 3264 | 3346 | 3669 | 3145 |  | NYSTc_mm_RHS_1.5 | 67.1873 | 62.9452 | 57.6711 | 52.6922 | 47.9838 | 43.6028 | 39.1464 | 35.104 | 31.3084 | 27.7543 | 24.3275 | 21.4398 | 18.6467 | 16.0479 | 13.6338 | 11.402 | 9.317 | 7.4102 | 5.799 | 4.5151 | 3.4915 | 2.9214 | 2.4916 | 2.1171 | 1.7936 | 1.494 | 1.2788 | 1.0746 | 0.89544 | 0.73241 | 0.57864 | 0.67754 |  |  |  | NYSTc_mm_RHS_1.5 | 237.2336 | 226.011 | 215.3193 | 205.1333 | 195.4292 | 186.1842 | 177.3765 | 168.9855 | 160.9914 | 153.3755 | 146.1199 | 139.2075 | 132.6221 | 126.3483 | 120.3712 | 114.6769 | 109.252 | 104.0837 | 99.1599 | 94.469 | 90 | 90 | 90 | 90 | 90 | 90 | 90 | 90 | 90 | 90 | 90 | [403 empty] | 0 | 0 | 1 | 1 | 1 | 1 | 0 | 0 | 1 | 0 | 1 | 1 | 1 | 1 | 1 | 1 | 1 | 1 | 1 | 1 | 1 | 1 | 1 | 1 | 1 | 1 | 1 | 1 | 1 | [719 empty] | 0 | 81 | [61 empty] | 81 | 81 | #VALUE! | #VALUE! | [79 empty] | 0 | 0.03 |  | #VALUE! | #VALUE! | #VALUE! | #VALUE! | #VALUE! | #VALUE! | #VALUE! | #VALUE! | #VALUE! | #VALUE! | #VALUE! | #VALUE! | #VALUE! | #VALUE! | #VALUE! | #VALUE! | #VALUE! | #VALUE! | #VALUE! | #VALUE! | #VALUE! | #VALUE! | #VALUE! | #VALUE! | #VALUE! | #VALUE! | #VALUE! | #VALUE! | #VALUE! | #VALUE! | #VALUE! | #VALUE! | [190 empty] | 0 | [5 empty] | 0
ON | Ontario |  |  | 0.0258 | 0.0262 | 0.0703 | 0.0813 | 0.0631 | 0.0844 | 0.0697 | 0.0849 | 0.0729 | 0.0667 | 0.0551 | 0.0534 | 0.0479 | 0.0407 | 0.0316 | 0.0288 | 0.0266 | 0.0249 | 0.0234 | 0.0215 | 0.0207 | 0.0198 | 0.0193 | 0.0186 | 0.0177 | 0.0166 | 0.0152 | 0.0141 | 0.0135 | 0.0142 | 0.0153 |  |  |  |  | 82 | [8 empty] | 0 |  |  |  | 82 | 82 | [268 empty] | 0% | 0% | 0% | 0% | 0% | 0% | 0% | 0 | 0% | 0% | 0% | 0% | 0% | 0% | [81 empty] | 0 | 0 | 0 | 0 | [33 empty] | 0 | 0 | 0 | 0 | [190 empty] | 82 | [375 empty] | 82 | FALSE | #N/A | 0 | [149 empty] | 82 | [112 empty] | 82 |  |  |  |  | 0 |  | ERCTc_mm | 0.016229 | 0.016536 | 0.030281 | 0.027194 | 0.023364 | 0.0021459 | 0.019954 | 0.019176 | 0.01884 | 0.018978 | 0.019236 | 0.019659 | 0.020046 | 0.020591 | 0.021033 | 0.021413 | 0.021502 | 0.021648 | 0.022014 | 0.021861 | 0.022173 | 0.0022401 | 0.022343 | 0.022169 | 0.021971 | 0.021985 | 0.022227 | 0.02209 | 0.02195 | 0.021817 | 0.021794 | [12 empty] | HDD | OR | 5261.7895 | 5042 | 5068 | 5291 | 5178 |  | RFCEc_vc_RHS_1.5 | 63.6823 | 59.6634 | 54.6668 | 49.9499 | 45.4893 | 41.3388 | 37.1169 | 33.2872 | 29.6913 | 26.3243 | 23.0778 | 20.3421 | 17.696 | 15.2339 | 12.9468 | 10.8325 | 8.8571 | 7.0507 | 5.5243 | 4.3079 | 3.3382 | 2.7981 | 2.3909 | 2.0361 | 1.7296 | 1.4458 | 1.242 | 1.0485 | 0.87877 | 0.72432 | 0.57864 | 0.66432 |  |  |  | RFCEc_vc_RHS_1.5 | 259.7357 | 242.1281 | 225.7142 | 210.4129 | 196.149 | 182.852 | 170.4564 | 158.9011 | 148.1291 | 138.0874 | 128.7264 | 120 | 120 | 120 | 120 | 120 | 120 | 120 | 120 | 120 | 120 | 120 | 120 | 120 | 120 | 120 | 120 | 120 | 120 | 120 | 120 | [403 empty] | 0 | 0 | 1 | 1 | 1 | 1 | 0 | 0 | 1 | 0 | 1 | 1 | 1 | 1 | 1 | 1 | 1 | 1 | 1 | 1 | 1 | 1 | 1 | 1 | 1 | 1 | 1 | 1 | 1 | [719 empty] | 0 | 82 | [61 empty] | 82 | 82 | #VALUE! | #VALUE! | [79 empty] | 0 | 0.03 |  | #VALUE! | #VALUE! | #VALUE! | #VALUE! | #VALUE! | #VALUE! | #VALUE! | #VALUE! | #VALUE! | #VALUE! | #VALUE! | #VALUE! | #VALUE! | #VALUE! | #VALUE! | #VALUE! | #VALUE! | #VALUE! | #VALUE! | #VALUE! | #VALUE! | #VALUE! | #VALUE! | #VALUE! | #VALUE! | #VALUE! | #VALUE! | #VALUE! | #VALUE! | #VALUE! | #VALUE! | #VALUE! | [190 empty] | 0 | [5 empty] | 0
SK | Saskatchewan |  |  | 0.6286 | 0.7267 | 0.6156 | 0.5842 | 0.5802 | 0.5226 | 0.5209 | 0.5107 | 0.4048 | 0.3811 | 0.165 | 0.1578 | 0.1361 | 0.1289 | 0.1218 | 0.0975 | 0.0888 | 0.0855 | 0.0815 | 0.0773 | 0.0735 | 0.075 | 0.076 | 0.077 | 0.0758 | 0.0758 | 0.0711 | 0.0666 | 0.06 | 0.049 | 0.0478 |  |  |  |  | 83 | [8 empty] | 0 |  |  |  | 83 | 83 | [268 empty] | 0% | 0% | 0% | 0% | 0% | 0% | 0% | 0 | 0% | 0% | 0% | 0% | 0% | 0% | [81 empty] | 0 | 0 | 0 | 0 | [33 empty] | 0 | 0 | 0 | 0 | [190 empty] | 83 | [375 empty] | 83 | FALSE | #N/A | 0 | [149 empty] | 83 | [112 empty] | 83 |  |  |  |  | 0 |  | ERCTc_w | 0.016229 | 0.016536 | 0.030281 | 0.027194 | 0.023364 | 0.0021459 | 0.019954 | 0.019176 | 0.01884 | 0.018978 | 0.019236 | 0.019659 | 0.020046 | 0.020591 | 0.021033 | 0.021413 | 0.021502 | 0.021648 | 0.022014 | 0.021861 | 0.022173 | 0.0022401 | 0.022343 | 0.022169 | 0.021971 | 0.021985 | 0.022227 | 0.02209 | 0.02195 | 0.021817 | 0.021794 | [12 empty] | HDD | PA | 5545 | 5186 | 5231 | 5707 | 4944 |  | RFCEc_c_RHS_1.5 | 63.5871 | 59.5743 | 54.5853 | 49.8755 | 45.4216 | 41.2774 | 37.0618 | 33.2379 | 29.6474 | 26.2855 | 23.0439 | 20.3123 | 17.6702 | 15.2118 | 12.9282 | 10.817 | 8.8447 | 7.0409 | 5.5169 | 4.3023 | 3.3341 | 2.7948 | 2.3882 | 2.0339 | 1.7279 | 1.4445 | 1.241 | 1.0478 | 0.87832 | 0.7241 | 0.57864 | 0.62435 |  |  |  | RFCEc_c_RHS_1.5 | 246.0461 | 229.191 | 213.4906 | 198.8656 | 185.2426 | 172.5527 | 160.7322 | 149.7214 | 139.4649 | 129.9111 | 121.0116 | 112.7219 | 105 | 105 | 105 | 105 | 105 | 105 | 105 | 105 | 105 | 105 | 105 | 105 | 105 | 105 | 105 | 105 | 105 | 105 | 105 | [403 empty] | 0 | 0 | 1 | 1 | 1 | 1 | 0 | 0 | 1 | 0 | 1 | 1 | 1 | 1 | 1 | 1 | 1 | 1 | 1 | 1 | 1 | 1 | 1 | 1 | 1 | 1 | 1 | 1 | 1 | [719 empty] | 0 | 83 | [61 empty] | 83 | 83 | #VALUE! | #VALUE! | [79 empty] | 0 | 0.03 |  | #VALUE! | #VALUE! | #VALUE! | #VALUE! | #VALUE! | #VALUE! | #VALUE! | #VALUE! | #VALUE! | #VALUE! | #VALUE! | #VALUE! | #VALUE! | #VALUE! | #VALUE! | #VALUE! | #VALUE! | #VALUE! | #VALUE! | #VALUE! | #VALUE! | #VALUE! | #VALUE! | #VALUE! | #VALUE! | #VALUE! | #VALUE! | #VALUE! | #VALUE! | #VALUE! | #VALUE! | #VALUE! | [190 empty] | 0 | [5 empty] | 0
NL | Newfoundland |  |  | 0.0894 | 0.0809 | 0.0063 | 0.0094 | 0.0091 | 0.0092 | 0.0103 | 0.0092 | 0.0092 | 0.0105 | 0 | 0 | 0 | 0 | 0 | 0 | 0 | 0 | 0 | 0 | 0 | 0 | 0 | 0 | 0 | 0 | 0 | 0 | 0 | 0 | 0 |  |  |  |  | 84 | [8 empty] | 0 |  |  |  | 84 | 84 | [268 empty] | 0% | 0% | 0% | 0% | 0% | 0% | 0% | 0 | 0% | 0% | 0% | 0% | 0% | 0% | [81 empty] | 0 | 0 | 0 | 0 | [33 empty] | 0 | 0 | 0 | 0 | [190 empty] | 84 | [375 empty] | 84 | FALSE | #N/A | 0 | [149 empty] | 84 | [112 empty] | 84 |  |  |  |  | 0 |  | FRCCc_vh | 0.016229 | 0.016536 | 0.030281 | 0.027194 | 0.023364 | 0.0021459 | 0.019954 | 0.019176 | 0.01884 | 0.018978 | 0.019236 | 0.019659 | 0.020046 | 0.020591 | 0.021033 | 0.021413 | 0.021502 | 0.021648 | 0.022014 | 0.021861 | 0.022173 | 0.0022401 | 0.022343 | 0.022169 | 0.021971 | 0.021985 | 0.022227 | 0.02209 | 0.02195 | 0.021817 | 0.021794 | [12 empty] | HDD | RI | 5564.2105 | 5184 | 5220 | 5413 | 5018 |  | RFCEc_mm_RHS_1.5 | 63.9852 | 59.9471 | 54.9265 | 50.187 | 45.705 | 41.5345 | 37.2924 | 33.4442 | 29.8311 | 26.4479 | 23.1858 | 20.437 | 17.7782 | 15.3043 | 13.0062 | 10.8817 | 8.8969 | 7.0817 | 5.5481 | 4.3258 | 3.3515 | 2.8088 | 2.3996 | 2.0431 | 1.7352 | 1.45 | 1.2452 | 1.0508 | 0.88021 | 0.72502 | 0.57864 | 0.66825 |  |  |  | RFCEc_mm_RHS_1.5 | 237.2336 | 220.1896 | 204.37 | 189.6871 | 176.059 | 163.41 | 151.6698 | 140.7731 | 130.6592 | 121.272 | 112.5592 | 104.4724 | 96.9666 | 90 | 90 | 90 | 90 | 90 | 90 | 90 | 90 | 90 | 90 | 90 | 90 | 90 | 90 | 90 | 90 | 90 | 90 | [403 empty] | 0 | 0 | 1 | 1 | 1 | 1 | 0 | 0 | 1 | 0 | 1 | 1 | 1 | 1 | 1 | 1 | 1 | 1 | 1 | 1 | 1 | 1 | 1 | 1 | 1 | 1 | 1 | 1 | 1 | [719 empty] | 0 | 84 | [61 empty] | 84 | 84 | #VALUE! | #VALUE! | [79 empty] | 0 | 0.03 |  | #VALUE! | #VALUE! | #VALUE! | #VALUE! | #VALUE! | #VALUE! | #VALUE! | #VALUE! | #VALUE! | #VALUE! | #VALUE! | #VALUE! | #VALUE! | #VALUE! | #VALUE! | #VALUE! | #VALUE! | #VALUE! | #VALUE! | #VALUE! | #VALUE! | #VALUE! | #VALUE! | #VALUE! | #VALUE! | #VALUE! | #VALUE! | #VALUE! | #VALUE! | #VALUE! | #VALUE! | #VALUE! | [190 empty] | 0 | [5 empty] | 0
PE | Prince Edward Island |  |  | 0.0002 | 0.0013 | 0 | 0 | 0 | 0 | 0 | 0 | 0 | 0 | 0 | 0 | 0 | 0 | 0 | 0 | 0 | 0 | 0 | 0 | 0 | 0 | 0 | 0 | 0 | 0 | 0 | 0 | 0 | 0 | 0 |  |  |  |  | 85 | [8 empty] | 0 |  |  |  | 85 | 85 | [268 empty] | 0% | 0% | 0% | 0% | 0% | 0% | 0% | 0 | 0% | 0% | 0% | 0% | 0% | 0% | [81 empty] | 0 | 0 | 0 | 0 | [33 empty] | 0 | 0 | 0 | 0 | [190 empty] | 85 | [375 empty] | 85 | FALSE | #N/A | 0 | [149 empty] | 85 | [112 empty] | 85 |  |  |  |  | 0 |  | MROEc_vc | 0.016229 | 0.016536 | 0.030281 | 0.027194 | 0.023364 | 0.0021459 | 0.019954 | 0.019176 | 0.01884 | 0.018978 | 0.019236 | 0.019659 | 0.020046 | 0.020591 | 0.021033 | 0.021413 | 0.021502 | 0.021648 | 0.022014 | 0.021861 | 0.022173 | 0.0022401 | 0.022343 | 0.022169 | 0.021971 | 0.021985 | 0.022227 | 0.02209 | 0.02195 | 0.021817 | 0.021794 | [12 empty] | HDD | SC | 2494.5789 | 2164 | 2373 | 2502 | 2155 |  | RFCMc_vc_RHS_1.5 | 96.4877 | 90.3796 | 82.7854 | 75.6164 | 68.8369 | 62.5286 | 56.1119 | 50.2913 | 44.826 | 39.7086 | 34.7743 | 30.6164 | 26.5947 | 22.8527 | 19.3766 | 16.1631 | 13.1609 | 10.4153 | 8.0954 | 6.2466 | 4.7728 | 3.952 | 3.3331 | 2.7938 | 2.328 | 1.8967 | 1.5868 | 1.2928 | 1.0348 | 0.80005 | 0.57864 | 0.64916 |  |  |  | RFCMc_vc_RHS_1.5 | 259.7357 | 243.5487 | 228.3704 | 214.1381 | 200.7928 | 188.2792 | 176.5454 | 165.5429 | 155.2261 | 145.5522 | 136.4812 | 127.9756 | 120 | 120 | 120 | 120 | 120 | 120 | 120 | 120 | 120 | 120 | 120 | 120 | 120 | 120 | 120 | 120 | 120 | 120 | 120 | [403 empty] | 0 | 0 | 1 | 1 | 1 | 1 | 0 | 0 | 1 | 0 | 1 | 1 | 1 | 1 | 1 | 1 | 1 | 1 | 1 | 1 | 1 | 1 | 1 | 1 | 1 | 1 | 1 | 1 | 1 | [719 empty] | 0 | 85 | [61 empty] | 85 | 85 | #VALUE! | #VALUE! | [79 empty] | 0 | 0.03 |  | #VALUE! | #VALUE! | #VALUE! | #VALUE! | #VALUE! | #VALUE! | #VALUE! | #VALUE! | #VALUE! | #VALUE! | #VALUE! | #VALUE! | #VALUE! | #VALUE! | #VALUE! | #VALUE! | #VALUE! | #VALUE! | #VALUE! | #VALUE! | #VALUE! | #VALUE! | #VALUE! | #VALUE! | #VALUE! | #VALUE! | #VALUE! | #VALUE! | #VALUE! | #VALUE! | #VALUE! | #VALUE! | [190 empty] | 0 | [5 empty] | 0
NS | Nova Scotia |  |  | 0.6287 | 0.5905 | 0.6618 | 0.6427 | 0.5601 | 0.5139 | 0.4824 | 0.4531 | 0.3709 | 0.1442 | 0.0846 | 0.0757 | 0.0659 | 0.059 | 0.0528 | 0.0451 | 0.0418 | 0.0383 | 0.0374 | 0.0366 | 0.0358 | 0.0348 | 0.0338 | 0.0332 | 0.0324 | 0.0314 | 0.0304 | 0.0297 | 0.0291 | 0.0248 | 0.026 |  |  |  |  | 86 | [8 empty] | 0 |  |  |  | 86 | 86 | [268 empty] | 0% | 0% | 0% | 0% | 0% | 0% | 0% | 0 | 0% | 0% | 0% | 0% | 0% | 0% | [81 empty] | 0 | 0 | 0 | 0 | [33 empty] | 0 | 0 | 0 | 0 | [190 empty] | 86 | [375 empty] | 86 | FALSE | #N/A | 0 | [149 empty] | 86 | [112 empty] | 86 |  |  |  |  | 0 |  | MROWc_vc | 0.016229 | 0.016536 | 0.030281 | 0.027194 | 0.023364 | 0.0021459 | 0.019954 | 0.019176 | 0.01884 | 0.018978 | 0.019236 | 0.019659 | 0.020046 | 0.020591 | 0.021033 | 0.021413 | 0.021502 | 0.021648 | 0.022014 | 0.021861 | 0.022173 | 0.0022401 | 0.022343 | 0.022169 | 0.021971 | 0.021985 | 0.022227 | 0.02209 | 0.02195 | 0.021817 | 0.021794 | [12 empty] | HDD | SD | 7584.2105 | 7376 | 7036 | 7954 | 7364 |  | RFCMc_c_RHS_1.5 | 101.0815 | 94.6808 | 86.7229 | 79.2105 | 72.1063 | 65.4959 | 58.7718 | 52.6724 | 46.9454 | 41.5828 | 36.4122 | 32.0551 | 27.8408 | 23.9196 | 20.277 | 16.9095 | 13.7635 | 10.8864 | 8.4554 | 6.5181 | 4.9737 | 4.1135 | 3.465 | 2.8999 | 2.4118 | 1.9598 | 1.6351 | 1.327 | 1.0566 | 0.81065 | 0.57864 | 0.62044 |  |  |  | RFCMc_c_RHS_1.5 | 246.0461 | 230.4455 | 215.8341 | 202.1491 | 189.3318 | 177.3272 | 166.0837 | 155.5531 | 145.6903 | 136.4528 | 127.8009 | 119.6977 | 112.1082 | 105 | 105 | 105 | 105 | 105 | 105 | 105 | 105 | 105 | 105 | 105 | 105 | 105 | 105 | 105 | 105 | 105 | 105 | [403 empty] | 0 | 0 | 1 | 1 | 1 | 1 | 0 | 0 | 1 | 0 | 1 | 1 | 1 | 1 | 1 | 1 | 1 | 1 | 1 | 1 | 1 | 1 | 1 | 1 | 1 | 1 | 1 | 1 | 1 | [719 empty] | 0 | 86 | [61 empty] | 86 | 86 | #VALUE! | #VALUE! | [79 empty] | 0 | 0.03 |  | #VALUE! | #VALUE! | #VALUE! | #VALUE! | #VALUE! | #VALUE! | #VALUE! | #VALUE! | #VALUE! | #VALUE! | #VALUE! | #VALUE! | #VALUE! | #VALUE! | #VALUE! | #VALUE! | #VALUE! | #VALUE! | #VALUE! | #VALUE! | #VALUE! | #VALUE! | #VALUE! | #VALUE! | #VALUE! | #VALUE! | #VALUE! | #VALUE! | #VALUE! | #VALUE! | #VALUE! | #VALUE! | [190 empty] | 0 | [5 empty] | 0
NB | New Brunswick |  |  | 0.1815 | 0.2591 | 0.2518 | 0.2418 | 0.2389 | 0.2405 | 0.2274 | 0.2272 | 0.2253 | 0.0762 | 0.0251 | 0.0237 | 0.0208 | 0.0155 | 0.0124 | 0.0071 | 0.0071 | 0.0071 | 0.0072 | 0.0072 | 0.0072 | 0.0072 | 0.0001 | 0.0001 | 0.0001 | 0.0001 | 0.0001 | 0.0001 | 0.0001 | 0.0001 | 0.0001 |  |  |  |  | 87 | [8 empty] | 0 |  |  |  | 87 | 87 | [268 empty] | 0% | 0% | 0% | 0% | 0% | 0% | 0% | 0 | 0% | 0% | 0% | 0% | 0% | 0% | [81 empty] | 0 | 0 | 0 | 0 | [33 empty] | 0 | 0 | 0 | 0 | [190 empty] | 87 | [375 empty] | 87 | FALSE | #N/A | 0 | [149 empty] | 87 | [112 empty] | 87 |  |  |  |  | 0 |  | MROWc_c | 0.016229 | 0.016536 | 0.030281 | 0.027194 | 0.023364 | 0.0021459 | 0.019954 | 0.019176 | 0.01884 | 0.018978 | 0.019236 | 0.019659 | 0.020046 | 0.020591 | 0.021033 | 0.021413 | 0.021502 | 0.021648 | 0.022014 | 0.021861 | 0.022173 | 0.0022401 | 0.022343 | 0.022169 | 0.021971 | 0.021985 | 0.022227 | 0.02209 | 0.02195 | 0.021817 | 0.021794 | [12 empty] | HDD | TN | 3660.2632 | 3432 | 3503 | 3820 | 3150 |  | RFCWc_vc_RHS_1.5 | 85.4981 | 80.0898 | 73.3658 | 67.0182 | 61.0156 | 55.4302 | 49.7487 | 44.595 | 39.756 | 35.225 | 30.8561 | 27.1746 | 23.6137 | 20.3005 | 17.2226 | 14.3774 | 11.7191 | 9.2881 | 7.2341 | 5.5972 | 4.2923 | 3.5654 | 3.0175 | 2.54 | 2.1276 | 1.7456 | 1.4713 | 1.2109 | 0.98253 | 0.77468 | 0.57864 | 0.63196 |  |  |  | RFCWc_vc_RHS_1.5 | 259.7357 | 244.7572 | 230.6425 | 217.3417 | 204.808 | 192.9971 | 181.8673 | 171.3793 | 161.4961 | 152.1829 | 143.4068 | 135.1368 | 127.3437 | 120 | 120 | 120 | 120 | 120 | 120 | 120 | 120 | 120 | 120 | 120 | 120 | 120 | 120 | 120 | 120 | 120 | 120 | [403 empty] | 0 | 0 | 1 | 1 | 1 | 1 | 0 | 0 | 1 | 0 | 1 | 1 | 1 | 1 | 1 | 1 | 1 | 1 | 1 | 1 | 1 | 1 | 1 | 1 | 1 | 1 | 1 | 1 | 1 | [719 empty] | 0 | 87 | [61 empty] | 87 | 87 | #VALUE! | #VALUE! | [79 empty] | 0 | 0.03 |  | #VALUE! | #VALUE! | #VALUE! | #VALUE! | #VALUE! | #VALUE! | #VALUE! | #VALUE! | #VALUE! | #VALUE! | #VALUE! | #VALUE! | #VALUE! | #VALUE! | #VALUE! | #VALUE! | #VALUE! | #VALUE! | #VALUE! | #VALUE! | #VALUE! | #VALUE! | #VALUE! | #VALUE! | #VALUE! | #VALUE! | #VALUE! | #VALUE! | #VALUE! | #VALUE! | #VALUE! | #VALUE! | [190 empty] | 0 | [5 empty] | 0
BC | British Columbia |  |  | 0.0053 | 0.0082 | 0.0033 | 0.0021 | 0.002 | 0.0017 | 0.0015 | 0.001 | 0.0009 | 0.0009 | 0.0012 | 0.0005 | 0.0005 | 0.0005 | 0.0005 | 0.0005 | 0.0005 | 0.0005 | 0.0005 | 0.0005 | 0.0005 | 0.0005 | 0.0005 | 0.0005 | 0.0005 | 0.0005 | 0.0005 | 0.0005 | 0.0005 | 0.0005 | 0.0004 |  |  |  |  | 88 | [8 empty] | 0 |  |  |  | 88 | 88 | [268 empty] | 0% | 0% | 0% | 0% | 0% | 0% | 0% | 0 | 0% | 0% | 0% | 0% | 0% | 0% | [81 empty] | 0 | 0 | 0 | 0 | [33 empty] | 0 | 0 | 0 | 0 | [190 empty] | 88 | [375 empty] | 88 | FALSE | #N/A | 0 | [149 empty] | 88 | [112 empty] | 88 |  |  |  |  | 0 |  | NEWEc_vc | 0.016229 | 0.016536 | 0.030281 | 0.027194 | 0.023364 | 0.0021459 | 0.019954 | 0.019176 | 0.01884 | 0.018978 | 0.019236 | 0.019659 | 0.020046 | 0.020591 | 0.021033 | 0.021413 | 0.021502 | 0.021648 | 0.022014 | 0.021861 | 0.022173 | 0.0022401 | 0.022343 | 0.022169 | 0.021971 | 0.021985 | 0.022227 | 0.02209 | 0.02195 | 0.021817 | 0.021794 | [12 empty] | HDD | TX | 1757.4737 | 1549 | 1643 | 1949 | 1480 |  | RFCWc_c_RHS_1.5 | 88.5211 | 82.9203 | 75.957 | 69.3834 | 63.1671 | 57.3828 | 51.4991 | 46.1619 | 41.1507 | 36.4583 | 31.9339 | 28.1214 | 24.4337 | 21.0025 | 17.8151 | 14.8686 | 12.1157 | 9.5982 | 7.471 | 5.7758 | 4.4245 | 3.6718 | 3.1043 | 2.6098 | 2.1827 | 1.7872 | 1.5031 | 1.2335 | 0.99691 | 0.78166 | 0.57864 | 0.6345 |  |  |  | RFCWc_c_RHS_1.5 | 246.0461 | 231.5263 | 217.8633 | 205.0066 | 192.9086 | 181.5246 | 170.8123 | 160.7322 | 151.247 | 142.3215 | 133.9227 | 126.0196 | 118.5828 | 111.5849 | 105 | 105 | 105 | 105 | 105 | 105 | 105 | 105 | 105 | 105 | 105 | 105 | 105 | 105 | 105 | 105 | 105 | [403 empty] | 0 | 0 | 1 | 1 | 1 | 1 | 0 | 0 | 1 | 0 | 1 | 1 | 1 | 1 | 1 | 1 | 1 | 1 | 1 | 1 | 1 | 1 | 1 | 1 | 1 | 1 | 1 | 1 | 1 | [719 empty] | 0 | 88 | [61 empty] | 88 | 88 | #VALUE! | #VALUE! | [79 empty] | 0 | 0.03 |  | #VALUE! | #VALUE! | #VALUE! | #VALUE! | #VALUE! | #VALUE! | #VALUE! | #VALUE! | #VALUE! | #VALUE! | #VALUE! | #VALUE! | #VALUE! | #VALUE! | #VALUE! | #VALUE! | #VALUE! | #VALUE! | #VALUE! | #VALUE! | #VALUE! | #VALUE! | #VALUE! | #VALUE! | #VALUE! | #VALUE! | #VALUE! | #VALUE! | #VALUE! | #VALUE! | #VALUE! | #VALUE! | [190 empty] | 0 | [5 empty] | 0
TER | Territories |  |  | 0.1111 | 0.0796 | 0.1452 | 0.1598 | 0.1784 | 0.1115 | 0.126 | 0.1023 | 0.0786 | 0.0578 | 0.0394 | 0.0123 | 0.0005 | 0 | 0.0001 | 0.0006 | 0.0017 | 0.0047 | 0.0099 | 0.0156 | 0.022 | 0.0314 | 0.0396 | 0.0418 | 0.0304 | 0.0243 | 0.0195 | 0.0163 | 0.0182 | 0.0201 | 0.0247 |  |  |  |  | 89 | [8 empty] | 0 |  |  |  | 89 | 89 | [268 empty] | 0% | 0% | 0% | 0% | 0% | 0% | 0% | 0 | 0% | 0% | 0% | 0% | 0% | 0% | [81 empty] | 0 | 0 | 0 | 0 | [33 empty] | 0 | 0 | 0 | 0 | [190 empty] | 89 | [375 empty] | 89 | FALSE | #N/A | 0 | [149 empty] | 89 | [112 empty] | 89 |  |  |  |  | 0 |  | NEWEc_c | 0.016229 | 0.016536 | 0.030281 | 0.027194 | 0.023364 | 0.0021459 | 0.019954 | 0.019176 | 0.01884 | 0.018978 | 0.019236 | 0.019659 | 0.020046 | 0.020591 | 0.021033 | 0.021413 | 0.021502 | 0.021648 | 0.022014 | 0.021861 | 0.022173 | 0.0022401 | 0.022343 | 0.022169 | 0.021971 | 0.021985 | 0.022227 | 0.02209 | 0.02195 | 0.021817 | 0.021794 | [12 empty] | HDD | UT | 6923.4211 | 6693 | 6551 | 7019 | 7149 |  | RFCWc_mm_RHS_1.5 | 91.5276 | 85.7354 | 78.5339 | 71.7357 | 65.3068 | 59.3248 | 53.2399 | 47.7203 | 42.5377 | 37.685 | 33.0059 | 29.063 | 25.2492 | 21.7008 | 18.4044 | 15.3571 | 12.5101 | 9.9065 | 7.7067 | 5.9535 | 4.5559 | 3.7775 | 3.1906 | 2.6792 | 2.2375 | 1.8285 | 1.5347 | 1.2558 | 1.0112 | 0.7886 | 0.57864 | 0.75099 |  |  |  | RFCWc_mm_RHS_1.5 | 237.2336 | 223.2893 | 210.1646 | 197.8113 | 186.1842 | 175.2405 | 164.94 | 155.245 | 146.1199 | 137.5311 | 129.4472 | 121.8384 | 114.6769 | 107.9363 | 101.5919 | 95.6205 | 90 | 90 | 90 | 90 | 90 | 90 | 90 | 90 | 90 | 90 | 90 | 90 | 90 | 90 | 90 | [403 empty] | 0 | 0 | 1 | 1 | 1 | 1 | 0 | 0 | 1 | 0 | 1 | 1 | 1 | 1 | 1 | 1 | 1 | 1 | 1 | 1 | 1 | 1 | 1 | 1 | 1 | 1 | 1 | 1 | 1 | [719 empty] | 0 | 89 | [61 empty] | 89 | 89 | #VALUE! | #VALUE! | [79 empty] | 0 | 0.03 |  | #VALUE! | #VALUE! | #VALUE! | #VALUE! | #VALUE! | #VALUE! | #VALUE! | #VALUE! | #VALUE! | #VALUE! | #VALUE! | #VALUE! | #VALUE! | #VALUE! | #VALUE! | #VALUE! | #VALUE! | #VALUE! | #VALUE! | #VALUE! | #VALUE! | #VALUE! | #VALUE! | #VALUE! | #VALUE! | #VALUE! | #VALUE! | #VALUE! | #VALUE! | #VALUE! | #VALUE! | #VALUE! | [190 empty] | 0 | [5 empty] | 0
UK |  |  |  | 0.23314 | 0.21233 | 0.19338 | 0.19339 | 0.1485 | 0.13234 | 0.11619 | 0.10003 | 0.083875 | 0.067718 | 0.051562 | 0.040833 | 0.035293 | 0.030649 | 0.027824 | 0.024822 | 0.020533 | 0.018263 | 0.01784 | 0.016891 | 0.015306 | 0.012706 | 0.012059 | 0.011812 | 0.011102 | 0.0094285 | 0.0085603 | 0.007893 | 0.0074913 | 0.0069709 | 0.0068512 |  |  |  |  | 90 | [8 empty] | 0 |  |  |  | 90 | 90 | [268 empty] | 0% | 0% | 0% | 0% | 0% | 0% | 0% | 0 | 0% | 0% | 0% | 0% | 0% | 0% | [81 empty] | 0 | 0 | 0 | 0 | [33 empty] | 0 | 0 | 0 | 0 | [190 empty] | 90 | [375 empty] | 90 | FALSE | #N/A | 0 | [149 empty] | 90 | [112 empty] | 90 |  |  |  |  | 0 |  | NWPPc_vc | 0.016229 | 0.016536 | 0.030281 | 0.027194 | 0.023364 | 0.0021459 | 0.019954 | 0.019176 | 0.01884 | 0.018978 | 0.019236 | 0.019659 | 0.020046 | 0.020591 | 0.021033 | 0.021413 | 0.021502 | 0.021648 | 0.022014 | 0.021861 | 0.022173 | 0.0022401 | 0.022343 | 0.022169 | 0.021971 | 0.021985 | 0.022227 | 0.02209 | 0.02195 | 0.021817 | 0.021794 | [12 empty] | HDD | VT | 7809.7368 | 7481 | 7426 | 7715 | 7090 |  | RMPAc_vc_RHS_1.5 | 95.9543 | 89.8802 | 82.3282 | 75.1991 | 68.4573 | 62.1841 | 55.8031 | 50.0148 | 44.58 | 39.491 | 34.5842 | 30.4494 | 26.45 | 22.7289 | 19.272 | 16.0764 | 13.0909 | 10.3606 | 8.0536 | 6.2151 | 4.7495 | 3.9332 | 3.3178 | 2.7815 | 2.3183 | 1.8893 | 1.5812 | 1.2888 | 1.0323 | 0.79881 | 0.57864 | 0.48488 |  |  |  | RMPAc_vc_RHS_1.5 | 259.7357 | 247.4983 | 235.8375 | 224.7261 | 214.1381 | 204.0491 | 194.4354 | 185.2746 | 176.5454 | 168.2275 | 160.3015 | 152.749 | 145.5522 | 138.6946 | 132.16 | 125.9333 | 120 | 120 | 120 | 120 | 120 | 120 | 120 | 120 | 120 | 120 | 120 | 120 | 120 | 120 | 120 | [403 empty] | 0 | 0 | 1 | 1 | 1 | 1 | 0 | 0 | 1 | 0 | 1 | 1 | 1 | 1 | 1 | 1 | 1 | 1 | 1 | 1 | 1 | 1 | 1 | 1 | 1 | 1 | 1 | 1 | 1 | [719 empty] | 0 | 90 | [61 empty] | 90 | 90 | #VALUE! | #VALUE! | [79 empty] | 0 | 0.03 |  | #VALUE! | #VALUE! | #VALUE! | #VALUE! | #VALUE! | #VALUE! | #VALUE! | #VALUE! | #VALUE! | #VALUE! | #VALUE! | #VALUE! | #VALUE! | #VALUE! | #VALUE! | #VALUE! | #VALUE! | #VALUE! | #VALUE! | #VALUE! | #VALUE! | #VALUE! | #VALUE! | #VALUE! | #VALUE! | #VALUE! | #VALUE! | #VALUE! | #VALUE! | #VALUE! | #VALUE! | #VALUE! | [190 empty] | 0 | [5 empty] | 0
|  |  |  | 0.87634 | 0.32676 | 0.32483 | 0.29101 | 0.25719 | 0.22338 | 0.18956 | 0.15575 | 0.1215 | 0.08726 | 0.074645 | 0.062029 | 0.058292 | 0.054554 | 0.050817 | 0.04708 | 0.043342 | 0.04243 | 0.041517 | 0.040605 | 0.039692 | 0.03878 | 0.03856 | 0.038341 | 0.038121 | 0.037901 | 0.037682 | 0.037225 | 0.036769 | 0.036313 | 0.035857 | 0.0354 | 0 | 0 |  | 91 | [8 empty] | 0 |  |  |  | 91 | 91 | [268 empty] | 0% | 0% | 0% | 0% | 0% | 0% | 0% | 0 | 0% | 0% | 0% | 0% | 0% | 0% | [81 empty] | 0 | 0 | 0 | 0 | [33 empty] | 0 | 0 | 0 | 0 | [190 empty] | 91 | [375 empty] | 91 | FALSE | #N/A | 0 | [149 empty] | 91 | [112 empty] | 91 |  |  |  |  | 0 |  | NWPPc_c | 0.016229 | 0.016536 | 0.030281 | 0.027194 | 0.023364 | 0.0021459 | 0.019954 | 0.019176 | 0.01884 | 0.018978 | 0.019236 | 0.019659 | 0.020046 | 0.020591 | 0.021033 | 0.021413 | 0.021502 | 0.021648 | 0.022014 | 0.021861 | 0.022173 | 0.0022401 | 0.022343 | 0.022169 | 0.021971 | 0.021985 | 0.022227 | 0.02209 | 0.02195 | 0.021817 | 0.021794 | [12 empty] | HDD | VA | 4132.7895 | 3763 | 3927 | 4233 | 3632 |  | RMPAc_c_RHS_1.5 | 100.4719 | 94.11 | 86.2004 | 78.7335 | 71.6724 | 65.1021 | 58.4189 | 52.3564 | 46.6641 | 41.3341 | 36.1949 | 31.8642 | 27.6754 | 23.778 | 20.1575 | 16.8105 | 13.6835 | 10.8239 | 8.4077 | 6.4821 | 4.9471 | 4.0921 | 3.4475 | 2.8858 | 2.4007 | 1.9514 | 1.6287 | 1.3224 | 1.0538 | 0.80924 | 0.57864 | 0.47677 |  |  |  | RMPAc_c_RHS_1.5 | 246.0461 | 234.677 | 223.8333 | 213.4906 | 203.6258 | 194.2168 | 185.2426 | 176.683 | 168.519 | 160.7322 | 153.3052 | 146.2214 | 139.4649 | 133.0207 | 126.8741 | 121.0116 | 115.42 | 110.0868 | 105 | 105 | 105 | 105 | 105 | 105 | 105 | 105 | 105 | 105 | 105 | 105 | 105 | [403 empty] | 0 | 0 | 1 | 1 | 1 | 1 | 0 | 0 | 1 | 0 | 1 | 1 | 1 | 1 | 1 | 1 | 1 | 1 | 1 | 1 | 1 | 1 | 1 | 1 | 1 | 1 | 1 | 1 | 1 | [719 empty] | 0 | 91 | [61 empty] | 91 | 91 | #VALUE! | #VALUE! | [79 empty] | 0 | 0.03 |  | #VALUE! | #VALUE! | #VALUE! | #VALUE! | #VALUE! | #VALUE! | #VALUE! | #VALUE! | #VALUE! | #VALUE! | #VALUE! | #VALUE! | #VALUE! | #VALUE! | #VALUE! | #VALUE! | #VALUE! | #VALUE! | #VALUE! | #VALUE! | #VALUE! | #VALUE! | #VALUE! | #VALUE! | #VALUE! | #VALUE! | #VALUE! | #VALUE! | #VALUE! | #VALUE! | #VALUE! | #VALUE! | [190 empty] | 0 | [5 empty] | 0
Data for Asset Level Diagrams | [38 empty] | 92 | [8 empty] | 0 |  |  |  | 92 | 92 | [268 empty] | 0% | 0% | 0% | 0% | 0% | 0% | 0% | 0 | 0% | 0% | 0% | 0% | 0% | 0% | [81 empty] | 0 | 0 | 0 | 0 | [33 empty] | 0 | 0 | 0 | 0 | [190 empty] | 92 | [375 empty] | 92 | FALSE | #N/A | 0 | [149 empty] | 92 | [112 empty] | 92 |  |  |  |  | 0 |  | NWPPc_mm | 0.016229 | 0.016536 | 0.030281 | 0.027194 | 0.023364 | 0.0021459 | 0.019954 | 0.019176 | 0.01884 | 0.018978 | 0.019236 | 0.019659 | 0.020046 | 0.020591 | 0.021033 | 0.021413 | 0.021502 | 0.021648 | 0.022014 | 0.021861 | 0.022173 | 0.0022401 | 0.022343 | 0.022169 | 0.021971 | 0.021985 | 0.022227 | 0.02209 | 0.02195 | 0.021817 | 0.021794 | [12 empty] | HDD | WA | 5610.9474 | 5416 | 5562 | 5788 | 5344 |  | RMPAc_mm_RHS_1.5 | 104.7286 | 98.0957 | 89.8489 | 82.0639 | 74.7019 | 67.8516 | 60.8836 | 54.5628 | 48.6279 | 43.0708 | 37.7126 | 33.1974 | 28.8301 | 24.7666 | 20.9918 | 17.5022 | 14.242 | 11.2605 | 8.7413 | 6.7337 | 5.1332 | 4.2418 | 3.5698 | 2.9841 | 2.4783 | 2.0099 | 1.6735 | 1.3541 | 1.074 | 0.81907 | 0.57864 | 0.47677 |  |  |  | RMPAc_mm_RHS_1.5 | 237.2336 | 226.011 | 215.3193 | 205.1333 | 195.4292 | 186.1842 | 177.3765 | 168.9855 | 160.9914 | 153.3755 | 146.1199 | 139.2075 | 132.6221 | 126.3483 | 120.3712 | 114.6769 | 109.252 | 104.0837 | 99.1599 | 94.469 | 90 | 90 | 90 | 90 | 90 | 90 | 90 | 90 | 90 | 90 | 90 | [403 empty] | 0 | 0 | 1 | 1 | 1 | 1 | 0 | 0 | 1 | 0 | 1 | 1 | 1 | 1 | 1 | 1 | 1 | 1 | 1 | 1 | 1 | 1 | 1 | 1 | 1 | 1 | 1 | 1 | 1 | [719 empty] | 0 | 92 | [61 empty] | 92 | 92 | #VALUE! | #VALUE! | [79 empty] | 0 | 0.03 |  | #VALUE! | #VALUE! | #VALUE! | #VALUE! | #VALUE! | #VALUE! | #VALUE! | #VALUE! | #VALUE! | #VALUE! | #VALUE! | #VALUE! | #VALUE! | #VALUE! | #VALUE! | #VALUE! | #VALUE! | #VALUE! | #VALUE! | #VALUE! | #VALUE! | #VALUE! | #VALUE! | #VALUE! | #VALUE! | #VALUE! | #VALUE! | #VALUE! | #VALUE! | #VALUE! | #VALUE! | #VALUE! | [190 empty] | 0 | [5 empty] | 0
Year |  |  |  | 2020 | 2021 | 2022 | 2023 | 2024 | 2025 | 2026 | 2027 | 2028 | 2029 | 2030 | 2031 | 2032 | 2033 | 2034 | 2035 | 2036 | 2037 | 2038 | 2039 | 2040 | 2041 | 2042 | 2043 | 2044 | 2045 | 2046 | 2047 | 2048 | 2049 | 2050 | 2051 | 2052 |  |  | 93 | [8 empty] | 0 |  |  |  | 93 | 93 | [268 empty] | 0% | 0% | 0% | 0% | 0% | 0% | 0% | 0 | 0% | 0% | 0% | 0% | 0% | 0% | [81 empty] | 0 | 0 | 0 | 0 | [33 empty] | 0 | 0 | 0 | 0 | [190 empty] | 93 | [375 empty] | 93 | FALSE | #N/A | 0 | [149 empty] | 93 | [112 empty] | 93 |  |  |  |  | 0 |  | NWPPc_w | 0.016229 | 0.016536 | 0.030281 | 0.027194 | 0.023364 | 0.0021459 | 0.019954 | 0.019176 | 0.01884 | 0.018978 | 0.019236 | 0.019659 | 0.020046 | 0.020591 | 0.021033 | 0.021413 | 0.021502 | 0.021648 | 0.022014 | 0.021861 | 0.022173 | 0.0022401 | 0.022343 | 0.022169 | 0.021971 | 0.021985 | 0.022227 | 0.02209 | 0.02195 | 0.021817 | 0.021794 | [12 empty] | HDD | WV | 4960.7368 | 4665 | 4759 | 5190 | 4483 |  | SPNOc_c_RHS_1.5 | 86.2909 | 80.8322 | 74.0454 | 67.6385 | 61.5798 | 55.9423 | 50.2078 | 45.0059 | 40.1217 | 35.5484 | 31.1387 | 27.4229 | 23.8287 | 20.4846 | 17.378 | 14.5062 | 11.8231 | 9.3695 | 7.2962 | 5.644 | 4.3269 | 3.5933 | 3.0402 | 2.5583 | 2.142 | 1.7565 | 1.4796 | 1.2169 | 0.9863 | 0.77651 | 0.57864 | 0.47677 |  |  |  | SPNOc_c_RHS_1.5 | 246.0461 | 234.0249 | 222.5909 | 211.7156 | 201.3717 | 191.5331 | 182.1752 | 173.2745 | 164.8087 | 156.7565 | 149.0978 | 141.8132 | 134.8845 | 128.2943 | 122.0262 | 116.0642 | 110.3936 | 105 | 105 | 105 | 105 | 105 | 105 | 105 | 105 | 105 | 105 | 105 | 105 | 105 | 105 | [403 empty] | 0 | 0 | 1 | 1 | 1 | 1 | 0 | 0 | 1 | 0 | 1 | 1 | 1 | 1 | 1 | 1 | 1 | 1 | 1 | 1 | 1 | 1 | 1 | 1 | 1 | 1 | 1 | 1 | 1 | [719 empty] | 0 | 93 | [61 empty] | 93 | 93 | #VALUE! | #VALUE! | [79 empty] | 0 | 0.03 |  | #VALUE! | #VALUE! | #VALUE! | #VALUE! | #VALUE! | #VALUE! | #VALUE! | #VALUE! | #VALUE! | #VALUE! | #VALUE! | #VALUE! | #VALUE! | #VALUE! | #VALUE! | #VALUE! | #VALUE! | #VALUE! | #VALUE! | #VALUE! | #VALUE! | #VALUE! | #VALUE! | #VALUE! | #VALUE! | #VALUE! | #VALUE! | #VALUE! | #VALUE! | #VALUE! | #VALUE! | #VALUE! | [190 empty] | 0 | [5 empty] | 0
Net Electr. |  |  |  | #N/A | #N/A | #N/A | #N/A | #VALUE! | #VALUE! | #VALUE! | #VALUE! | #VALUE! | #VALUE! | #VALUE! | #VALUE! | #VALUE! | #VALUE! | #VALUE! | #VALUE! | #VALUE! | #VALUE! | #VALUE! | #VALUE! | #VALUE! | #VALUE! | #VALUE! | #VALUE! | #VALUE! | #VALUE! | #VALUE! | #VALUE! | #VALUE! | #VALUE! | #VALUE! |  |  |  |  | 94 | [8 empty] | 0 |  |  |  | 94 | 94 | [268 empty] | 0% | 0% | 0% | 0% | 0% | 0% | 0% | 0 | 0% | 0% | 0% | 0% | 0% | 0% | [81 empty] | 0 | 0 | 0 | 0 | [33 empty] | 0 | 0 | 0 | 0 | [190 empty] | 94 | [375 empty] | 94 | FALSE | #N/A | 0 | [149 empty] | 94 | [112 empty] | 94 |  |  |  |  | 0 |  | NYSTc_vc | 0.016229 | 0.016536 | 0.030281 | 0.027194 | 0.023364 | 0.0021459 | 0.019954 | 0.019176 | 0.01884 | 0.018978 | 0.019236 | 0.019659 | 0.020046 | 0.020591 | 0.021033 | 0.021413 | 0.021502 | 0.021648 | 0.022014 | 0.021861 | 0.022173 | 0.0022401 | 0.022343 | 0.022169 | 0.021971 | 0.021985 | 0.022227 | 0.02209 | 0.02195 | 0.021817 | 0.021794 | [12 empty] | HDD | WI | 7421.4737 | 7186 | 6934 | 7747 | 6632 |  | SPNOc_mm_RHS_1.5 | 89.0641 | 83.4287 | 76.4224 | 69.8082 | 63.5535 | 57.7335 | 51.8135 | 46.4434 | 41.4012 | 36.6799 | 32.1275 | 28.2914 | 24.581 | 21.1287 | 17.9216 | 14.9568 | 12.187 | 9.6539 | 7.5136 | 5.8079 | 4.4482 | 3.6909 | 3.1199 | 2.6223 | 2.1926 | 1.7946 | 1.5088 | 1.2375 | 0.99949 | 0.78291 | 0.57864 | 0.47677 |  |  |  | SPNOc_mm_RHS_1.5 | 237.2336 | 225.4353 | 214.2237 | 203.5697 | 193.4455 | 183.8249 | 174.6827 | 165.9952 | 157.7397 | 149.8948 | 142.4401 | 135.3561 | 128.6244 | 122.2275 | 116.1488 | 110.3723 | 104.8832 | 99.667 | 94.7102 | 90 | 90 | 90 | 90 | 90 | 90 | 90 | 90 | 90 | 90 | 90 | 90 | [403 empty] | 0 | 0 | 1 | 1 | 1 | 1 | 0 | 0 | 1 | 0 | 1 | 1 | 1 | 1 | 1 | 1 | 1 | 1 | 1 | 1 | 1 | 1 | 1 | 1 | 1 | 1 | 1 | 1 | 1 | [719 empty] | 0 | 94 | [61 empty] | 94 | 94 | #VALUE! | #VALUE! | [79 empty] | 0 | 0.03 |  | #VALUE! | #VALUE! | #VALUE! | #VALUE! | #VALUE! | #VALUE! | #VALUE! | #VALUE! | #VALUE! | #VALUE! | #VALUE! | #VALUE! | #VALUE! | #VALUE! | #VALUE! | #VALUE! | #VALUE! | #VALUE! | #VALUE! | #VALUE! | #VALUE! | #VALUE! | #VALUE! | #VALUE! | #VALUE! | #VALUE! | #VALUE! | #VALUE! | #VALUE! | #VALUE! | #VALUE! | #VALUE! | [190 empty] | 0 | [5 empty] | 0
Fuel |  |  |  | #N/A | #N/A | #N/A | #N/A | #VALUE! | #VALUE! | #VALUE! | #VALUE! | #VALUE! | #VALUE! | #VALUE! | #VALUE! | #VALUE! | #VALUE! | #VALUE! | #VALUE! | #VALUE! | #VALUE! | #VALUE! | #VALUE! | #VALUE! | #VALUE! | #VALUE! | #VALUE! | #VALUE! | #VALUE! | #VALUE! | #VALUE! | #VALUE! | #VALUE! | #VALUE! |  |  |  |  | 95 | [8 empty] | 0 |  |  |  | 95 | 95 | [268 empty] | 0% | 0% | 0% | 0% | 0% | 0% | 0% | 0 | 0% | 0% | 0% | 0% | 0% | 0% | [81 empty] | 0 | 0 | 0 | 0 | [33 empty] | 0 | 0 | 0 | 0 | [190 empty] | 95 | [375 empty] | 95 | FALSE | #N/A | 0 | [149 empty] | 95 | [112 empty] | 95 |  |  |  |  | 0 |  | NYSTc_c | 0.016229 | 0.016536 | 0.030281 | 0.027194 | 0.023364 | 0.0021459 | 0.019954 | 0.019176 | 0.01884 | 0.018978 | 0.019236 | 0.019659 | 0.020046 | 0.020591 | 0.021033 | 0.021413 | 0.021502 | 0.021648 | 0.022014 | 0.021861 | 0.022173 | 0.0022401 | 0.022343 | 0.022169 | 0.021971 | 0.021985 | 0.022227 | 0.02209 | 0.02195 | 0.021817 | 0.021794 | [12 empty] | HDD | WY | 8170.4737 | 8069 | 7865 | 8441 | 8219 |  | SPSOc_mm_RHS_1.5 | 87.0096 | 81.5051 | 74.6614 | 68.2009 | 62.0913 | 56.4065 | 50.6239 | 45.3785 | 40.4533 | 35.8417 | 31.395 | 27.648 | 24.0237 | 20.6515 | 17.5189 | 14.623 | 11.9174 | 9.4432 | 7.3526 | 5.6865 | 4.3584 | 3.6186 | 3.0609 | 2.5749 | 2.1551 | 1.7664 | 1.4872 | 1.2222 | 0.98972 | 0.77817 | 0.57864 | 0.47677 |  |  |  | SPSOc_mm_RHS_1.5 | 237.2336 | 226.011 | 215.3193 | 205.1333 | 195.4292 | 186.1842 | 177.3765 | 168.9855 | 160.9914 | 153.3755 | 146.1199 | 139.2075 | 132.6221 | 126.3483 | 120.3712 | 114.6769 | 109.252 | 104.0837 | 99.1599 | 94.469 | 90 | 90 | 90 | 90 | 90 | 90 | 90 | 90 | 90 | 90 | 90 | [403 empty] | 0 | 0 | 1 | 1 | 1 | 1 | 0 | 0 | 1 | 0 | 1 | 1 | 1 | 1 | 1 | 1 | 1 | 1 | 1 | 1 | 1 | 1 | 1 | 1 | 1 | 1 | 1 | 1 | 1 | [719 empty] | 0 | 95 | [61 empty] | 95 | 95 | #VALUE! | #VALUE! | [79 empty] | 0 | 0.03 |  | #VALUE! | #VALUE! | #VALUE! | #VALUE! | #VALUE! | #VALUE! | #VALUE! | #VALUE! | #VALUE! | #VALUE! | #VALUE! | #VALUE! | #VALUE! | #VALUE! | #VALUE! | #VALUE! | #VALUE! | #VALUE! | #VALUE! | #VALUE! | #VALUE! | #VALUE! | #VALUE! | #VALUE! | #VALUE! | #VALUE! | #VALUE! | #VALUE! | #VALUE! | #VALUE! | #VALUE! | #VALUE! | [190 empty] | 0 | [5 empty] | 0
District h&c |  |  |  | #N/A | #N/A | #N/A | #N/A | #VALUE! | #VALUE! | #VALUE! | #VALUE! | #VALUE! | #VALUE! | #VALUE! | #VALUE! | #VALUE! | #VALUE! | #VALUE! | #VALUE! | #VALUE! | #VALUE! | #VALUE! | #VALUE! | #VALUE! | #VALUE! | #VALUE! | #VALUE! | #VALUE! | #VALUE! | #VALUE! | #VALUE! | #VALUE! | #VALUE! | #VALUE! |  |  |  |  | 96 | [8 empty] | 0 |  |  |  | 96 | 96 | [268 empty] | 0% | 0% | 0% | 0% | 0% | 0% | 0% | 0 | 0% | 0% | 0% | 0% | 0% | 0% | [81 empty] | 0 | 0 | 0 | 0 | [33 empty] | 0 | 0 | 0 | 0 | [190 empty] | 96 | [375 empty] | 96 | FALSE | #N/A | 0 | [149 empty] | 96 | [112 empty] | 96 |  |  |  |  | 0 |  | NYSTc_mm | 0.016229 | 0.016536 | 0.030281 | 0.027194 | 0.023364 | 0.0021459 | 0.019954 | 0.019176 | 0.01884 | 0.018978 | 0.019236 | 0.019659 | 0.020046 | 0.020591 | 0.021033 | 0.021413 | 0.021502 | 0.021648 | 0.022014 | 0.021861 | 0.022173 | 0.0022401 | 0.022343 | 0.022169 | 0.021971 | 0.021985 | 0.022227 | 0.02209 | 0.02195 | 0.021817 | 0.021794 | [12 empty] | CDD | ES51 | 196.4027 | 206.37 |  | 193.62 | 373.45 |  | SPSOc_w_RHS_1.5 | 84.0747 | 78.7571 | 72.1458 | 65.9046 | 60.0025 | 54.5108 | 48.9245 | 43.8572 | 39.0993 | 34.6442 | 30.3486 | 26.7288 | 23.2276 | 19.9699 | 16.9437 | 14.1461 | 11.5324 | 9.1422 | 7.1225 | 5.5131 | 4.23 | 3.5154 | 2.9766 | 2.5071 | 2.1016 | 1.7261 | 1.4564 | 1.2004 | 0.97576 | 0.77139 | 0.57864 | 0.47677 |  |  |  | SPSOc_w_RHS_1.5 | 222.1528 | 210.9576 | 200.3265 | 190.2312 | 180.6446 | 171.5412 | 162.8965 | 154.6874 | 146.8921 | 139.4895 | 132.46 | 125.7848 | 119.446 | 113.4266 | 107.7105 | 102.2825 | 97.1281 | 92.2334 | 87.5853 | 83.1715 | 78.9802 | 75 | 75 | 75 | 75 | 75 | 75 | 75 | 75 | 75 | 75 | [403 empty] | 0 | 0 | 1 | 1 | 1 | 1 | 0 | 0 | 1 | 0 | 1 | 1 | 1 | 1 | 1 | 1 | 1 | 1 | 1 | 1 | 1 | 1 | 1 | 1 | 1 | 1 | 1 | 1 | 1 | [719 empty] | 0 | 96 | [61 empty] | 96 | 96 | #VALUE! | #VALUE! | [79 empty] | 0 | 0.03 |  | #VALUE! | #VALUE! | #VALUE! | #VALUE! | #VALUE! | #VALUE! | #VALUE! | #VALUE! | #VALUE! | #VALUE! | #VALUE! | #VALUE! | #VALUE! | #VALUE! | #VALUE! | #VALUE! | #VALUE! | #VALUE! | #VALUE! | #VALUE! | #VALUE! | #VALUE! | #VALUE! | #VALUE! | #VALUE! | #VALUE! | #VALUE! | #VALUE! | #VALUE! | #VALUE! | #VALUE! | #VALUE! | [190 empty] | 0 | [5 empty] | 0
Total Energy |  |  |  | #N/A | #N/A | #N/A | #N/A | #VALUE! | #VALUE! | #VALUE! | #VALUE! | #VALUE! | #VALUE! | #VALUE! | #VALUE! | #VALUE! | #VALUE! | #VALUE! | #VALUE! | #VALUE! | #VALUE! | #VALUE! | #VALUE! | #VALUE! | #VALUE! | #VALUE! | #VALUE! | #VALUE! | #VALUE! | #VALUE! | #VALUE! | #VALUE! | #VALUE! | #VALUE! |  |  |  |  | 97 | [8 empty] | 0 |  |  |  | 97 | 97 | [268 empty] | 0% | 0% | 0% | 0% | 0% | 0% | 0% | 0 | 0% | 0% | 0% | 0% | 0% | 0% | [81 empty] | 0 | 0 | 0 | 0 | [33 empty] | 0 | 0 | 0 | 0 | [190 empty] | 97 | [375 empty] | 97 | FALSE | #N/A | 0 | [149 empty] | 97 | [112 empty] | 97 |  |  |  |  | 0 |  | RFCEc_vc | 0.016229 | 0.016536 | 0.030281 | 0.027194 | 0.023364 | 0.0021459 | 0.019954 | 0.019176 | 0.01884 | 0.018978 | 0.019236 | 0.019659 | 0.020046 | 0.020591 | 0.021033 | 0.021413 | 0.021502 | 0.021648 | 0.022014 | 0.021861 | 0.022173 | 0.0022401 | 0.022343 | 0.022169 | 0.021971 | 0.021985 | 0.022227 | 0.02209 | 0.02195 | 0.021817 | 0.021794 | [12 empty] | CDD | ES52 | 335.3867 | 344.78 |  | 343.44 | 535 |  | SRMVc_vh_RHS_1.5 | 69.6424 | 65.244 | 59.7754 | 54.6131 | 49.7312 | 45.1886 | 40.568 | 36.3765 | 32.441 | 28.756 | 25.2029 | 22.2087 | 19.3127 | 16.6181 | 14.115 | 11.801 | 9.6391 | 7.662 | 5.9914 | 4.6601 | 3.5989 | 3.0078 | 2.5621 | 2.1738 | 1.8384 | 1.5277 | 1.3046 | 1.0929 | 0.90712 | 0.73807 | 0.57864 | 0.47677 |  |  |  | SRMVc_vh_RHS_1.5 | 208.5376 | 196.894 | 185.9005 | 175.5208 | 165.7207 | 156.4677 | 147.7314 | 139.4829 | 131.6949 | 124.3418 | 117.3992 | 110.8443 | 104.6553 | 98.812 | 93.2948 | 88.0858 | 83.1675 | 78.5239 | 74.1396 | 70 | 70 | 70 | 70 | 70 | 70 | 70 | 70 | 70 | 70 | 70 | 70 | [403 empty] | 0 | 0 | 1 | 1 | 1 | 1 | 0 | 0 | 1 | 0 | 1 | 1 | 1 | 1 | 1 | 1 | 1 | 1 | 1 | 1 | 1 | 1 | 1 | 1 | 1 | 1 | 1 | 1 | 1 | [719 empty] | 0 | 97 | [61 empty] | 97 | 97 | #VALUE! | #VALUE! | [79 empty] | 0 | 0.03 |  | #VALUE! | #VALUE! | #VALUE! | #VALUE! | #VALUE! | #VALUE! | #VALUE! | #VALUE! | #VALUE! | #VALUE! | #VALUE! | #VALUE! | #VALUE! | #VALUE! | #VALUE! | #VALUE! | #VALUE! | #VALUE! | #VALUE! | #VALUE! | #VALUE! | #VALUE! | #VALUE! | #VALUE! | #VALUE! | #VALUE! | #VALUE! | #VALUE! | #VALUE! | #VALUE! | #VALUE! | #VALUE! | [190 empty] | 0 | [5 empty] | 0
Energy.target | [38 empty] | 98 | [8 empty] | 0 |  |  |  | 98 | 98 | [268 empty] | 0% | 0% | 0% | 0% | 0% | 0% | 0% | 0 | 0% | 0% | 0% | 0% | 0% | 0% | [81 empty] | 0 | 0 | 0 | 0 | [33 empty] | 0 | 0 | 0 | 0 | [190 empty] | 98 | [375 empty] | 98 | FALSE | #N/A | 0 | [149 empty] | 98 | [112 empty] | 98 |  |  |  |  | 0 |  | RFCEc_c | 0.016229 | 0.016536 | 0.030281 | 0.027194 | 0.023364 | 0.0021459 | 0.019954 | 0.019176 | 0.01884 | 0.018978 | 0.019236 | 0.019659 | 0.020046 | 0.020591 | 0.021033 | 0.021413 | 0.021502 | 0.021648 | 0.022014 | 0.021861 | 0.022173 | 0.0022401 | 0.022343 | 0.022169 | 0.021971 | 0.021985 | 0.022227 | 0.02209 | 0.02195 | 0.021817 | 0.021794 | [12 empty] | CDD | ES53 | 405.004 | 398.75 |  | 480.39 | 638.52 |  | SRMVc_mm_RHS_1.5 | 71.1333 | 66.6399 | 61.0533 | 55.7795 | 50.7922 | 46.1516 | 41.4312 | 37.1493 | 33.1288 | 29.3643 | 25.7344 | 22.6757 | 19.7171 | 16.9644 | 14.4072 | 12.0432 | 9.8346 | 7.8149 | 6.1083 | 4.7483 | 3.6641 | 3.0602 | 2.6049 | 2.2082 | 1.8655 | 1.5482 | 1.3203 | 1.104 | 0.91421 | 0.74152 | 0.57864 | 0.47677 |  |  |  | SRMVc_mm_RHS_1.5 | 237.2336 | 223.2893 | 210.1646 | 197.8113 | 186.1842 | 175.2405 | 164.94 | 155.245 | 146.1199 | 137.5311 | 129.4472 | 121.8384 | 114.6769 | 107.9363 | 101.5919 | 95.6205 | 90 | 90 | 90 | 90 | 90 | 90 | 90 | 90 | 90 | 90 | 90 | 90 | 90 | 90 | 90 | [403 empty] | 0 | 0 | 1 | 1 | 1 | 1 | 0 | 0 | 1 | 0 | 1 | 1 | 1 | 1 | 1 | 1 | 1 | 1 | 1 | 1 | 1 | 1 | 1 | 1 | 1 | 1 | 1 | 1 | 1 | [719 empty] | 0 | 98 | [61 empty] | 98 | 98 | #VALUE! | #VALUE! | [79 empty] | 0 | 0.03 |  | #VALUE! | #VALUE! | #VALUE! | #VALUE! | #VALUE! | #VALUE! | #VALUE! | #VALUE! | #VALUE! | #VALUE! | #VALUE! | #VALUE! | #VALUE! | #VALUE! | #VALUE! | #VALUE! | #VALUE! | #VALUE! | #VALUE! | #VALUE! | #VALUE! | #VALUE! | #VALUE! | #VALUE! | #VALUE! | #VALUE! | #VALUE! | #VALUE! | #VALUE! | #VALUE! | #VALUE! | #VALUE! | [190 empty] | 0 | [5 empty] | 0
Energy.target.1.5 | [38 empty] | 99 | [8 empty] | 0 |  |  |  | 99 | 99 | [268 empty] | 0% | 0% | 0% | 0% | 0% | 0% | 0% | 0 | 0% | 0% | 0% | 0% | 0% | 0% | [81 empty] | 0 | 0 | 0 | 0 | [33 empty] | 0 | 0 | 0 | 0 | [190 empty] | 99 | [375 empty] | 99 | FALSE | #N/A | 0 | [149 empty] | 99 | [112 empty] | 99 |  |  |  |  | 0 |  | RFCEc_mm | 0.016229 | 0.016536 | 0.030281 | 0.027194 | 0.023364 | 0.0021459 | 0.019954 | 0.019176 | 0.01884 | 0.018978 | 0.019236 | 0.019659 | 0.020046 | 0.020591 | 0.021033 | 0.021413 | 0.021502 | 0.021648 | 0.022014 | 0.021861 | 0.022173 | 0.0022401 | 0.022343 | 0.022169 | 0.021971 | 0.021985 | 0.022227 | 0.02209 | 0.02195 | 0.021817 | 0.021794 | [12 empty] | CDD | ES61 | 443.7227 | 490.74 |  | 424.31 | 560.84 |  | SRMVc_w_RHS_1.5 | 68.2723 | 63.9611 | 58.6011 | 53.5411 | 48.7561 | 44.3036 | 39.7747 | 35.6664 | 31.8089 | 28.197 | 24.7143 | 21.7796 | 18.9411 | 16.2999 | 13.8464 | 11.5783 | 9.4593 | 7.5214 | 5.884 | 4.5792 | 3.539 | 2.9596 | 2.5228 | 2.1421 | 1.8134 | 1.5089 | 1.2902 | 1.0827 | 0.9006 | 0.73491 | 0.57864 | 0.47677 |  |  |  | SRMVc_w_RHS_1.5 | 222.1528 | 208.4065 | 195.5107 | 183.413 | 172.0637 | 161.4168 | 151.4287 | 142.0586 | 133.2683 | 125.0219 | 117.2859 | 110.0285 | 103.2201 | 96.8331 | 90.8413 | 85.2202 | 79.9469 | 75 | 75 | 75 | 75 | 75 | 75 | 75 | 75 | 75 | 75 | 75 | 75 | 75 | 75 | [403 empty] | 0 | 0 | 1 | 1 | 1 | 1 | 0 | 0 | 1 | 0 | 1 | 1 | 1 | 1 | 1 | 1 | 1 | 1 | 1 | 1 | 1 | 1 | 1 | 1 | 1 | 1 | 1 | 1 | 1 | [719 empty] | 0 | 99 | [61 empty] | 99 | 99 | #VALUE! | #VALUE! | [79 empty] | 0 | 0.03 |  | #VALUE! | #VALUE! | #VALUE! | #VALUE! | #VALUE! | #VALUE! | #VALUE! | #VALUE! | #VALUE! | #VALUE! | #VALUE! | #VALUE! | #VALUE! | #VALUE! | #VALUE! | #VALUE! | #VALUE! | #VALUE! | #VALUE! | #VALUE! | #VALUE! | #VALUE! | #VALUE! | #VALUE! | #VALUE! | #VALUE! | #VALUE! | #VALUE! | #VALUE! | #VALUE! | #VALUE! | #VALUE! | [190 empty] | 0 | [5 empty] | 0
Energy.target.2 | [38 empty] | 100 | [8 empty] | 0 |  |  |  | 100 | 100 | [268 empty] | 0% | 0% | 0% | 0% | 0% | 0% | 0% | 0 | 0% | 0% | 0% | 0% | 0% | 0% | [81 empty] | 0 | 0 | 0 | 0 | [33 empty] | 0 | 0 | 0 | 0 | [190 empty] | 100 | [375 empty] | 100 | FALSE | #N/A | 0 | [149 empty] | 100 | [112 empty] | 100 |  |  |  |  | 0 |  | RFCMc_vc | 0.016229 | 0.016536 | 0.030281 | 0.027194 | 0.023364 | 0.0021459 | 0.019954 | 0.019176 | 0.01884 | 0.018978 | 0.019236 | 0.019659 | 0.020046 | 0.020591 | 0.021033 | 0.021413 | 0.021502 | 0.021648 | 0.022014 | 0.021861 | 0.022173 | 0.0022401 | 0.022343 | 0.022169 | 0.021971 | 0.021985 | 0.022227 | 0.02209 | 0.02195 | 0.021817 | 0.021794 | [12 empty] | CDD | ES62 | 441.5287 | 428.1 |  | 460.64 | 588.21 |  | SRMWc_c_RHS_1.5 | 125.7238 | 117.7537 | 107.8446 | 98.4902 | 89.6441 | 81.4129 | 73.0402 | 65.4452 | 58.314 | 51.6367 | 45.1983 | 39.7729 | 34.5252 | 29.6426 | 25.1068 | 20.9137 | 16.9963 | 13.4138 | 10.3867 | 7.9744 | 6.0514 | 4.9803 | 4.1727 | 3.469 | 2.8613 | 2.2984 | 1.8942 | 1.5105 | 1.1739 | 0.86754 | 0.57864 | 0.47677 |  |  |  | SRMWc_c_RHS_1.5 | 246.0461 | 234.0249 | 222.5909 | 211.7156 | 201.3717 | 191.5331 | 182.1752 | 173.2745 | 164.8087 | 156.7565 | 149.0978 | 141.8132 | 134.8845 | 128.2943 | 122.0262 | 116.0642 | 110.3936 | 105 | 105 | 105 | 105 | 105 | 105 | 105 | 105 | 105 | 105 | 105 | 105 | 105 | 105 | [403 empty] | 0 | 0 | 1 | 1 | 1 | 1 | 0 | 0 | 1 | 0 | 1 | 1 | 1 | 1 | 1 | 1 | 1 | 1 | 1 | 1 | 1 | 1 | 1 | 1 | 1 | 1 | 1 | 1 | 1 | [719 empty] | 0 | 100 | [61 empty] | 100 | 100 | #VALUE! | #VALUE! | [79 empty] | 0 | 0.03 |  | #VALUE! | #VALUE! | #VALUE! | #VALUE! | #VALUE! | #VALUE! | #VALUE! | #VALUE! | #VALUE! | #VALUE! | #VALUE! | #VALUE! | #VALUE! | #VALUE! | #VALUE! | #VALUE! | #VALUE! | #VALUE! | #VALUE! | #VALUE! | #VALUE! | #VALUE! | #VALUE! | #VALUE! | #VALUE! | #VALUE! | #VALUE! | #VALUE! | #VALUE! | #VALUE! | #VALUE! | #VALUE! | [190 empty] | 0 | [5 empty] | 0
Actual.energy.int | [38 empty] | 101 | [8 empty] | 0 |  |  |  | 101 | 101 | [268 empty] | 0% | 0% | 0% | 0% | 0% | 0% | 0% | 0 | 0% | 0% | 0% | 0% | 0% | 0% | [81 empty] | 0 | 0 | 0 | 0 | [33 empty] | 0 | 0 | 0 | 0 | [190 empty] | 101 | [375 empty] | 101 | FALSE | #N/A | 0 | [149 empty] | 101 | [112 empty] | 101 |  |  |  |  | 0 |  | RFCMc_c | 0.016229 | 0.016536 | 0.030281 | 0.027194 | 0.023364 | 0.0021459 | 0.019954 | 0.019176 | 0.01884 | 0.018978 | 0.019236 | 0.019659 | 0.020046 | 0.020591 | 0.021033 | 0.021413 | 0.021502 | 0.021648 | 0.022014 | 0.021861 | 0.022173 | 0.0022401 | 0.022343 | 0.022169 | 0.021971 | 0.021985 | 0.022227 | 0.02209 | 0.02195 | 0.021817 | 0.021794 | [12 empty] | CDD | ES63 | 261.8567 | 269.25 |  | 207.53 | 292.29 |  | SRMWc_mm_RHS_1.5 | 132.6221 | 124.2127 | 113.7574 | 103.8874 | 94.5537 | 85.8688 | 77.0345 | 69.0209 | 61.4966 | 54.4511 | 47.6578 | 41.9334 | 36.3964 | 31.2447 | 26.4588 | 22.0346 | 17.9013 | 14.1213 | 10.9274 | 8.3821 | 6.353 | 5.2229 | 4.3708 | 3.6284 | 2.9871 | 2.3932 | 1.9667 | 1.5618 | 1.2067 | 0.88346 | 0.57864 | 0.47677 |  |  |  | SRMWc_mm_RHS_1.5 | 237.2336 | 224.7973 | 213.0129 | 201.8462 | 191.265 | 181.2384 | 171.7375 | 162.7346 | 154.2036 | 146.1199 | 138.46 | 131.2016 | 124.3237 | 117.8063 | 111.6306 | 105.7787 | 100.2335 | 94.979 | 90 | 90 | 90 | 90 | 90 | 90 | 90 | 90 | 90 | 90 | 90 | 90 | 90 | [403 empty] | 0 | 0 | 1 | 1 | 1 | 1 | 0 | 0 | 1 | 0 | 1 | 1 | 1 | 1 | 1 | 1 | 1 | 1 | 1 | 1 | 1 | 1 | 1 | 1 | 1 | 1 | 1 | 1 | 1 | [719 empty] | 0 | 101 | [61 empty] | 101 | 101 | #VALUE! | #VALUE! | [79 empty] | 0 | 0.03 |  | #VALUE! | #VALUE! | #VALUE! | #VALUE! | #VALUE! | #VALUE! | #VALUE! | #VALUE! | #VALUE! | #VALUE! | #VALUE! | #VALUE! | #VALUE! | #VALUE! | #VALUE! | #VALUE! | #VALUE! | #VALUE! | #VALUE! | #VALUE! | #VALUE! | #VALUE! | #VALUE! | #VALUE! | #VALUE! | #VALUE! | #VALUE! | #VALUE! | #VALUE! | #VALUE! | #VALUE! | #VALUE! | [190 empty] | 0 | [5 empty] | 0
Conv.target |  |  |  | 2020: #N/A; 2021: #N/A; 2022: #N/A; 2023: #N/A |  |  | 102 | [8 empty] | 0 |  |  |  | 102 | 102 | [268 empty] | 0% | 0% | 0% | 0% | 0% | 0% | 0% | 0 | 0% | 0% | 0% | 0% | 0% | 0% | [81 empty] | 0 | 0 | 0 | 0 | [33 empty] | 0 | 0 | 0 | 0 | [190 empty] | 102 | [375 empty] | 102 | FALSE | #N/A | 0 | [149 empty] | 102 | [112 empty] | 102 |  |  |  |  | 0 |  | RFCWc_vc | 0.016229 | 0.016536 | 0.030281 | 0.027194 | 0.023364 | 0.0021459 | 0.019954 | 0.019176 | 0.01884 | 0.018978 | 0.019236 | 0.019659 | 0.020046 | 0.020591 | 0.021033 | 0.021413 | 0.021502 | 0.021648 | 0.022014 | 0.021861 | 0.022173 | 0.0022401 | 0.022343 | 0.022169 | 0.021971 | 0.021985 | 0.022227 | 0.02209 | 0.02195 | 0.021817 | 0.021794 | [12 empty] | CDD | ES64 | 303.6433 | 324.95 |  | 299.55 | 406.15 |  | SRSOc_vh_RHS_1.5 | 80.9527 | 75.8339 | 69.4698 | 63.462 | 57.7806 | 52.4942 | 47.1168 | 42.239 | 37.659 | 33.3705 | 29.2354 | 25.751 | 22.3807 | 19.2448 | 16.3317 | 13.6388 | 11.1228 | 8.822 | 6.8779 | 5.3286 | 4.0935 | 3.4056 | 2.8869 | 2.435 | 2.0447 | 1.6832 | 1.4235 | 1.1771 | 0.96091 | 0.76418 | 0.57864 | 0.47677 |  |  |  | SRSOc_vh_RHS_1.5 | 208.5376 | 195.5676 | 183.4043 | 171.9975 | 161.3001 | 151.268 | 141.8599 | 133.037 | 124.7627 | 117.0031 | 109.7261 | 102.9017 | 96.5017 | 90.4998 | 84.8712 | 79.5926 | 74.6424 | 70 | 70 | 70 | 70 | 70 | 70 | 70 | 70 | 70 | 70 | 70 | 70 | 70 | 70 | [403 empty] | 0 | 0 | 1 | 1 | 1 | 1 | 0 | 0 | 1 | 0 | 1 | 1 | 1 | 1 | 1 | 1 | 1 | 1 | 1 | 1 | 1 | 1 | 1 | 1 | 1 | 1 | 1 | 1 | 1 | [719 empty] | 0 | 102 | [61 empty] | 102 | 102 | #VALUE! | #VALUE! | [79 empty] | 0 | 0.03 |  | #VALUE! | #VALUE! | #VALUE! | #VALUE! | #VALUE! | #VALUE! | #VALUE! | #VALUE! | #VALUE! | #VALUE! | #VALUE! | #VALUE! | #VALUE! | #VALUE! | #VALUE! | #VALUE! | #VALUE! | #VALUE! | #VALUE! | #VALUE! | #VALUE! | #VALUE! | #VALUE! | #VALUE! | #VALUE! | #VALUE! | #VALUE! | #VALUE! | #VALUE! | #VALUE! | #VALUE! | #VALUE! | [190 empty] | 0 | [5 empty] | 0
Conv.target.1.5 |  |  |  | 2020: #N/A; 2021: #N/A; 2022: #N/A; 2023: #N/A |  |  | 103 | [8 empty] | 0 |  |  |  | 103 | 103 | [268 empty] | 0% | 0% | 0% | 0% | 0% | 0% | 0% | 0 | 0% | 0% | 0% | 0% | 0% | 0% | [81 empty] | 0 | 0 | 0 | 0 | [33 empty] | 0 | 0 | 0 | 0 | [190 empty] | 103 | [375 empty] | 103 | FALSE | #N/A | 0 | [149 empty] | 103 | [112 empty] | 103 |  |  |  |  | 0 |  | RFCWc_c | 0.016229 | 0.016536 | 0.030281 | 0.027194 | 0.023364 | 0.0021459 | 0.019954 | 0.019176 | 0.01884 | 0.018978 | 0.019236 | 0.019659 | 0.020046 | 0.020591 | 0.021033 | 0.021413 | 0.021502 | 0.021648 | 0.022014 | 0.021861 | 0.022173 | 0.0022401 | 0.022343 | 0.022169 | 0.021971 | 0.021985 | 0.022227 | 0.02209 | 0.02195 | 0.021817 | 0.021794 | [12 empty] | CDD | ES70 | 160.98 | 198.15 |  | 139.28 | 137.41 |  | SRSOc_mm_RHS_1.5 | 81.1304 | 76.0004 | 69.6222 | 63.6011 | 57.9071 | 52.609 | 47.2198 | 42.3311 | 37.741 | 33.443 | 29.2988 | 25.8067 | 22.4289 | 19.2861 | 16.3666 | 13.6677 | 11.1461 | 8.8402 | 6.8918 | 5.3391 | 4.1013 | 3.4118 | 2.892 | 2.4391 | 2.0479 | 1.6856 | 1.4254 | 1.1784 | 0.96176 | 0.76459 | 0.57864 | 0.47677 |  |  |  | SRSOc_mm_RHS_1.5 | 237.2336 | 222.3894 | 208.4739 | 195.4292 | 183.2008 | 171.7375 | 160.9914 | 150.9178 | 141.4745 | 132.6221 | 124.3237 | 116.5444 | 109.252 | 102.4158 | 96.0074 | 90 | 90 | 90 | 90 | 90 | 90 | 90 | 90 | 90 | 90 | 90 | 90 | 90 | 90 | 90 | 90 | [403 empty] | 0 | 0 | 1 | 1 | 1 | 1 | 0 | 0 | 1 | 0 | 1 | 1 | 1 | 1 | 1 | 1 | 1 | 1 | 1 | 1 | 1 | 1 | 1 | 1 | 1 | 1 | 1 | 1 | 1 | [719 empty] | 0 | 103 | [61 empty] | 103 | 103 | #VALUE! | #VALUE! | [79 empty] | 0 | 0.03 |  | #VALUE! | #VALUE! | #VALUE! | #VALUE! | #VALUE! | #VALUE! | #VALUE! | #VALUE! | #VALUE! | #VALUE! | #VALUE! | #VALUE! | #VALUE! | #VALUE! | #VALUE! | #VALUE! | #VALUE! | #VALUE! | #VALUE! | #VALUE! | #VALUE! | #VALUE! | #VALUE! | #VALUE! | #VALUE! | #VALUE! | #VALUE! | #VALUE! | #VALUE! | #VALUE! | #VALUE! | #VALUE! | [190 empty] | 0 | [5 empty] | 0
Conv.target.2 |  |  |  | 2020: #N/A; 2021: #N/A; 2022: #N/A; 2023: #N/A |  |  | 104 | [8 empty] | 0 |  |  |  | 104 | 104 | [268 empty] | 0% | 0% | 0% | 0% | 0% | 0% | 0% | 0 | 0% | 0% | 0% | 0% | 0% | 0% | [81 empty] | 0 | 0 | 0 | 0 | [33 empty] | 0 | 0 | 0 | 0 | [190 empty] | 104 | [375 empty] | 104 | FALSE | #N/A | 0 | [149 empty] | 104 | [112 empty] | 104 |  |  |  |  | 0 |  | RFCWc_mm | 0.016229 | 0.016536 | 0.030281 | 0.027194 | 0.023364 | 0.0021459 | 0.019954 | 0.019176 | 0.01884 | 0.018978 | 0.019236 | 0.019659 | 0.020046 | 0.020591 | 0.021033 | 0.021413 | 0.021502 | 0.021648 | 0.022014 | 0.021861 | 0.022173 | 0.0022401 | 0.022343 | 0.022169 | 0.021971 | 0.021985 | 0.022227 | 0.02209 | 0.02195 | 0.021817 | 0.021794 | [12 empty] | CDD | FR10 | 33.4433 | 69.25 |  | 0.94 | 51.54 |  | SRSOc_w_RHS_1.5 | 78.2229 | 73.278 | 67.13 | 61.3263 | 55.8378 | 50.7309 | 45.5362 | 40.824 | 36.3996 | 32.2567 | 28.2622 | 24.8961 | 21.6402 | 18.6109 | 15.7967 | 13.1952 | 10.7647 | 8.542 | 6.6639 | 5.1672 | 3.9741 | 3.3095 | 2.8085 | 2.3719 | 1.9949 | 1.6457 | 1.3948 | 1.1568 | 0.94793 | 0.75788 | 0.57864 | 0.47677 |  |  |  | SRSOc_w_RHS_1.5 | 222.1528 | 207.5762 | 193.9559 | 181.2294 | 169.3379 | 158.2267 | 147.8446 | 138.1437 | 129.0793 | 120.6097 | 112.6958 | 105.3012 | 98.3918 | 91.9358 | 85.9033 | 80.2667 | 75 | 75 | 75 | 75 | 75 | 75 | 75 | 75 | 75 | 75 | 75 | 75 | 75 | 75 | 75 | [403 empty] | 0 | 0 | 1 | 1 | 1 | 1 | 0 | 0 | 1 | 0 | 1 | 1 | 1 | 1 | 1 | 1 | 1 | 1 | 1 | 1 | 1 | 1 | 1 | 1 | 1 | 1 | 1 | 1 | 1 | [719 empty] | 0 | 104 | [61 empty] | 104 | 104 | #VALUE! | #VALUE! | [79 empty] | 0 | 0.03 |  | #VALUE! | #VALUE! | #VALUE! | #VALUE! | #VALUE! | #VALUE! | #VALUE! | #VALUE! | #VALUE! | #VALUE! | #VALUE! | #VALUE! | #VALUE! | #VALUE! | #VALUE! | #VALUE! | #VALUE! | #VALUE! | #VALUE! | #VALUE! | #VALUE! | #VALUE! | #VALUE! | #VALUE! | #VALUE! | #VALUE! | #VALUE! | #VALUE! | #VALUE! | #VALUE! | #VALUE! | #VALUE! | [190 empty] | 0 | [5 empty] | 0
Stranding.target |  |  |  | #N/A | #N/A | #N/A | #N/A | #N/A | #N/A | #N/A | #N/A | #N/A | #N/A | #N/A | #N/A | #N/A | #N/A | #N/A | #N/A | #N/A | #N/A | #N/A | #N/A | #N/A | #N/A | #N/A | #N/A | #N/A | #N/A | #N/A | #N/A | #N/A | #N/A | #N/A |  |  |  |  | 105 | [8 empty] | 0 |  |  |  | 105 | 105 | [268 empty] | 0% | 0% | 0% | 0% | 0% | 0% | 0% | 0 | 0% | 0% | 0% | 0% | 0% | 0% | [81 empty] | 0 | 0 | 0 | 0 | [33 empty] | 0 | 0 | 0 | 0 | [190 empty] | 105 | [375 empty] | 105 | FALSE | #N/A | 0 | [149 empty] | 105 | [112 empty] | 105 |  |  |  |  | 0 |  | RMPAc_vc | 0.016229 | 0.016536 | 0.030281 | 0.027194 | 0.023364 | 0.0021459 | 0.019954 | 0.019176 | 0.01884 | 0.018978 | 0.019236 | 0.019659 | 0.020046 | 0.020591 | 0.021033 | 0.021413 | 0.021502 | 0.021648 | 0.022014 | 0.021861 | 0.022173 | 0.0022401 | 0.022343 | 0.022169 | 0.021971 | 0.021985 | 0.022227 | 0.02209 | 0.02195 | 0.021817 | 0.021794 | [12 empty] | CDD | FRB0 | 38.2053 | 66.59 |  | 6.42 | 61.38 |  | SRTVc_mm_RHS_1.5 | 79.0814 | 74.0818 | 67.8659 | 61.998 | 56.4489 | 51.2855 | 46.0333 | 41.269 | 36.7957 | 32.607 | 28.5683 | 25.1649 | 21.8731 | 18.8103 | 15.965 | 13.3347 | 10.8773 | 8.63 | 6.7312 | 5.218 | 4.0117 | 3.3397 | 2.8332 | 2.3918 | 2.0105 | 1.6575 | 1.4039 | 1.1632 | 0.95201 | 0.75986 | 0.57864 | 0.47677 |  |  |  | SRTVc_mm_RHS_1.5 | 237.2336 | 221.3653 | 206.5584 | 192.7419 | 179.8496 | 167.8196 | 156.5944 | 146.1199 | 136.3461 | 127.226 | 118.716 | 110.7752 | 103.3656 | 96.4515 | 90 | 90 | 90 | 90 | 90 | 90 | 90 | 90 | 90 | 90 | 90 | 90 | 90 | 90 | 90 | 90 | 90 | [403 empty] | 0 | 0 | 1 | 1 | 1 | 1 | 0 | 0 | 1 | 0 | 1 | 1 | 1 | 1 | 1 | 1 | 1 | 1 | 1 | 1 | 1 | 1 | 1 | 1 | 1 | 1 | 1 | 1 | 1 | [719 empty] | 0 | 105 | [61 empty] | 105 | 105 | #VALUE! | #VALUE! | [79 empty] | 0 | 0.03 |  | #VALUE! | #VALUE! | #VALUE! | #VALUE! | #VALUE! | #VALUE! | #VALUE! | #VALUE! | #VALUE! | #VALUE! | #VALUE! | #VALUE! | #VALUE! | #VALUE! | #VALUE! | #VALUE! | #VALUE! | #VALUE! | #VALUE! | #VALUE! | #VALUE! | #VALUE! | #VALUE! | #VALUE! | #VALUE! | #VALUE! | #VALUE! | #VALUE! | #VALUE! | #VALUE! | #VALUE! | #VALUE! | [190 empty] | 0 | [5 empty] | 0
Stranding.conv.trag |  |  |  | #N/A | #N/A | #N/A | #N/A | #N/A | #N/A | #N/A | #N/A | #N/A | #N/A | #N/A | #N/A | #N/A | #N/A | #N/A | #N/A | #N/A | #N/A | #N/A | #N/A | #N/A | #N/A | #N/A | #N/A | #N/A | #N/A | #N/A | #N/A | #N/A | #N/A | #N/A |  |  |  |  | 106 | [8 empty] | 0 |  |  |  | 106 | 106 | [268 empty] | 0% | 0% | 0% | 0% | 0% | 0% | 0% | 0 | 0% | 0% | 0% | 0% | 0% | 0% | [81 empty] | 0 | 0 | 0 | 0 | [33 empty] | 0 | 0 | 0 | 0 | [190 empty] | 106 | [375 empty] | 106 | FALSE | #N/A | 0 | [149 empty] | 106 | [112 empty] | 106 |  |  |  |  | 0 |  | RMPAc_c | 0.016229 | 0.016536 | 0.030281 | 0.027194 | 0.023364 | 0.0021459 | 0.019954 | 0.019176 | 0.01884 | 0.018978 | 0.019236 | 0.019659 | 0.020046 | 0.020591 | 0.021033 | 0.021413 | 0.021502 | 0.021648 | 0.022014 | 0.021861 | 0.022173 | 0.0022401 | 0.022343 | 0.022169 | 0.021971 | 0.021985 | 0.022227 | 0.02209 | 0.02195 | 0.021817 | 0.021794 | [12 empty] | CDD | FRC1 | 42.8733 | 73.47 |  | 13.48 | 55.34 |  | SRTVc_w_RHS_1.5 | 76.1834 | 71.3684 | 65.3819 | 59.7306 | 54.3864 | 49.4136 | 44.3553 | 39.7669 | 35.4587 | 31.4247 | 27.535 | 24.2573 | 21.087 | 18.1372 | 15.397 | 12.8638 | 10.4972 | 8.3328 | 6.5041 | 5.0467 | 3.8849 | 3.2378 | 2.75 | 2.3248 | 1.9577 | 1.6176 | 1.3734 | 1.1416 | 0.93823 | 0.75317 | 0.57864 | 0.47677 |  |  |  | SRTVc_w_RHS_1.5 | 222.1528 | 206.6391 | 192.2087 | 178.7861 | 166.3008 | 154.6874 | 143.885 | 133.837 | 124.4907 | 115.7971 | 107.7105 | 100.1887 | 93.1922 | 86.6842 | 80.6307 | 75 | 75 | 75 | 75 | 75 | 75 | 75 | 75 | 75 | 75 | 75 | 75 | 75 | 75 | 75 | 75 | [403 empty] | 0 | 0 | 1 | 1 | 1 | 1 | 0 | 0 | 1 | 0 | 1 | 1 | 1 | 1 | 1 | 1 | 1 | 1 | 1 | 1 | 1 | 1 | 1 | 1 | 1 | 1 | 1 | 1 | 1 | [719 empty] | 0 | 106 | [61 empty] | 106 | 106 | #VALUE! | #VALUE! | [79 empty] | 0 | 0.03 |  | #VALUE! | #VALUE! | #VALUE! | #VALUE! | #VALUE! | #VALUE! | #VALUE! | #VALUE! | #VALUE! | #VALUE! | #VALUE! | #VALUE! | #VALUE! | #VALUE! | #VALUE! | #VALUE! | #VALUE! | #VALUE! | #VALUE! | #VALUE! | #VALUE! | #VALUE! | #VALUE! | #VALUE! | #VALUE! | #VALUE! | #VALUE! | #VALUE! | #VALUE! | #VALUE! | #VALUE! | #VALUE! | [190 empty] | 0 | [5 empty] | 0
Stranded.target |  |  |  | #N/A | #N/A | #N/A | #N/A | #VALUE! | #VALUE! | #VALUE! | #VALUE! | #VALUE! | #VALUE! | #VALUE! | #VALUE! | #VALUE! | #VALUE! | #VALUE! | #VALUE! | #VALUE! | #VALUE! | #VALUE! | #VALUE! | #VALUE! | #VALUE! | #VALUE! | #VALUE! | #VALUE! | #VALUE! | #VALUE! | #VALUE! | #VALUE! | #VALUE! | #VALUE! |  |  |  |  | 107 | [8 empty] | 0 |  |  |  | 107 | 107 | [268 empty] | 0% | 0% | 0% | 0% | 0% | 0% | 0% | 0 | 0% | 0% | 0% | 0% | 0% | 0% | [81 empty] | 0 | 0 | 0 | 0 | [33 empty] | 0 | 0 | 0 | 0 | [190 empty] | 107 | [375 empty] | 107 | FALSE | #N/A | 0 | [149 empty] | 107 | [112 empty] | 107 |  |  |  |  | 0 |  | RMPAc_mm | 0.016229 | 0.016536 | 0.030281 | 0.027194 | 0.023364 | 0.0021459 | 0.019954 | 0.019176 | 0.01884 | 0.018978 | 0.019236 | 0.019659 | 0.020046 | 0.020591 | 0.021033 | 0.021413 | 0.021502 | 0.021648 | 0.022014 | 0.021861 | 0.022173 | 0.0022401 | 0.022343 | 0.022169 | 0.021971 | 0.021985 | 0.022227 | 0.02209 | 0.02195 | 0.021817 | 0.021794 | [12 empty] | CDD | FRC2 | 35.1853 | 54.08 |  | 9.26 | 61.48 |  | SRVCc_c_RHS_1.5 | 61.4257 | 57.5506 | 52.7326 | 48.1844 | 43.8834 | 39.8813 | 35.8103 | 32.1176 | 28.6503 | 25.4037 | 22.2732 | 19.6354 | 17.0839 | 14.7099 | 12.5045 | 10.4658 | 8.5611 | 6.8192 | 5.3475 | 4.1746 | 3.2396 | 2.7188 | 2.3261 | 1.984 | 1.6885 | 1.4148 | 1.2183 | 1.0317 | 0.86804 | 0.71911 | 0.57864 | 0.55046 |  |  |  | SRVCc_c_RHS_1.5 | 246.0461 | 231.5263 | 217.8633 | 205.0066 | 192.9086 | 181.5246 | 170.8123 | 160.7322 | 151.247 | 142.3215 | 133.9227 | 126.0196 | 118.5828 | 111.5849 | 105 | 105 | 105 | 105 | 105 | 105 | 105 | 105 | 105 | 105 | 105 | 105 | 105 | 105 | 105 | 105 | 105 | [403 empty] | 0 | 0 | 1 | 1 | 1 | 1 | 0 | 0 | 1 | 0 | 1 | 1 | 1 | 1 | 1 | 1 | 1 | 1 | 1 | 1 | 1 | 1 | 1 | 1 | 1 | 1 | 1 | 1 | 1 | [719 empty] | 0 | 107 | [61 empty] | 107 | 107 | #VALUE! | #VALUE! | [79 empty] | 0 | 0.03 |  | #VALUE! | #VALUE! | #VALUE! | #VALUE! | #VALUE! | #VALUE! | #VALUE! | #VALUE! | #VALUE! | #VALUE! | #VALUE! | #VALUE! | #VALUE! | #VALUE! | #VALUE! | #VALUE! | #VALUE! | #VALUE! | #VALUE! | #VALUE! | #VALUE! | #VALUE! | #VALUE! | #VALUE! | #VALUE! | #VALUE! | #VALUE! | #VALUE! | #VALUE! | #VALUE! | #VALUE! | #VALUE! | [190 empty] | 0 | [5 empty] | 0
Stranded.conv.trag |  |  |  | #N/A | #N/A | #N/A | #N/A | #VALUE! | #VALUE! | #VALUE! | #VALUE! | #VALUE! | #VALUE! | #VALUE! | #VALUE! | #VALUE! | #VALUE! | #VALUE! | #VALUE! | #VALUE! | #VALUE! | #VALUE! | #VALUE! | #VALUE! | #VALUE! | #VALUE! | #VALUE! | #VALUE! | #VALUE! | #VALUE! | #VALUE! | #VALUE! | #VALUE! | #VALUE! |  |  |  |  | 108 | [8 empty] | 0 |  |  |  | 108 | 108 | [268 empty] | 0% | 0% | 0% | 0% | 0% | 0% | 0% | 0 | 0% | 0% | 0% | 0% | 0% | 0% | [81 empty] | 0 | 0 | 0 | 0 | [33 empty] | 0 | 0 | 0 | 0 | [190 empty] | 108 | [375 empty] | 108 | FALSE | #N/A | 0 | [149 empty] | 108 | [112 empty] | 108 |  |  |  |  | 0 |  | SPNOc_c | 0.016229 | 0.016536 | 0.030281 | 0.027194 | 0.023364 | 0.0021459 | 0.019954 | 0.019176 | 0.01884 | 0.018978 | 0.019236 | 0.019659 | 0.020046 | 0.020591 | 0.021033 | 0.021413 | 0.021502 | 0.021648 | 0.022014 | 0.021861 | 0.022173 | 0.0022401 | 0.022343 | 0.022169 | 0.021971 | 0.021985 | 0.022227 | 0.02209 | 0.02195 | 0.021817 | 0.021794 | [12 empty] | CDD | FRD1 | 9.41 | 23.02 |  | 0.03 | 30.14 |  | SRVCc_mm_RHS_1.5 | 61.5977 | 57.7116 | 52.8801 | 48.319 | 44.0058 | 39.9924 | 35.9099 | 32.2067 | 28.7296 | 25.4738 | 22.3346 | 19.6892 | 17.1305 | 14.7498 | 12.5382 | 10.4938 | 8.5837 | 6.8369 | 5.3609 | 4.1847 | 3.2471 | 2.7248 | 2.3311 | 1.988 | 1.6916 | 1.4172 | 1.2201 | 1.033 | 0.86886 | 0.7195 | 0.57864 | 0.5666 |  |  |  | SRVCc_mm_RHS_1.5 | 237.2336 | 222.3894 | 208.4739 | 195.4292 | 183.2008 | 171.7375 | 160.9914 | 150.9178 | 141.4745 | 132.6221 | 124.3237 | 116.5444 | 109.252 | 102.4158 | 96.0074 | 90 | 90 | 90 | 90 | 90 | 90 | 90 | 90 | 90 | 90 | 90 | 90 | 90 | 90 | 90 | 90 | [403 empty] | 0 | 0 | 1 | 1 | 1 | 1 | 0 | 0 | 1 | 0 | 1 | 1 | 1 | 1 | 1 | 1 | 1 | 1 | 1 | 1 | 1 | 1 | 1 | 1 | 1 | 1 | 1 | 1 | 1 | [719 empty] | 0 | 108 | [61 empty] | 108 | 108 | #VALUE! | #VALUE! | [79 empty] | 0 | 0.03 |  | #VALUE! | #VALUE! | #VALUE! | #VALUE! | #VALUE! | #VALUE! | #VALUE! | #VALUE! | #VALUE! | #VALUE! | #VALUE! | #VALUE! | #VALUE! | #VALUE! | #VALUE! | #VALUE! | #VALUE! | #VALUE! | #VALUE! | #VALUE! | #VALUE! | #VALUE! | #VALUE! | #VALUE! | #VALUE! | #VALUE! | #VALUE! | #VALUE! | #VALUE! | #VALUE! | #VALUE! | #VALUE! | [190 empty] | 0 | [5 empty] | 0
Strandin.year.target | No excedance | [37 empty] | 109 | [8 empty] | 0 |  |  |  | 109 | 109 | [268 empty] | 0% | 0% | 0% | 0% | 0% | 0% | 0% | 0 | 0% | 0% | 0% | 0% | 0% | 0% | [81 empty] | 0 | 0 | 0 | 0 | [33 empty] | 0 | 0 | 0 | 0 | [190 empty] | 109 | [375 empty] | 109 | FALSE | #N/A | 0 | [149 empty] | 109 | [112 empty] | 109 |  |  |  |  | 0 |  | SPNOc_mm | 0.016229 | 0.016536 | 0.030281 | 0.027194 | 0.023364 | 0.0021459 | 0.019954 | 0.019176 | 0.01884 | 0.018978 | 0.019236 | 0.019659 | 0.020046 | 0.020591 | 0.021033 | 0.021413 | 0.021502 | 0.021648 | 0.022014 | 0.021861 | 0.022173 | 0.0022401 | 0.022343 | 0.022169 | 0.021971 | 0.021985 | 0.022227 | 0.02209 | 0.02195 | 0.021817 | 0.021794 | [12 empty] | CDD | FRD2 | 14.844 | 46.36 |  | 0.04 | 38.09 |  | SRVCc_w_RHS_1.5 | 58.7812 | 55.0745 | 50.4659 | 46.1154 | 42.0012 | 38.1731 | 34.2791 | 30.7468 | 27.4302 | 24.3247 | 21.3303 | 18.8071 | 16.3665 | 14.0957 | 11.9862 | 10.0361 | 8.2142 | 6.548 | 5.1402 | 4.0183 | 3.1239 | 2.6257 | 2.2502 | 1.9229 | 1.6402 | 1.3785 | 1.1905 | 1.012 | 0.85546 | 0.713 | 0.57864 | 0.50257 |  |  |  | SRVCc_w_RHS_1.5 | 222.1528 | 207.5762 | 193.9559 | 181.2294 | 169.3379 | 158.2267 | 147.8446 | 138.1437 | 129.0793 | 120.6097 | 112.6958 | 105.3012 | 98.3918 | 91.9358 | 85.9033 | 80.2667 | 75 | 75 | 75 | 75 | 75 | 75 | 75 | 75 | 75 | 75 | 75 | 75 | 75 | 75 | 75 | [403 empty] | 0 | 0 | 1 | 1 | 1 | 1 | 0 | 0 | 1 | 0 | 1 | 1 | 1 | 1 | 1 | 1 | 1 | 1 | 1 | 1 | 1 | 1 | 1 | 1 | 1 | 1 | 1 | 1 | 1 | [719 empty] | 0 | 109 | [61 empty] | 109 | 109 | #VALUE! | #VALUE! | [79 empty] | 0 | 0.03 |  | #VALUE! | #VALUE! | #VALUE! | #VALUE! | #VALUE! | #VALUE! | #VALUE! | #VALUE! | #VALUE! | #VALUE! | #VALUE! | #VALUE! | #VALUE! | #VALUE! | #VALUE! | #VALUE! | #VALUE! | #VALUE! | #VALUE! | #VALUE! | #VALUE! | #VALUE! | #VALUE! | #VALUE! | #VALUE! | #VALUE! | #VALUE! | #VALUE! | #VALUE! | #VALUE! | #VALUE! | #VALUE! | [190 empty] | 0 | [5 empty] | 0
Stranding.year.conv.trag | #N/A | [37 empty] | 110 | [8 empty] | 0 |  |  |  | 110 | 110 | [268 empty] | 0% | 0% | 0% | 0% | 0% | 0% | 0% | 0 | 0% | 0% | 0% | 0% | 0% | 0% | [81 empty] | 0 | 0 | 0 | 0 | [33 empty] | 0 | 0 | 0 | 0 | [190 empty] | 110 | [375 empty] | 110 | FALSE | #N/A | 0 | [149 empty] | 110 | [112 empty] | 110 |  |  |  |  | 0 |  | SPSOc_mm | 0.016229 | 0.016536 | 0.030281 | 0.027194 | 0.023364 | 0.0021459 | 0.019954 | 0.019176 | 0.01884 | 0.018978 | 0.019236 | 0.019659 | 0.020046 | 0.020591 | 0.021033 | 0.021413 | 0.021502 | 0.021648 | 0.022014 | 0.021861 | 0.022173 | 0.0022401 | 0.022343 | 0.022169 | 0.021971 | 0.021985 | 0.022227 | 0.02209 | 0.02195 | 0.021817 | 0.021794 | [12 empty] | CDD | FRE1 | 15.5013 | 50.14 |  | 0.55 | 32.25 |  | AKGD_vc_RHS_1.5 | 92.8704 | 86.9926 | 79.6848 | 72.7862 | 66.2624 | 60.1921 | 54.0174 | 48.4163 | 43.1572 | 38.2328 | 33.4846 | 29.4835 | 25.6135 | 22.0126 | 18.6676 | 15.5753 | 12.6863 | 10.0443 | 7.8119 | 6.0329 | 4.6147 | 3.8247 | 3.2292 | 2.7102 | 2.262 | 1.8469 | 1.5488 | 1.2658 | 1.0176 | 0.7917 | 0.57864 | 0.51352 |  |  |  | AKGD_vc_RHS_1.5 | 259.7357 | 246.7033 | 234.3248 | 222.5674 | 211.3999 | 200.7928 | 190.7179 | 181.1485 | 172.0593 | 163.4261 | 155.2261 | 147.4375 | 140.0397 | 133.0132 | 126.3391 | 120 | 120 | 120 | 120 | 120 | 120 | 120 | 120 | 120 | 120 | 120 | 120 | 120 | 120 | 120 | 120 | [403 empty] | 0 | 0 | 1 | 1 | 1 | 1 | 0 | 0 | 1 | 0 | 1 | 1 | 1 | 1 | 1 | 1 | 1 | 1 | 1 | 1 | 1 | 1 | 1 | 1 | 1 | 1 | 1 | 1 | 1 | [719 empty] | 0 | 110 | [61 empty] | 110 | 110 | #VALUE! | #VALUE! | [79 empty] | 0 | 0.03 |  | #VALUE! | #VALUE! | #VALUE! | #VALUE! | #VALUE! | #VALUE! | #VALUE! | #VALUE! | #VALUE! | #VALUE! | #VALUE! | #VALUE! | #VALUE! | #VALUE! | #VALUE! | #VALUE! | #VALUE! | #VALUE! | #VALUE! | #VALUE! | #VALUE! | #VALUE! | #VALUE! | #VALUE! | #VALUE! | #VALUE! | #VALUE! | #VALUE! | #VALUE! | #VALUE! | #VALUE! | #VALUE! | [190 empty] | 0 | [5 empty] | 0
Scope 1 |  |  |  | #N/A | #N/A | #N/A | #N/A | #VALUE! | #VALUE! | #VALUE! | #VALUE! | #VALUE! | #VALUE! | #VALUE! | #VALUE! | #VALUE! | #VALUE! | #VALUE! | #VALUE! | #VALUE! | #VALUE! | #VALUE! | #VALUE! | #VALUE! | #VALUE! | #VALUE! | #VALUE! | #VALUE! | #VALUE! | #VALUE! | #VALUE! | #VALUE! | #VALUE! | #VALUE! |  |  |  |  | 111 | [8 empty] | 0 |  |  |  | 111 | 111 | [268 empty] | 0% | 0% | 0% | 0% | 0% | 0% | 0% | 0 | 0% | 0% | 0% | 0% | 0% | 0% | [81 empty] | 0 | 0 | 0 | 0 | [33 empty] | 0 | 0 | 0 | 0 | [190 empty] | 111 | [375 empty] | 111 | FALSE | #N/A | 0 | [149 empty] | 111 | [112 empty] | 111 |  |  |  |  | 0 |  | SPSOc_w | 0.016229 | 0.016536 | 0.030281 | 0.027194 | 0.023364 | 0.0021459 | 0.019954 | 0.019176 | 0.01884 | 0.018978 | 0.019236 | 0.019659 | 0.020046 | 0.020591 | 0.021033 | 0.021413 | 0.021502 | 0.021648 | 0.022014 | 0.021861 | 0.022173 | 0.0022401 | 0.022343 | 0.022169 | 0.021971 | 0.021985 | 0.022227 | 0.02209 | 0.02195 | 0.021817 | 0.021794 | [12 empty] | CDD | FRE2 | 18.9707 | 54.28 |  | 0.18 | 34.33 |  | AKMS_vc_RHS_1.5 | 55.9272 | 52.4022 | 48.0196 | 43.8824 | 39.97 | 36.3296 | 32.6266 | 29.2675 | 26.1135 | 23.1603 | 20.3128 | 17.9133 | 15.5923 | 13.4329 | 11.4268 | 9.5723 | 7.8398 | 6.2553 | 4.9165 | 3.8496 | 2.9991 | 2.5254 | 2.1682 | 1.857 | 1.5882 | 1.3393 | 1.1605 | 0.99077 | 0.84189 | 0.70641 | 0.57864 | 0.51676 |  |  |  | AKMS_vc_RHS_1.5 | 259.7357 | 245.7978 | 232.6079 | 220.1257 | 208.3134 | 197.135 | 186.5563 | 176.5454 | 167.0717 | 158.1063 | 149.6221 | 141.5931 | 133.995 | 126.8046 | 120 | 120 | 120 | 120 | 120 | 120 | 120 | 120 | 120 | 120 | 120 | 120 | 120 | 120 | 120 | 120 | 120 | [403 empty] | 0 | 0 | 1 | 1 | 1 | 1 | 0 | 0 | 1 | 0 | 1 | 1 | 1 | 1 | 1 | 1 | 1 | 1 | 1 | 1 | 1 | 1 | 1 | 1 | 1 | 1 | 1 | 1 | 1 | [719 empty] | 0 | 111 | [61 empty] | 111 | 111 | #VALUE! | #VALUE! | [79 empty] | 0 | 0.03 |  | #VALUE! | #VALUE! | #VALUE! | #VALUE! | #VALUE! | #VALUE! | #VALUE! | #VALUE! | #VALUE! | #VALUE! | #VALUE! | #VALUE! | #VALUE! | #VALUE! | #VALUE! | #VALUE! | #VALUE! | #VALUE! | #VALUE! | #VALUE! | #VALUE! | #VALUE! | #VALUE! | #VALUE! | #VALUE! | #VALUE! | #VALUE! | #VALUE! | #VALUE! | #VALUE! | #VALUE! | #VALUE! | [190 empty] | 0 | [5 empty] | 0
Scope 2 |  |  |  | #N/A | #N/A | #N/A | #N/A | #VALUE! | #VALUE! | #VALUE! | #VALUE! | #VALUE! | #VALUE! | #VALUE! | #VALUE! | #VALUE! | #VALUE! | #VALUE! | #VALUE! | #VALUE! | #VALUE! | #VALUE! | #VALUE! | #VALUE! | #VALUE! | #VALUE! | #VALUE! | #VALUE! | #VALUE! | #VALUE! | #VALUE! | #VALUE! | #VALUE! | #VALUE! |  |  |  |  | 112 | [8 empty] | 0 |  |  |  | 112 | 112 | [268 empty] | 0% | 0% | 0% | 0% | 0% | 0% | 0% | 0 | 0% | 0% | 0% | 0% | 0% | 0% | [81 empty] | 0 | 0 | 0 | 0 | [33 empty] | 0 | 0 | 0 | 0 | [190 empty] | 112 | [375 empty] | 112 | FALSE | #N/A | 0 | [149 empty] | 112 | [112 empty] | 112 |  |  |  |  | 0 |  | SRMVc_vh | 0.016229 | 0.016536 | 0.030281 | 0.027194 | 0.023364 | 0.0021459 | 0.019954 | 0.019176 | 0.01884 | 0.018978 | 0.019236 | 0.019659 | 0.020046 | 0.020591 | 0.021033 | 0.021413 | 0.021502 | 0.021648 | 0.022014 | 0.021861 | 0.022173 | 0.0022401 | 0.022343 | 0.022169 | 0.021971 | 0.021985 | 0.022227 | 0.02209 | 0.02195 | 0.021817 | 0.021794 | [12 empty] | CDD | FRF1 | 46.0847 | 55.02 |  | 20.65 | 60.55 |  | HIMS_vh_RHS_1.5 | 107.6053 | 100.7891 | 92.3146 | 84.3146 | 76.7492 | 69.7097 | 62.5492 | 56.0538 | 49.9551 | 44.2445 | 38.7382 | 34.0983 | 29.6104 | 25.4347 | 21.5556 | 17.9696 | 14.6194 | 11.5555 | 8.9667 | 6.9037 | 5.259 | 4.343 | 3.6524 | 3.0506 | 2.5308 | 2.0494 | 1.7037 | 1.3756 | 1.0877 | 0.82571 | 0.57864 | 0.50668 |  |  |  | HIMS_vh_RHS_1.5 | 208.5376 | 197.4604 | 186.9716 | 177.04 | 167.6359 | 158.7314 | 150.2998 | 142.3161 | 134.7565 | 127.5985 | 120.8207 | 114.4029 | 108.326 | 102.5719 | 97.1234 | 91.9644 | 87.0794 | 82.4539 | 78.074 | 73.9269 | 70 | 70 | 70 | 70 | 70 | 70 | 70 | 70 | 70 | 70 | 70 | [403 empty] | 0 | 0 | 1 | 1 | 1 | 1 | 0 | 0 | 1 | 0 | 1 | 1 | 1 | 1 | 1 | 1 | 1 | 1 | 1 | 1 | 1 | 1 | 1 | 1 | 1 | 1 | 1 | 1 | 1 | [719 empty] | 0 | 112 | [61 empty] | 112 | 112 | #VALUE! | #VALUE! | [79 empty] | 0 | 0.03 |  | #VALUE! | #VALUE! | #VALUE! | #VALUE! | #VALUE! | #VALUE! | #VALUE! | #VALUE! | #VALUE! | #VALUE! | #VALUE! | #VALUE! | #VALUE! | #VALUE! | #VALUE! | #VALUE! | #VALUE! | #VALUE! | #VALUE! | #VALUE! | #VALUE! | #VALUE! | #VALUE! | #VALUE! | #VALUE! | #VALUE! | #VALUE! | #VALUE! | #VALUE! | #VALUE! | #VALUE! | #VALUE! | [190 empty] | 0 | [5 empty] | 0
Scope 1 + 2 |  |  |  | #N/A | #N/A | #N/A | #N/A | #VALUE! | #VALUE! | #VALUE! | #VALUE! | #VALUE! | #VALUE! | #VALUE! | #VALUE! | #VALUE! | #VALUE! | #VALUE! | #VALUE! | #VALUE! | #VALUE! | #VALUE! | #VALUE! | #VALUE! | #VALUE! | #VALUE! | #VALUE! | #VALUE! | #VALUE! | #VALUE! | #VALUE! | #VALUE! | #VALUE! | #VALUE! |  |  |  |  | 113 | [8 empty] | 0 |  |  |  | 113 | 113 | [268 empty] | 0% | 0% | 0% | 0% | 0% | 0% | 0% | 0 | 0% | 0% | 0% | 0% | 0% | 0% | [81 empty] | 0 | 0 | 0 | 0 | [33 empty] | 0 | 0 | 0 | 0 | [190 empty] | 113 | [375 empty] | 113 | FALSE | #N/A | 0 | [149 empty] | 113 | [112 empty] | 113 |  |  |  |  | 0 |  | SRMVc_mm | 0.016229 | 0.016536 | 0.030281 | 0.027194 | 0.023364 | 0.0021459 | 0.019954 | 0.019176 | 0.01884 | 0.018978 | 0.019236 | 0.019659 | 0.020046 | 0.020591 | 0.021033 | 0.021413 | 0.021502 | 0.021648 | 0.022014 | 0.021861 | 0.022173 | 0.0022401 | 0.022343 | 0.022169 | 0.021971 | 0.021985 | 0.022227 | 0.02209 | 0.02195 | 0.021817 | 0.021794 | [12 empty] | CDD | FRF2 | 30.98 | 61.52 |  | 6.29 | 35.02 |  | HIOA_vh_RHS_1.5 | 155.3834 | 145.5244 | 133.2668 | 121.6954 | 110.7528 | 100.5708 | 90.2138 | 80.8187 | 71.9974 | 63.7375 | 55.7732 | 49.062 | 42.5706 | 36.5308 | 30.92 | 25.7332 | 20.8873 | 16.4557 | 12.7113 | 9.7272 | 7.3484 | 6.0234 | 5.0245 | 4.1541 | 3.4023 | 2.706 | 2.2059 | 1.7313 | 1.3149 | 0.936 | 0.57864 | 0.4762 |  |  |  | HIOA_vh_RHS_1.5 | 208.5376 | 197.4604 | 186.9716 | 177.04 | 167.6359 | 158.7314 | 150.2998 | 142.3161 | 134.7565 | 127.5985 | 120.8207 | 114.4029 | 108.326 | 102.5719 | 97.1234 | 91.9644 | 87.0794 | 82.4539 | 78.074 | 73.9269 | 70 | 70 | 70 | 70 | 70 | 70 | 70 | 70 | 70 | 70 | 70 | [403 empty] | 0 | 0 | 1 | 1 | 1 | 1 | 0 | 0 | 1 | 0 | 1 | 1 | 1 | 1 | 1 | 1 | 1 | 1 | 1 | 1 | 1 | 1 | 1 | 1 | 1 | 1 | 1 | 1 | 1 | [719 empty] | 0 | 113 | [61 empty] | 113 | 113 | #VALUE! | #VALUE! | [79 empty] | 0 | 0.03 |  | #VALUE! | #VALUE! | #VALUE! | #VALUE! | #VALUE! | #VALUE! | #VALUE! | #VALUE! | #VALUE! | #VALUE! | #VALUE! | #VALUE! | #VALUE! | #VALUE! | #VALUE! | #VALUE! | #VALUE! | #VALUE! | #VALUE! | #VALUE! | #VALUE! | #VALUE! | #VALUE! | #VALUE! | #VALUE! | #VALUE! | #VALUE! | #VALUE! | #VALUE! | #VALUE! | #VALUE! | #VALUE! | [190 empty] | 0 | [5 empty] | 0
Retrofit costs all GHG |  |  |  | 2020: #N/A; 2021: #N/A; 2022: #N/A; 2023: #N/A |  |  | 114 | [8 empty] | 0 |  |  |  | 114 | 114 | [268 empty] | 0% | 0% | 0% | 0% | 0% | 0% | 0% | 0 | 0% | 0% | 0% | 0% | 0% | 0% | [81 empty] | 0 | 0 | 0 | 0 | [33 empty] | 0 | 0 | 0 | 0 | [190 empty] | 114 | [375 empty] | 114 | FALSE | #N/A | 0 | [149 empty] | 114 | [112 empty] | 114 |  |  |  |  | 0 |  | SRMVc_w | 0.016229 | 0.016536 | 0.030281 | 0.027194 | 0.023364 | 0.0021459 | 0.019954 | 0.019176 | 0.01884 | 0.018978 | 0.019236 | 0.019659 | 0.020046 | 0.020591 | 0.021033 | 0.021413 | 0.021502 | 0.021648 | 0.022014 | 0.021861 | 0.022173 | 0.0022401 | 0.022343 | 0.022169 | 0.021971 | 0.021985 | 0.022227 | 0.02209 | 0.02195 | 0.021817 | 0.021794 | [12 empty] | CDD | FRF3 | 31.0607 | 57.28 |  | 3.87 | 37.22 |  | AZNMc_c_ERM_1.5 | 83.2243 | 77.9633 | 71.4224 | 65.2476 | 59.4084 | 53.9751 | 48.4483 | 43.4349 | 38.7277 | 34.32 | 30.0701 | 26.4888 | 23.0249 | 19.8019 | 16.8078 | 14.04 | 11.4542 | 9.0894 | 7.0913 | 5.4989 | 4.2295 | 3.5225 | 2.9895 | 2.525 | 2.1238 | 1.7522 | 1.4854 | 1.2321 | 1.0099 | 0.80772 | 0.61703 | 0.50968 |  |  |  | AZNMc_c_ERM_1.5 | 262.3081 | 249.2359 | 236.8152 | 225.0134 | 213.7998 | 203.145 | 193.0212 | 183.4019 | 174.262 | 165.5776 | 157.326 | 149.4856 | 142.036 | 134.9575 | 128.2319 | 121.8414 | 115.7694 | 110 | 110 | 110 | 110 | 110 | 110 | 110 | 110 | 110 | 110 | 110 | 110 | 110 | 110 | [403 empty] | 0 | 0 | 1 | 1 | 1 | 1 | 0 | 0 | 1 | 0 | 1 | 1 | 1 | 1 | 1 | 1 | 1 | 1 | 1 | 1 | 1 | 1 | 1 | 1 | 1 | 1 | 1 | 1 | 1 | [719 empty] | 0 | 114 | [61 empty] | 114 | 114 | #VALUE! | #VALUE! | [79 empty] | 0 | 0.03 |  | #VALUE! | #VALUE! | #VALUE! | #VALUE! | #VALUE! | #VALUE! | #VALUE! | #VALUE! | #VALUE! | #VALUE! | #VALUE! | #VALUE! | #VALUE! | #VALUE! | #VALUE! | #VALUE! | #VALUE! | #VALUE! | #VALUE! | #VALUE! | #VALUE! | #VALUE! | #VALUE! | #VALUE! | #VALUE! | #VALUE! | #VALUE! | #VALUE! | #VALUE! | #VALUE! | #VALUE! | #VALUE! | [190 empty] | 0 | [5 empty] | 0
Retrofit costs 1.5 |  |  |  | 2020: #N/A; 2021: #N/A; 2022: #N/A; 2023: #N/A |  |  | 115 | [8 empty] | 0 |  |  |  | 115 | 115 | [268 empty] | 0% | 0% | 0% | 0% | 0% | 0% | 0% | 0 | 0% | 0% | 0% | 0% | 0% | 0% | [81 empty] | 0 | 0 | 0 | 0 | [33 empty] | 0 | 0 | 0 | 0 | [190 empty] | 115 | [375 empty] | 115 | FALSE | #N/A | 0 | [149 empty] | 115 | [112 empty] | 115 |  |  |  |  | 0 |  | SRMWc_c | 0.016229 | 0.016536 | 0.030281 | 0.027194 | 0.023364 | 0.0021459 | 0.019954 | 0.019176 | 0.01884 | 0.018978 | 0.019236 | 0.019659 | 0.020046 | 0.020591 | 0.021033 | 0.021413 | 0.021502 | 0.021648 | 0.022014 | 0.021861 | 0.022173 | 0.0022401 | 0.022343 | 0.022169 | 0.021971 | 0.021985 | 0.022227 | 0.02209 | 0.02195 | 0.021817 | 0.021794 | [12 empty] | CDD | FRG0 | 32.4207 | 51.52 |  | 15.14 | 96.69 |  | AZNMc_vh_ERM_1.5 | 68.8874 | 64.5395 | 59.1338 | 54.0307 | 49.2049 | 44.7145 | 40.147 | 36.0037 | 32.1134 | 28.4707 | 24.9583 | 21.9986 | 19.1359 | 16.4723 | 13.9978 | 11.7104 | 9.5733 | 7.619 | 5.9676 | 4.6516 | 3.6026 | 3.0182 | 2.5777 | 2.1938 | 1.8623 | 1.5552 | 1.3347 | 1.1254 | 0.94173 | 0.77462 | 0.61703 | 0.49512 |  |  |  | AZNMc_vh_ERM_1.5 | 180.3633 | 172.9821 | 165.903 | 159.1136 | 152.602 | 146.3569 | 140.3674 | 134.623 | 129.1137 | 123.8298 | 118.7622 | 113.902 | 109.2406 | 104.7701 | 100.4825 | 96.3703 | 92.4264 | 88.644 | 85.0163 | 81.5371 | 78.2003 | 75 | 75 | 75 | 75 | 75 | 75 | 75 | 75 | 75 | 75 | [403 empty] | 0 | 0 | 1 | 1 | 1 | 1 | 0 | 0 | 1 | 0 | 1 | 1 | 1 | 1 | 1 | 1 | 1 | 1 | 1 | 1 | 1 | 1 | 1 | 1 | 1 | 1 | 1 | 1 | 1 | [719 empty] | 0 | 115 | [61 empty] | 115 | 115 | #VALUE! | #VALUE! | [79 empty] | 0 | 0.03 |  | #VALUE! | #VALUE! | #VALUE! | #VALUE! | #VALUE! | #VALUE! | #VALUE! | #VALUE! | #VALUE! | #VALUE! | #VALUE! | #VALUE! | #VALUE! | #VALUE! | #VALUE! | #VALUE! | #VALUE! | #VALUE! | #VALUE! | #VALUE! | #VALUE! | #VALUE! | #VALUE! | #VALUE! | #VALUE! | #VALUE! | #VALUE! | #VALUE! | #VALUE! | #VALUE! | #VALUE! | #VALUE! | [190 empty] | 0 | [5 empty] | 0
Energy.after.Retrofit1 |  |  |  | 2020: #N/A; 2021: #N/A; 2022: #N/A; 2023: #N/A |  |  | 116 | [8 empty] | 0 |  |  |  | 116 | 116 | [268 empty] | 0% | 0% | 0% | 0% | 0% | 0% | 0% | 0 | 0% | 0% | 0% | 0% | 0% | 0% | [81 empty] | 0 | 0 | 0 | 0 | [33 empty] | 0 | 0 | 0 | 0 | [190 empty] | 116 | [375 empty] | 116 | FALSE | #N/A | 0 | [149 empty] | 116 | [112 empty] | 116 |  |  |  |  | 0 |  | SRMWc_mm | 0.016229 | 0.016536 | 0.030281 | 0.027194 | 0.023364 | 0.0021459 | 0.019954 | 0.019176 | 0.01884 | 0.018978 | 0.019236 | 0.019659 | 0.020046 | 0.020591 | 0.021033 | 0.021413 | 0.021502 | 0.021648 | 0.022014 | 0.021861 | 0.022173 | 0.0022401 | 0.022343 | 0.022169 | 0.021971 | 0.021985 | 0.022227 | 0.02209 | 0.02195 | 0.021817 | 0.021794 | [12 empty] | CDD | FRH0 | 8.4193 | 9.59 |  | 7.11 | 43.02 |  | AZNMc_mm_ERM_1.5 | 77.0073 | 72.1423 | 66.0936 | 60.3836 | 54.9838 | 49.9594 | 44.8486 | 40.2125 | 35.8595 | 31.7835 | 27.8535 | 24.5417 | 21.3385 | 18.358 | 15.5893 | 13.0298 | 10.6386 | 8.4518 | 6.604 | 5.1315 | 3.9577 | 3.3038 | 2.8109 | 2.3814 | 2.0104 | 1.6668 | 1.42 | 1.1858 | 0.98035 | 0.79337 | 0.61703 | 0.47321 |  |  |  | AZNMc_mm_ERM_1.5 | 228.4237 | 217.5899 | 207.2699 | 197.4394 | 188.0752 | 179.155 | 170.658 | 162.5639 | 154.8538 | 147.5093 | 140.5131 | 133.8488 | 127.5006 | 121.4534 | 115.693 | 110.2059 | 104.979 | 100 | 100 | 100 | 100 | 100 | 100 | 100 | 100 | 100 | 100 | 100 | 100 | 100 | 100 | [403 empty] | 0 | 0 | 1 | 1 | 1 | 1 | 0 | 0 | 1 | 0 | 1 | 1 | 1 | 1 | 1 | 1 | 1 | 1 | 1 | 1 | 1 | 1 | 1 | 1 | 1 | 1 | 1 | 1 | 1 | [719 empty] | 0 | 116 | [61 empty] | 116 | 116 | #VALUE! | #VALUE! | [79 empty] | 0 | 0.03 |  | #VALUE! | #VALUE! | #VALUE! | #VALUE! | #VALUE! | #VALUE! | #VALUE! | #VALUE! | #VALUE! | #VALUE! | #VALUE! | #VALUE! | #VALUE! | #VALUE! | #VALUE! | #VALUE! | #VALUE! | #VALUE! | #VALUE! | #VALUE! | #VALUE! | #VALUE! | #VALUE! | #VALUE! | #VALUE! | #VALUE! | #VALUE! | #VALUE! | #VALUE! | #VALUE! | #VALUE! | #VALUE! | [190 empty] | 0 | [5 empty] | 0
GHG.after.Retrofit1 |  |  |  | 2020: #N/A; 2021: #N/A; 2022: #N/A; 2023: #N/A |  |  | 117 | [8 empty] | 0 |  |  |  | 117 | 117 | [268 empty] | 0% | 0% | 0% | 0% | 0% | 0% | 0% | 0 | 0% | 0% | 0% | 0% | 0% | 0% | [81 empty] | 0 | 0 | 0 | 0 | [33 empty] | 0 | 0 | 0 | 0 | [190 empty] | 117 | [375 empty] | 117 | FALSE | #N/A | 0 | [149 empty] | 117 | [112 empty] | 117 |  |  |  |  | 0 |  | SRSOc_vh | 0.016229 | 0.016536 | 0.030281 | 0.027194 | 0.023364 | 0.0021459 | 0.019954 | 0.019176 | 0.01884 | 0.018978 | 0.019236 | 0.019659 | 0.020046 | 0.020591 | 0.021033 | 0.021413 | 0.021502 | 0.021648 | 0.022014 | 0.021861 | 0.022173 | 0.0022401 | 0.022343 | 0.022169 | 0.021971 | 0.021985 | 0.022227 | 0.02209 | 0.02195 | 0.021817 | 0.021794 | [12 empty] | CDD | FRI1 | 73.5033 | 100.33 |  | 47.23 | 198.24 |  | AZNMc_w_ERM_1.5 | 64.0455 | 60.006 | 54.9837 | 50.2425 | 45.7589 | 41.587 | 37.3434 | 33.494 | 29.8796 | 26.4953 | 23.232 | 20.4822 | 17.8225 | 15.3478 | 13.0489 | 10.9236 | 8.9381 | 7.1224 | 5.5882 | 4.3655 | 3.3908 | 2.8479 | 2.4387 | 2.082 | 1.774 | 1.4887 | 1.2838 | 1.0893 | 0.9187 | 0.76345 | 0.61703 | 0.482 |  |  |  | AZNMc_w_ERM_1.5 | 184.5976 | 176.2186 | 168.22 | 160.5844 | 153.2954 | 146.3373 | 139.6949 | 133.3541 | 127.3011 | 121.5229 | 116.0069 | 110.7413 | 105.7147 | 100.9163 | 96.3356 | 91.9629 | 87.7887 | 83.8039 | 80 | 80 | 80 | 80 | 80 | 80 | 80 | 80 | 80 | 80 | 80 | 80 | 80 | [403 empty] | 0 | 0 | 1 | 1 | 1 | 1 | 0 | 0 | 1 | 0 | 1 | 1 | 1 | 1 | 1 | 1 | 1 | 1 | 1 | 1 | 1 | 1 | 1 | 1 | 1 | 1 | 1 | 1 | 1 | [719 empty] | 0 | 117 | [61 empty] | 117 | 117 | #VALUE! | #VALUE! | [79 empty] | 0 | 0.03 |  | #VALUE! | #VALUE! | #VALUE! | #VALUE! | #VALUE! | #VALUE! | #VALUE! | #VALUE! | #VALUE! | #VALUE! | #VALUE! | #VALUE! | #VALUE! | #VALUE! | #VALUE! | #VALUE! | #VALUE! | #VALUE! | #VALUE! | #VALUE! | #VALUE! | #VALUE! | #VALUE! | #VALUE! | #VALUE! | #VALUE! | #VALUE! | #VALUE! | #VALUE! | #VALUE! | #VALUE! | #VALUE! | [190 empty] | 0 | [5 empty] | 0
Stranding.after.Retrofit1 |  |  |  | #N/A | #N/A | #N/A | #N/A | 0 | 0 | 0 | 0 | 0 | 0 | 0 | 0 | 0 | 0 | 0 | 0 | 0 | 0 | 0 | 0 | 0 | 0 | 0 | 0 | 0 | 0 | 0 | 0 | 0 | 0 | 0 |  |  |  |  | 118 | [8 empty] | 0 |  |  |  | 118 | 118 | [268 empty] | 0% | 0% | 0% | 0% | 0% | 0% | 0% | 0 | 0% | 0% | 0% | 0% | 0% | 0% | [81 empty] | 0 | 0 | 0 | 0 | [33 empty] | 0 | 0 | 0 | 0 | [190 empty] | 118 | [375 empty] | 118 | FALSE | #N/A | 0 | [149 empty] | 118 | [112 empty] | 118 |  |  |  |  | 0 |  | SRSOc_mm | 0.016229 | 0.016536 | 0.030281 | 0.027194 | 0.023364 | 0.0021459 | 0.019954 | 0.019176 | 0.01884 | 0.018978 | 0.019236 | 0.019659 | 0.020046 | 0.020591 | 0.021033 | 0.021413 | 0.021502 | 0.021648 | 0.022014 | 0.021861 | 0.022173 | 0.0022401 | 0.022343 | 0.022169 | 0.021971 | 0.021985 | 0.022227 | 0.02209 | 0.02195 | 0.021817 | 0.021794 | [12 empty] | CDD | FRI2 | 44.632 | 67.31 |  | 11.29 | 91.38 |  | CAMXc_vc_ERM_1.5 | 66.7287 | 62.5182 | 57.2834 | 52.3417 | 47.6685 | 43.3201 | 38.897 | 34.8847 | 31.1174 | 27.5899 | 24.1887 | 21.3225 | 18.5503 | 15.9709 | 13.5747 | 11.3596 | 9.2901 | 7.3976 | 5.7984 | 4.5241 | 3.5082 | 2.9423 | 2.5157 | 2.144 | 1.8229 | 1.5256 | 1.312 | 1.1093 | 0.93146 | 0.76964 | 0.61703 | 0.48393 |  |  |  | CAMXc_vc_ERM_1.5 | 317.5186 | 297.8979 | 279.4895 | 262.2187 | 246.0151 | 230.8129 | 216.55 | 203.1685 | 190.6138 | 178.835 | 167.7841 | 157.416 | 147.6886 | 138.5623 | 130 | 130 | 130 | 130 | 130 | 130 | 130 | 130 | 130 | 130 | 130 | 130 | 130 | 130 | 130 | 130 | 130 | [403 empty] | 0 | 0 | 1 | 1 | 1 | 1 | 0 | 0 | 1 | 0 | 1 | 1 | 1 | 1 | 1 | 1 | 1 | 1 | 1 | 1 | 1 | 1 | 1 | 1 | 1 | 1 | 1 | 1 | 1 | [719 empty] | 0 | 118 | [61 empty] | 118 | 118 | #VALUE! | #VALUE! | [79 empty] | 0 | 0.03 |  | #VALUE! | #VALUE! | #VALUE! | #VALUE! | #VALUE! | #VALUE! | #VALUE! | #VALUE! | #VALUE! | #VALUE! | #VALUE! | #VALUE! | #VALUE! | #VALUE! | #VALUE! | #VALUE! | #VALUE! | #VALUE! | #VALUE! | #VALUE! | #VALUE! | #VALUE! | #VALUE! | #VALUE! | #VALUE! | #VALUE! | #VALUE! | #VALUE! | #VALUE! | #VALUE! | #VALUE! | #VALUE! | [190 empty] | 0 | [5 empty] | 0
Stranding_event.after.RF1 |  |  |  | 0 | 0 | 0 | 0 | 0 | 0 | 0 | 0 | 0 | 0 | 0 | 0 | 0 | 0 | 0 | 0 | 0 | 0 | 0 | 0 | 0 | 0 | 0 | 0 | 0 | 0 | 0 | 0 | 0 | 0 | 0 |  |  |  |  | 119 | [8 empty] | 0 |  |  |  | 119 | 119 | [268 empty] | 0% | 0% | 0% | 0% | 0% | 0% | 0% | 0 | 0% | 0% | 0% | 0% | 0% | 0% | [81 empty] | 0 | 0 | 0 | 0 | [33 empty] | 0 | 0 | 0 | 0 | [190 empty] | 119 | [375 empty] | 119 | FALSE | #N/A | 0 | [149 empty] | 119 | [112 empty] | 119 |  |  |  |  | 0 |  | SRSOc_w | 0.016229 | 0.016536 | 0.030281 | 0.027194 | 0.023364 | 0.0021459 | 0.019954 | 0.019176 | 0.01884 | 0.018978 | 0.019236 | 0.019659 | 0.020046 | 0.020591 | 0.021033 | 0.021413 | 0.021502 | 0.021648 | 0.022014 | 0.021861 | 0.022173 | 0.0022401 | 0.022343 | 0.022169 | 0.021971 | 0.021985 | 0.022227 | 0.02209 | 0.02195 | 0.021817 | 0.021794 | [12 empty] | CDD | FRI3 | 52.4967 | 81.22 |  | 27.07 | 146.19 |  | CAMXc_c_ERM_1.5 | 56.7053 | 53.1332 | 48.6921 | 44.4996 | 40.5349 | 36.8458 | 33.0933 | 29.6893 | 26.4932 | 23.5005 | 20.6149 | 18.1833 | 15.8314 | 13.6431 | 11.6102 | 9.7309 | 7.9752 | 6.3695 | 5.0129 | 3.9317 | 3.0698 | 2.5898 | 2.2278 | 1.9125 | 1.6401 | 1.3878 | 1.2066 | 1.0347 | 0.88379 | 0.7465 | 0.61703 | 0.57777 |  |  |  | CAMXc_c_ERM_1.5 | 262.3081 | 248.4409 | 235.3067 | 222.8669 | 211.0848 | 199.9255 | 189.3562 | 179.3457 | 169.8643 | 160.8842 | 152.3789 | 144.3232 | 136.6934 | 129.4669 | 122.6225 | 116.1399 | 110 | 110 | 110 | 110 | 110 | 110 | 110 | 110 | 110 | 110 | 110 | 110 | 110 | 110 | 110 | [403 empty] | 0 | 0 | 1 | 1 | 1 | 1 | 0 | 0 | 1 | 0 | 1 | 1 | 1 | 1 | 1 | 1 | 1 | 1 | 1 | 1 | 1 | 1 | 1 | 1 | 1 | 1 | 1 | 1 | 1 | [719 empty] | 0 | 119 | [61 empty] | 119 | 119 | #VALUE! | #VALUE! | [79 empty] | 0 | 0.03 |  | #VALUE! | #VALUE! | #VALUE! | #VALUE! | #VALUE! | #VALUE! | #VALUE! | #VALUE! | #VALUE! | #VALUE! | #VALUE! | #VALUE! | #VALUE! | #VALUE! | #VALUE! | #VALUE! | #VALUE! | #VALUE! | #VALUE! | #VALUE! | #VALUE! | #VALUE! | #VALUE! | #VALUE! | #VALUE! | #VALUE! | #VALUE! | #VALUE! | #VALUE! | #VALUE! | #VALUE! | #VALUE! | [190 empty] | 0 | [5 empty] | 0
Excess emissions |  |  |  | #N/A | #N/A | #N/A | #N/A | 0 | 0 | 0 | 0 | 0 | 0 | 0 | 0 | 0 | 0 | 0 | 0 | 0 | 0 | 0 | 0 | 0 | 0 | 0 | 0 | 0 | 0 | 0 | 0 | 0 | 0 | 0 |  |  |  |  | 120 | [8 empty] | 0 |  |  |  | 120 | 120 | [268 empty] | 0% | 0% | 0% | 0% | 0% | 0% | 0% | 0 | 0% | 0% | 0% | 0% | 0% | 0% | [81 empty] | 0 | 0 | 0 | 0 | [33 empty] | 0 | 0 | 0 | 0 | [190 empty] | 120 | [375 empty] | 120 | FALSE | #N/A | 0 | [149 empty] | 120 | [112 empty] | 120 |  |  |  |  | 0 |  | SRTVc_mm | 0.016229 | 0.016536 | 0.030281 | 0.027194 | 0.023364 | 0.0021459 | 0.019954 | 0.019176 | 0.01884 | 0.018978 | 0.019236 | 0.019659 | 0.020046 | 0.020591 | 0.021033 | 0.021413 | 0.021502 | 0.021648 | 0.022014 | 0.021861 | 0.022173 | 0.0022401 | 0.022343 | 0.022169 | 0.021971 | 0.021985 | 0.022227 | 0.02209 | 0.02195 | 0.021817 | 0.021794 | [12 empty] | CDD | FRJ1 | 146.644 | 161.42 |  | 123.71 | 308.38 |  | CAMXc_vh_ERM_1.5 | 42.0011 | 39.3655 | 36.0886 | 32.9952 | 30.0699 | 27.348 | 24.5792 | 22.0677 | 19.7094 | 17.5013 | 15.3722 | 13.5781 | 11.8428 | 10.2281 | 8.7282 | 7.3416 | 6.0462 | 4.8615 | 3.8604 | 3.0627 | 2.4268 | 2.0726 | 1.8055 | 1.5728 | 1.3719 | 1.1857 | 1.0521 | 0.92517 | 0.81385 | 0.71256 | 0.61703 | 0.69645 |  |  |  | CAMXc_vh_ERM_1.5 | 180.3633 | 174.1425 | 168.1362 | 162.3371 | 156.738 | 151.332 | 146.1125 | 141.073 | 136.2073 | 131.5094 | 126.9736 | 122.5942 | 118.3659 | 114.2834 | 110.3417 | 106.5359 | 102.8614 | 99.3137 | 95.8883 | 92.5811 | 89.3879 | 86.3048 | 83.3281 | 80.4541 | 77.6792 | 75 | 75 | 75 | 75 | 75 | 75 | [403 empty] | 0 | 0 | 1 | 1 | 1 | 1 | 0 | 0 | 1 | 0 | 1 | 1 | 1 | 1 | 1 | 1 | 1 | 1 | 1 | 1 | 1 | 1 | 1 | 1 | 1 | 1 | 1 | 1 | 1 | [719 empty] | 0 | 120 | [61 empty] | 120 | 120 | #VALUE! | #VALUE! | [79 empty] | 0 | 0.03 |  | #VALUE! | #VALUE! | #VALUE! | #VALUE! | #VALUE! | #VALUE! | #VALUE! | #VALUE! | #VALUE! | #VALUE! | #VALUE! | #VALUE! | #VALUE! | #VALUE! | #VALUE! | #VALUE! | #VALUE! | #VALUE! | #VALUE! | #VALUE! | #VALUE! | #VALUE! | #VALUE! | #VALUE! | #VALUE! | #VALUE! | #VALUE! | #VALUE! | #VALUE! | #VALUE! | #VALUE! | #VALUE! | [190 empty] | 0 | [5 empty] | 0
Excess dummy high |  |  |  | #N/A | #N/A | #N/A | #N/A | 0 | 0 | 0 | 0 | 0 | 0 | 0 | 0 | 0 | 0 | 0 | 0 | 0 | 0 | 0 | 0 | 0 | 0 | 0 | 0 | 0 | 0 | 0 | 0 | 0 | 0 | 0 |  |  |  |  | 121 | [8 empty] | 0 |  |  |  | 121 | 121 | [268 empty] | 0% | 0% | 0% | 0% | 0% | 0% | 0% | 0 | 0% | 0% | 0% | 0% | 0% | 0% | [81 empty] | 0 | 0 | 0 | 0 | [33 empty] | 0 | 0 | 0 | 0 | [190 empty] | 121 | [375 empty] | 121 | FALSE | #N/A | 0 | [149 empty] | 121 | [112 empty] | 121 |  |  |  |  | 0 |  | SRTVc_w | 0.016229 | 0.016536 | 0.030281 | 0.027194 | 0.023364 | 0.0021459 | 0.019954 | 0.019176 | 0.01884 | 0.018978 | 0.019236 | 0.019659 | 0.020046 | 0.020591 | 0.021033 | 0.021413 | 0.021502 | 0.021648 | 0.022014 | 0.021861 | 0.022173 | 0.0022401 | 0.022343 | 0.022169 | 0.021971 | 0.021985 | 0.022227 | 0.02209 | 0.02195 | 0.021817 | 0.021794 | [12 empty] | CDD | FRJ2 | 76.9447 | 102.97 |  | 47.44 | 210.99 |  | CAMXc_mm_ERM_1.5 | 50.5505 | 47.3704 | 43.4166 | 39.6842 | 36.1546 | 32.8703 | 29.5295 | 26.4991 | 23.6537 | 20.9894 | 18.4205 | 16.2557 | 14.1619 | 12.2137 | 10.4039 | 8.7308 | 7.1678 | 5.7383 | 4.5305 | 3.568 | 2.8007 | 2.3733 | 2.0511 | 1.7703 | 1.5278 | 1.3032 | 1.1419 | 0.98883 | 0.85452 | 0.73229 | 0.61703 | 0.80281 |  |  |  | CAMXc_mm_ERM_1.5 | 228.4237 | 217.5899 | 207.2699 | 197.4394 | 188.0752 | 179.155 | 170.658 | 162.5639 | 154.8538 | 147.5093 | 140.5131 | 133.8488 | 127.5006 | 121.4534 | 115.693 | 110.2059 | 104.979 | 100 | 100 | 100 | 100 | 100 | 100 | 100 | 100 | 100 | 100 | 100 | 100 | 100 | 100 | [403 empty] | 0 | 0 | 1 | 1 | 1 | 1 | 0 | 0 | 1 | 0 | 1 | 1 | 1 | 1 | 1 | 1 | 1 | 1 | 1 | 1 | 1 | 1 | 1 | 1 | 1 | 1 | 1 | 1 | 1 | [719 empty] | 0 | 121 | [61 empty] | 121 | 121 | #VALUE! | #VALUE! | [79 empty] | 0 | 0.03 |  | #VALUE! | #VALUE! | #VALUE! | #VALUE! | #VALUE! | #VALUE! | #VALUE! | #VALUE! | #VALUE! | #VALUE! | #VALUE! | #VALUE! | #VALUE! | #VALUE! | #VALUE! | #VALUE! | #VALUE! | #VALUE! | #VALUE! | #VALUE! | #VALUE! | #VALUE! | #VALUE! | #VALUE! | #VALUE! | #VALUE! | #VALUE! | #VALUE! | #VALUE! | #VALUE! | #VALUE! | #VALUE! | [190 empty] | 0 | [5 empty] | 0
Excess dummy low | [38 empty] | 122 | [8 empty] | 0 |  |  |  | 122 | 122 | [268 empty] | 0% | 0% | 0% | 0% | 0% | 0% | 0% | 0 | 0% | 0% | 0% | 0% | 0% | 0% | [81 empty] | 0 | 0 | 0 | 0 | [33 empty] | 0 | 0 | 0 | 0 | [190 empty] | 122 | [375 empty] | 122 | FALSE | #N/A | 0 | [149 empty] | 122 | [112 empty] | 122 |  |  |  |  | 0 |  | SRVCc_c | 0.016229 | 0.016536 | 0.030281 | 0.027194 | 0.023364 | 0.0021459 | 0.019954 | 0.019176 | 0.01884 | 0.018978 | 0.019236 | 0.019659 | 0.020046 | 0.020591 | 0.021033 | 0.021413 | 0.021502 | 0.021648 | 0.022014 | 0.021861 | 0.022173 | 0.0022401 | 0.022343 | 0.022169 | 0.021971 | 0.021985 | 0.022227 | 0.02209 | 0.02195 | 0.021817 | 0.021794 | [12 empty] | CDD | FRK1 | 33.7313 | 51.58 |  | 9.93 | 51.96 |  | CAMXc_w_ERM_1.5 | 41.3198 | 38.7276 | 35.5047 | 32.4622 | 29.5851 | 26.9079 | 24.1847 | 21.7145 | 19.3951 | 17.2234 | 15.1293 | 13.3647 | 11.6579 | 10.0699 | 8.5947 | 7.2309 | 5.9568 | 4.7916 | 3.8071 | 3.0225 | 2.397 | 2.0486 | 1.786 | 1.5571 | 1.3594 | 1.1764 | 1.0449 | 0.9201 | 0.81061 | 0.71099 | 0.61703 | 0.86905 |  |  |  | CAMXc_w_ERM_1.5 | 184.5976 | 175.7378 | 167.3032 | 159.2734 | 151.629 | 144.3515 | 137.4233 | 130.8276 | 124.5485 | 118.5707 | 112.8799 | 107.4622 | 102.3045 | 97.3943 | 92.7199 | 88.2697 | 84.0332 | 80 | 80 | 80 | 80 | 80 | 80 | 80 | 80 | 80 | 80 | 80 | 80 | 80 | 80 | [403 empty] | 0 | 0 | 1 | 1 | 1 | 1 | 0 | 0 | 1 | 0 | 1 | 1 | 1 | 1 | 1 | 1 | 1 | 1 | 1 | 1 | 1 | 1 | 1 | 1 | 1 | 1 | 1 | 1 | 1 | [719 empty] | 0 | 122 | [61 empty] | 122 | 122 | #VALUE! | #VALUE! | [79 empty] | 0 | 0.03 |  | #VALUE! | #VALUE! | #VALUE! | #VALUE! | #VALUE! | #VALUE! | #VALUE! | #VALUE! | #VALUE! | #VALUE! | #VALUE! | #VALUE! | #VALUE! | #VALUE! | #VALUE! | #VALUE! | #VALUE! | #VALUE! | #VALUE! | #VALUE! | #VALUE! | #VALUE! | #VALUE! | #VALUE! | #VALUE! | #VALUE! | #VALUE! | #VALUE! | #VALUE! | #VALUE! | #VALUE! | #VALUE! | [190 empty] | 0 | [5 empty] | 0
Excess dummy |  |  |  | #N/A | #N/A | #N/A | #N/A | 0 | 0 | 0 | 0 | 0 | 0 | 0 | 0 | 0 | 0 | 0 | 0 | 0 | 0 | 0 | 0 | 0 | 0 | 0 | 0 | 0 | 0 | 0 | 0 | 0 | 0 | 0 |  |  |  |  | 123 | [8 empty] | 0 |  |  |  | 123 | 123 | [268 empty] | 0% | 0% | 0% | 0% | 0% | 0% | 0% | 0 | 0% | 0% | 0% | 0% | 0% | 0% | [81 empty] | 0 | 0 | 0 | 0 | [33 empty] | 0 | 0 | 0 | 0 | [190 empty] | 123 | [375 empty] | 123 | FALSE | #N/A | 0 | [149 empty] | 123 | [112 empty] | 123 |  |  |  |  | 0 |  | SRVCc_mm | 0.016229 | 0.016536 | 0.030281 | 0.027194 | 0.023364 | 0.0021459 | 0.019954 | 0.019176 | 0.01884 | 0.018978 | 0.019236 | 0.019659 | 0.020046 | 0.020591 | 0.021033 | 0.021413 | 0.021502 | 0.021648 | 0.022014 | 0.021861 | 0.022173 | 0.0022401 | 0.022343 | 0.022169 | 0.021971 | 0.021985 | 0.022227 | 0.02209 | 0.02195 | 0.021817 | 0.021794 | [12 empty] | CDD | FRK2 | 66.2687 | 88.5 |  | 31.88 | 137.74 |  | ERCTc_vh_ERM_1.5 | 66.6292 | 62.4251 | 57.1982 | 52.2639 | 47.5977 | 43.2559 | 38.8394 | 34.8331 | 31.0715 | 27.5493 | 24.1532 | 21.2914 | 18.5233 | 15.9478 | 13.5552 | 11.3435 | 9.2771 | 7.3874 | 5.7906 | 4.5182 | 3.5038 | 2.9388 | 2.5129 | 2.1417 | 1.8211 | 1.5242 | 1.3109 | 1.1085 | 0.93099 | 0.76941 | 0.61703 | 0.79234 |  |  |  | ERCTc_vh_ERM_1.5 | 180.3633 | 172.9821 | 165.903 | 159.1136 | 152.602 | 146.3569 | 140.3674 | 134.623 | 129.1137 | 123.8298 | 118.7622 | 113.902 | 109.2406 | 104.7701 | 100.4825 | 96.3703 | 92.4264 | 88.644 | 85.0163 | 81.5371 | 78.2003 | 75 | 75 | 75 | 75 | 75 | 75 | 75 | 75 | 75 | 75 | [403 empty] | 0 | 0 | 1 | 1 | 1 | 1 | 0 | 0 | 1 | 0 | 1 | 1 | 1 | 1 | 1 | 1 | 1 | 1 | 1 | 1 | 1 | 1 | 1 | 1 | 1 | 1 | 1 | 1 | 1 | [719 empty] | 0 | 123 | [61 empty] | 123 | 123 | #VALUE! | #VALUE! | [79 empty] | 0 | 0.03 |  | #VALUE! | #VALUE! | #VALUE! | #VALUE! | #VALUE! | #VALUE! | #VALUE! | #VALUE! | #VALUE! | #VALUE! | #VALUE! | #VALUE! | #VALUE! | #VALUE! | #VALUE! | #VALUE! | #VALUE! | #VALUE! | #VALUE! | #VALUE! | #VALUE! | #VALUE! | #VALUE! | #VALUE! | #VALUE! | #VALUE! | #VALUE! | #VALUE! | #VALUE! | #VALUE! | #VALUE! | #VALUE! | [190 empty] | 0 | [5 empty] | 0
Stranding.after.Retrofit1.dummy |  |  |  | 0 | 0 | 0 | 0 | 0 | 0 | 0 | 0 | 0 | 0 | 0 | 0 | 0 | 0 | 0 | 0 | 0 | 0 | 0 | 0 | 0 | 0 | 0 | 0 | 0 | 0 | 0 | 0 | 0 | 0 | 0 |  |  |  |  | 124 | [8 empty] | 0 |  |  |  | 124 | 124 | [268 empty] | 0% | 0% | 0% | 0% | 0% | 0% | 0% | 0 | 0% | 0% | 0% | 0% | 0% | 0% | [81 empty] | 0 | 0 | 0 | 0 | [33 empty] | 0 | 0 | 0 | 0 | [190 empty] | 124 | [375 empty] | 124 | FALSE | #N/A | 0 | [149 empty] | 124 | [112 empty] | 124 |  |  |  |  | 0 |  | SRVCc_w | 0.016229 | 0.016536 | 0.030281 | 0.027194 | 0.023364 | 0.0021459 | 0.019954 | 0.019176 | 0.01884 | 0.018978 | 0.019236 | 0.019659 | 0.020046 | 0.020591 | 0.021033 | 0.021413 | 0.021502 | 0.021648 | 0.022014 | 0.021861 | 0.022173 | 0.0022401 | 0.022343 | 0.022169 | 0.021971 | 0.021985 | 0.022227 | 0.02209 | 0.02195 | 0.021817 | 0.021794 | [12 empty] | CDD | FRL0 | 111.318 | 117.21 |  | 96.73 | 221.59 |  | ERCTc_mm_ERM_1.5 | 74.7852 | 70.0617 | 64.1889 | 58.645 | 53.4023 | 48.524 | 43.5619 | 39.0607 | 34.8343 | 30.8769 | 27.0612 | 23.8458 | 20.7357 | 17.842 | 15.1538 | 12.6688 | 10.3471 | 8.2239 | 6.4299 | 5.0002 | 3.8605 | 3.2257 | 2.7471 | 2.33 | 1.9698 | 1.6363 | 1.3967 | 1.1693 | 0.96978 | 0.78824 | 0.61703 | 0.83905 |  |  |  | ERCTc_mm_ERM_1.5 | 228.4237 | 218.1781 | 208.392 | 199.0449 | 190.117 | 181.5895 | 173.4446 | 165.665 | 158.2343 | 151.1369 | 144.3579 | 137.8829 | 131.6984 | 125.7912 | 120.149 | 114.7599 | 109.6125 | 104.696 | 100 | 100 | 100 | 100 | 100 | 100 | 100 | 100 | 100 | 100 | 100 | 100 | 100 | [403 empty] | 0 | 0 | 1 | 1 | 1 | 1 | 0 | 0 | 1 | 0 | 1 | 1 | 1 | 1 | 1 | 1 | 1 | 1 | 1 | 1 | 1 | 1 | 1 | 1 | 1 | 1 | 1 | 1 | 1 | [719 empty] | 0 | 124 | [61 empty] | 124 | 124 | #VALUE! | #VALUE! | [79 empty] | 0 | 0.03 |  | #VALUE! | #VALUE! | #VALUE! | #VALUE! | #VALUE! | #VALUE! | #VALUE! | #VALUE! | #VALUE! | #VALUE! | #VALUE! | #VALUE! | #VALUE! | #VALUE! | #VALUE! | #VALUE! | #VALUE! | #VALUE! | #VALUE! | #VALUE! | #VALUE! | #VALUE! | #VALUE! | #VALUE! | #VALUE! | #VALUE! | #VALUE! | #VALUE! | #VALUE! | #VALUE! | #VALUE! | #VALUE! | [190 empty] | 0 | [5 empty] | 0
Stranding.x | #N/A | #N/A | [36 empty] | 125 | [8 empty] | 0 |  |  |  | 125 | 125 | [268 empty] | 0% | 0% | 0% | 0% | 0% | 0% | 0% | 0 | 0% | 0% | 0% | 0% | 0% | 0% | [81 empty] | 0 | 0 | 0 | 0 | [33 empty] | 0 | 0 | 0 | 0 | [190 empty] | 125 | [375 empty] | 125 | FALSE | #N/A | 0 | [149 empty] | 125 | [112 empty] | 125 |  |  |  |  | 0 |  | AKGD_vc | 0.016229 | 0.016536 | 0.030281 | 0.027194 | 0.023364 | 0.0021459 | 0.019954 | 0.019176 | 0.01884 | 0.018978 | 0.019236 | 0.019659 | 0.020046 | 0.020591 | 0.021033 | 0.021413 | 0.021502 | 0.021648 | 0.022014 | 0.021861 | 0.022173 | 0.0022401 | 0.022343 | 0.022169 | 0.021971 | 0.021985 | 0.022227 | 0.02209 | 0.02195 | 0.021817 | 0.021794 | [12 empty] | CDD | FRM0 | 176.548 | 180.07 |  | 189.31 | 352.39 |  | ERCTc_w_ERM_1.5 | 62.1368 | 58.2188 | 53.3476 | 48.7491 | 44.4005 | 40.3541 | 36.2382 | 32.5046 | 28.999 | 25.7165 | 22.5515 | 19.8844 | 17.3047 | 14.9045 | 12.6747 | 10.6135 | 8.6877 | 6.9266 | 5.4386 | 4.2527 | 3.3073 | 2.7808 | 2.3838 | 2.0379 | 1.7391 | 1.4624 | 1.2637 | 1.0751 | 0.90962 | 0.75904 | 0.61703 | 0.86822 |  |  |  | ERCTc_w_ERM_1.5 | 184.5976 | 176.2186 | 168.22 | 160.5844 | 153.2954 | 146.3373 | 139.6949 | 133.3541 | 127.3011 | 121.5229 | 116.0069 | 110.7413 | 105.7147 | 100.9163 | 96.3356 | 91.9629 | 87.7887 | 83.8039 | 80 | 80 | 80 | 80 | 80 | 80 | 80 | 80 | 80 | 80 | 80 | 80 | 80 | [403 empty] | 0 | 0 | 1 | 1 | 1 | 1 | 0 | 0 | 1 | 0 | 1 | 1 | 1 | 1 | 1 | 1 | 1 | 1 | 1 | 1 | 1 | 1 | 1 | 1 | 1 | 1 | 1 | 1 | 1 | [719 empty] | 0 | 125 | [61 empty] | 125 | 125 | #VALUE! | #VALUE! | [79 empty] | 0 | 0.03 |  | #VALUE! | #VALUE! | #VALUE! | #VALUE! | #VALUE! | #VALUE! | #VALUE! | #VALUE! | #VALUE! | #VALUE! | #VALUE! | #VALUE! | #VALUE! | #VALUE! | #VALUE! | #VALUE! | #VALUE! | #VALUE! | #VALUE! | #VALUE! | #VALUE! | #VALUE! | #VALUE! | #VALUE! | #VALUE! | #VALUE! | #VALUE! | #VALUE! | #VALUE! | #VALUE! | #VALUE! | #VALUE! | [190 empty] | 0 | [5 empty] | 0
Stranding.y | #N/A | #N/A | [36 empty] | 126 | [8 empty] | 0 |  |  |  | 126 | 126 | [268 empty] | 0% | 0% | 0% | 0% | 0% | 0% | 0% | 0 | 0% | 0% | 0% | 0% | 0% | 0% | [81 empty] | 0 | 0 | 0 | 0 | [33 empty] | 0 | 0 | 0 | 0 | [190 empty] | 126 | [375 empty] | 126 | FALSE | #N/A | 0 | [149 empty] | 126 | [112 empty] | 126 |  |  |  |  | 0 |  | AKMS_vc | 0.016229 | 0.016536 | 0.030281 | 0.027194 | 0.023364 | 0.0021459 | 0.019954 | 0.019176 | 0.01884 | 0.018978 | 0.019236 | 0.019659 | 0.020046 | 0.020591 | 0.021033 | 0.021413 | 0.021502 | 0.021648 | 0.022014 | 0.021861 | 0.022173 | 0.0022401 | 0.022343 | 0.022169 | 0.021971 | 0.021985 | 0.022227 | 0.02209 | 0.02195 | 0.021817 | 0.021794 | [12 empty] | CDD | HR03 | 212.3253 | 188.77 |  | 236.05 | 289.61 |  | FRCCc_vh_ERM_1.5 | 67.9292 | 63.6423 | 58.3125 | 53.281 | 48.5229 | 44.0956 | 39.5921 | 35.507 | 31.6713 | 28.0797 | 24.6167 | 21.6985 | 18.876 | 16.2497 | 13.81 | 11.5547 | 9.4476 | 7.5207 | 5.8925 | 4.595 | 3.5607 | 2.9845 | 2.5502 | 2.1717 | 1.8448 | 1.542 | 1.3246 | 1.1182 | 0.93717 | 0.77241 | 0.61703 | 0.80118 |  |  |  | FRCCc_vh_ERM_1.5 | 180.3633 | 171.2897 | 162.6726 | 154.489 | 146.7171 | 139.3362 | 132.3265 | 125.6696 | 119.3475 | 113.3434 | 107.6414 | 102.2263 | 97.0836 | 92.1995 | 87.5612 | 83.1563 | 78.9729 | 75 | 75 | 75 | 75 | 75 | 75 | 75 | 75 | 75 | 75 | 75 | 75 | 75 | 75 | [403 empty] | 0 | 0 | 1 | 1 | 1 | 1 | 0 | 0 | 1 | 0 | 1 | 1 | 1 | 1 | 1 | 1 | 1 | 1 | 1 | 1 | 1 | 1 | 1 | 1 | 1 | 1 | 1 | 1 | 1 | [719 empty] | 0 | 126 | [61 empty] | 126 | 126 | #VALUE! | #VALUE! | [79 empty] | 0 | 0.03 |  | #VALUE! | #VALUE! | #VALUE! | #VALUE! | #VALUE! | #VALUE! | #VALUE! | #VALUE! | #VALUE! | #VALUE! | #VALUE! | #VALUE! | #VALUE! | #VALUE! | #VALUE! | #VALUE! | #VALUE! | #VALUE! | #VALUE! | #VALUE! | #VALUE! | #VALUE! | #VALUE! | #VALUE! | #VALUE! | #VALUE! | #VALUE! | #VALUE! | #VALUE! | #VALUE! | #VALUE! | #VALUE! | [190 empty] | 0 | [5 empty] | 0
Discounted.costs.excess | 0 |  |  | #N/A | #N/A | #N/A | #N/A | #VALUE! | #VALUE! | #VALUE! | #VALUE! | #VALUE! | #VALUE! | #VALUE! | #VALUE! | #VALUE! | #VALUE! | #VALUE! | #VALUE! | #VALUE! | #VALUE! | #VALUE! | #VALUE! | #VALUE! | #VALUE! | #VALUE! | #VALUE! | #VALUE! | #VALUE! | #VALUE! | #VALUE! | #VALUE! | #VALUE! | #VALUE! |  |  |  |  | 127 | [8 empty] | 0 |  |  |  | 127 | 127 | [268 empty] | 0% | 0% | 0% | 0% | 0% | 0% | 0% | 0 | 0% | 0% | 0% | 0% | 0% | 0% | [81 empty] | 0 | 0 | 0 | 0 | [33 empty] | 0 | 0 | 0 | 0 | [190 empty] | 127 | [375 empty] | 127 | FALSE | #N/A | 0 | [149 empty] | 127 | [112 empty] | 127 |  |  |  |  | 0 |  | HIMS_vh | 0.016229 | 0.016536 | 0.030281 | 0.027194 | 0.023364 | 0.0021459 | 0.019954 | 0.019176 | 0.01884 | 0.018978 | 0.019236 | 0.019659 | 0.020046 | 0.020591 | 0.021033 | 0.021413 | 0.021502 | 0.021648 | 0.022014 | 0.021861 | 0.022173 | 0.0022401 | 0.022343 | 0.022169 | 0.021971 | 0.021985 | 0.022227 | 0.02209 | 0.02195 | 0.021817 | 0.021794 | [12 empty] | CDD | HR04 | 122.4353 | 84.57 |  | 167.03 | 148.33 |  | MROEc_vc_ERM_1.5 | 147.8472 | 138.4707 | 126.8128 | 115.8076 | 105.4004 | 95.7166 | 85.8663 | 76.931 | 68.5413 | 60.6855 | 53.1109 | 46.7281 | 40.5543 | 34.81 | 29.4738 | 24.5407 | 19.932 | 15.7172 | 12.156 | 9.318 | 7.0556 | 5.7954 | 4.8454 | 4.0175 | 3.3025 | 2.6403 | 2.1647 | 1.7133 | 1.3173 | 0.9569 | 0.61703 | 0.86327 |  |  |  | MROEc_vc_ERM_1.5 | 317.5186 | 302.1505 | 287.5262 | 273.6098 | 260.3669 | 247.7649 | 235.7729 | 224.3614 | 213.5021 | 203.1685 | 193.335 | 183.9774 | 175.0728 | 166.5991 | 158.5356 | 150.8624 | 143.5606 | 136.6121 | 130 | 130 | 130 | 130 | 130 | 130 | 130 | 130 | 130 | 130 | 130 | 130 | 130 | [403 empty] | 0 | 0 | 1 | 1 | 1 | 1 | 0 | 0 | 1 | 0 | 1 | 1 | 1 | 1 | 1 | 1 | 1 | 1 | 1 | 1 | 1 | 1 | 1 | 1 | 1 | 1 | 1 | 1 | 1 | [719 empty] | 0 | 127 | [61 empty] | 127 | 127 | #VALUE! | #VALUE! | [79 empty] | 0 | 0.03 |  | #VALUE! | #VALUE! | #VALUE! | #VALUE! | #VALUE! | #VALUE! | #VALUE! | #VALUE! | #VALUE! | #VALUE! | #VALUE! | #VALUE! | #VALUE! | #VALUE! | #VALUE! | #VALUE! | #VALUE! | #VALUE! | #VALUE! | #VALUE! | #VALUE! | #VALUE! | #VALUE! | #VALUE! | #VALUE! | #VALUE! | #VALUE! | #VALUE! | #VALUE! | #VALUE! | #VALUE! | #VALUE! | [190 empty] | 0 | [5 empty] | 0
Discounted.value.excess | 0 |  |  |  | #VALUE! | #VALUE! | #VALUE! | 0 | 0 | 0 | 0 | 0 | 0 | 0 | 0 | 0 | 0 | 0 | 0 | 0 | 0 | 0 | 0 | 0 | 0 | 0 | 0 | 0 | 0 | 0 | 0 | 0 | 0 | 0 |  |  |  |  | 128 | [8 empty] | 0 |  |  |  | 128 | 128 | [268 empty] | 0% | 0% | 0% | 0% | 0% | 0% | 0% | 0 | 0% | 0% | 0% | 0% | 0% | 0% | [81 empty] | 0 | 0 | 0 | 0 | [33 empty] | 0 | 0 | 0 | 0 | [190 empty] | 128 | [375 empty] | 128 | FALSE | #N/A | 0 | [149 empty] | 128 | [112 empty] | 128 |  |  |  |  | 0 |  | HIOA_vh | 0.016229 | 0.016536 | 0.030281 | 0.027194 | 0.023364 | 0.0021459 | 0.019954 | 0.019176 | 0.01884 | 0.018978 | 0.019236 | 0.019659 | 0.020046 | 0.020591 | 0.021033 | 0.021413 | 0.021502 | 0.021648 | 0.022014 | 0.021861 | 0.022173 | 0.0022401 | 0.022343 | 0.022169 | 0.021971 | 0.021985 | 0.022227 | 0.02209 | 0.02195 | 0.021817 | 0.021794 | [12 empty] | CDD | ITC1 | 138.5973 | 136.56 |  | 113.2 | 277.42 |  | MROWc_vc_ERM_1.5 | 104.1857 | 97.5897 | 89.389 | 81.6475 | 74.3266 | 67.5145 | 60.5854 | 54.2998 | 48.3981 | 42.872 | 37.5437 | 33.0537 | 28.7108 | 24.67 | 20.9162 | 17.4461 | 14.2041 | 11.2392 | 8.7341 | 6.7377 | 5.1462 | 4.2597 | 3.5914 | 3.0091 | 2.5061 | 2.0403 | 1.7057 | 1.3882 | 1.1096 | 0.85611 | 0.61703 | 0.82763 |  |  |  | MROWc_vc_ERM_1.5 | 317.5186 | 301.27 | 285.8529 | 271.2248 | 257.3452 | 244.1759 | 231.6805 | 219.8246 | 208.5753 | 197.9018 | 187.7744 | 178.1653 | 169.0479 | 160.3971 | 152.189 | 144.4009 | 137.0114 | 130 | 130 | 130 | 130 | 130 | 130 | 130 | 130 | 130 | 130 | 130 | 130 | 130 | 130 | [403 empty] | 0 | 0 | 1 | 1 | 1 | 1 | 0 | 0 | 1 | 0 | 1 | 1 | 1 | 1 | 1 | 1 | 1 | 1 | 1 | 1 | 1 | 1 | 1 | 1 | 1 | 1 | 1 | 1 | 1 | [719 empty] | 0 | 128 | [61 empty] | 128 | 128 | #VALUE! | #VALUE! | [79 empty] | 0 | 0.03 |  | #VALUE! | #VALUE! | #VALUE! | #VALUE! | #VALUE! | #VALUE! | #VALUE! | #VALUE! | #VALUE! | #VALUE! | #VALUE! | #VALUE! | #VALUE! | #VALUE! | #VALUE! | #VALUE! | #VALUE! | #VALUE! | #VALUE! | #VALUE! | #VALUE! | #VALUE! | #VALUE! | #VALUE! | #VALUE! | #VALUE! | #VALUE! | #VALUE! | #VALUE! | #VALUE! | #VALUE! | #VALUE! | [190 empty] | 0 | [5 empty] | 0
Stranding.year | #N/A | [37 empty] | 129 | [8 empty] | 0 |  |  |  | 129 | 129 | [268 empty] | 0% | 0% | 0% | 0% | 0% | 0% | 0% | 0 | 0% | 0% | 0% | 0% | 0% | 0% | [81 empty] | 0 | 0 | 0 | 0 | [33 empty] | 0 | 0 | 0 | 0 | [190 empty] | 129 | [375 empty] | 129 | FALSE | #N/A | 0 | [149 empty] | 129 | [112 empty] | 129 |  |  |  |  | 0 |  | AB | 0.016229 | 0.016536 | 0.030281 | 0.027194 | 0.023364 | 0.0021459 | 0.019954 | 0.019176 | 0.01884 | 0.018978 | 0.019236 | 0.019659 | 0.020046 | 0.020591 | 0.021033 | 0.021413 | 0.021502 | 0.021648 | 0.022014 | 0.021861 | 0.022173 | 0.0022401 | 0.022343 | 0.022169 | 0.021971 | 0.021985 | 0.022227 | 0.02209 | 0.02195 | 0.021817 | 0.021794 | [12 empty] | CDD | ITC2 | 2.1007 | 3.43 |  | 1.34 | 5.86 |  | MROWc_c_ERM_1.5 | 94.0398 | 88.09 | 80.6927 | 73.7095 | 67.1058 | 60.9611 | 54.7107 | 49.0409 | 43.7174 | 38.7326 | 33.9263 | 29.8761 | 25.9587 | 22.3137 | 18.9277 | 15.7975 | 12.8731 | 10.1987 | 7.9389 | 6.1381 | 4.7025 | 3.9029 | 3.3001 | 2.7748 | 2.321 | 1.9009 | 1.5991 | 1.3126 | 1.0614 | 0.83269 | 0.61703 | 0.7925 |  |  |  | MROWc_c_ERM_1.5 | 262.3081 | 249.9447 | 238.1641 | 226.9387 | 216.2424 | 206.0502 | 196.3385 | 187.0844 | 178.2666 | 169.8643 | 161.8581 | 154.2293 | 146.96 | 140.0333 | 133.4331 | 127.144 | 121.1513 | 115.4411 | 110 | 110 | 110 | 110 | 110 | 110 | 110 | 110 | 110 | 110 | 110 | 110 | 110 | [403 empty] | 0 | 0 | 1 | 1 | 1 | 1 | 0 | 0 | 1 | 0 | 1 | 1 | 1 | 1 | 1 | 1 | 1 | 1 | 1 | 1 | 1 | 1 | 1 | 1 | 1 | 1 | 1 | 1 | 1 | [719 empty] | 0 | 129 | [61 empty] | 129 | 129 | #VALUE! | #VALUE! | [79 empty] | 0 | 0.03 |  | #VALUE! | #VALUE! | #VALUE! | #VALUE! | #VALUE! | #VALUE! | #VALUE! | #VALUE! | #VALUE! | #VALUE! | #VALUE! | #VALUE! | #VALUE! | #VALUE! | #VALUE! | #VALUE! | #VALUE! | #VALUE! | #VALUE! | #VALUE! | #VALUE! | #VALUE! | #VALUE! | #VALUE! | #VALUE! | #VALUE! | #VALUE! | #VALUE! | #VALUE! | #VALUE! | #VALUE! | #VALUE! | [190 empty] | 0 | [5 empty] | 0
Cost.excess.after.RF1 |  |  |  | #N/A | #N/A | #N/A | #N/A | #N/A | #N/A | #N/A | #N/A | #N/A | #N/A | #N/A | #N/A | #N/A | #N/A | #N/A | #N/A | #N/A | #N/A | #N/A | #N/A | #N/A | #N/A | #N/A | #N/A | #N/A | #N/A | #N/A | #N/A | #N/A | #N/A | #N/A |  |  |  |  | 130 | [8 empty] | 0 |  |  |  | 130 | 130 | [268 empty] | 0% | 0% | 0% | 0% | 0% | 0% | 0% | 0 | 0% | 0% | 0% | 0% | 0% | 0% | [81 empty] | 0 | 0 | 0 | 0 | [33 empty] | 0 | 0 | 0 | 0 | [190 empty] | 130 | [375 empty] | 130 | FALSE | #N/A | 0 | [149 empty] | 130 | [112 empty] | 130 |  |  |  |  | 0 |  | MB | 0.016229 | 0.016536 | 0.030281 | 0.027194 | 0.023364 | 0.0021459 | 0.019954 | 0.019176 | 0.01884 | 0.018978 | 0.019236 | 0.019659 | 0.020046 | 0.020591 | 0.021033 | 0.021413 | 0.021502 | 0.021648 | 0.022014 | 0.021861 | 0.022173 | 0.0022401 | 0.022343 | 0.022169 | 0.021971 | 0.021985 | 0.022227 | 0.02209 | 0.02195 | 0.021817 | 0.021794 | [12 empty] | CDD | ITC3 | 150.1593 | 160.57 |  | 120.54 | 287.47 |  | NEWEc_vc_ERM_1.5 | 68.1203 | 63.8212 | 58.4763 | 53.4305 | 48.6589 | 44.219 | 39.7028 | 35.6061 | 31.7595 | 28.1577 | 24.6848 | 21.7584 | 18.9278 | 16.2941 | 13.8475 | 11.5858 | 9.4727 | 7.5403 | 5.9075 | 4.6063 | 3.569 | 2.9913 | 2.5557 | 2.1761 | 1.8483 | 1.5447 | 1.3266 | 1.1197 | 0.93808 | 0.77285 | 0.61703 | 0.79361 |  |  |  | NEWEc_vc_ERM_1.5 | 317.5186 | 296.4398 | 276.7602 | 258.3872 | 241.2338 | 225.2192 | 210.2678 | 196.3089 | 183.2767 | 171.1096 | 159.7503 | 149.1451 | 139.2439 | 130 | 130 | 130 | 130 | 130 | 130 | 130 | 130 | 130 | 130 | 130 | 130 | 130 | 130 | 130 | 130 | 130 | 130 | [403 empty] | 0 | 0 | 1 | 1 | 1 | 1 | 0 | 0 | 1 | 0 | 1 | 1 | 1 | 1 | 1 | 1 | 1 | 1 | 1 | 1 | 1 | 1 | 1 | 1 | 1 | 1 | 1 | 1 | 1 | [719 empty] | 0 | 130 | [61 empty] | 130 | 130 | #VALUE! | #VALUE! | [79 empty] | 0 | 0.03 |  | #VALUE! | #VALUE! | #VALUE! | #VALUE! | #VALUE! | #VALUE! | #VALUE! | #VALUE! | #VALUE! | #VALUE! | #VALUE! | #VALUE! | #VALUE! | #VALUE! | #VALUE! | #VALUE! | #VALUE! | #VALUE! | #VALUE! | #VALUE! | #VALUE! | #VALUE! | #VALUE! | #VALUE! | #VALUE! | #VALUE! | #VALUE! | #VALUE! | #VALUE! | #VALUE! | #VALUE! | #VALUE! | [190 empty] | 0 | [5 empty] | 0
Costs |  |  |  | #N/A | #N/A | #N/A | #N/A | #N/A | #N/A | #N/A | #N/A | #N/A | #N/A | #N/A | #N/A | #N/A | #N/A | #N/A | #N/A | #N/A | #N/A | #N/A | #N/A | #N/A | #N/A | #N/A | #N/A | #N/A | #N/A | #N/A | #N/A | #N/A | #N/A | #N/A |  |  |  |  | 131 | [8 empty] | 0 |  |  |  | 131 | 131 | [268 empty] | 0% | 0% | 0% | 0% | 0% | 0% | 0% | 0 | 0% | 0% | 0% | 0% | 0% | 0% | [81 empty] | 0 | 0 | 0 | 0 | [33 empty] | 0 | 0 | 0 | 0 | [190 empty] | 131 | [375 empty] | 131 | FALSE | #N/A | 0 | [149 empty] | 131 | [112 empty] | 131 |  |  |  |  | 0 |  | QC | 0.016229 | 0.016536 | 0.030281 | 0.027194 | 0.023364 | 0.0021459 | 0.019954 | 0.019176 | 0.01884 | 0.018978 | 0.019236 | 0.019659 | 0.020046 | 0.020591 | 0.021033 | 0.021413 | 0.021502 | 0.021648 | 0.022014 | 0.021861 | 0.022173 | 0.0022401 | 0.022343 | 0.022169 | 0.021971 | 0.021985 | 0.022227 | 0.02209 | 0.02195 | 0.021817 | 0.021794 | [12 empty] | CDD | ITC4 | 193.18 | 189.1 |  | 158.14 | 300.38 |  | NEWEc_c_ERM_1.5 | 58.0924 | 54.432 | 49.881 | 45.5848 | 41.5221 | 37.7417 | 33.8964 | 30.4083 | 27.1331 | 24.0664 | 21.1095 | 18.6177 | 16.2076 | 13.9652 | 11.8821 | 9.9563 | 8.1572 | 6.5118 | 5.1216 | 4.0137 | 3.1305 | 2.6386 | 2.2677 | 1.9445 | 1.6654 | 1.4069 | 1.2212 | 1.045 | 0.89039 | 0.7497 | 0.61703 | 0.79297 |  |  |  | NEWEc_c_ERM_1.5 | 262.3081 | 245.3463 | 229.4813 | 214.6422 | 200.7626 | 187.7805 | 175.6379 | 164.2805 | 153.6575 | 143.7215 | 134.4279 | 125.7353 | 117.6048 | 110 | 110 | 110 | 110 | 110 | 110 | 110 | 110 | 110 | 110 | 110 | 110 | 110 | 110 | 110 | 110 | 110 | 110 | [403 empty] | 0 | 0 | 1 | 1 | 1 | 1 | 0 | 0 | 1 | 0 | 1 | 1 | 1 | 1 | 1 | 1 | 1 | 1 | 1 | 1 | 1 | 1 | 1 | 1 | 1 | 1 | 1 | 1 | 1 | [719 empty] | 0 | 131 | [61 empty] | 131 | 131 | #VALUE! | #VALUE! | [79 empty] | 0 | 0.03 |  | #VALUE! | #VALUE! | #VALUE! | #VALUE! | #VALUE! | #VALUE! | #VALUE! | #VALUE! | #VALUE! | #VALUE! | #VALUE! | #VALUE! | #VALUE! | #VALUE! | #VALUE! | #VALUE! | #VALUE! | #VALUE! | #VALUE! | #VALUE! | #VALUE! | #VALUE! | #VALUE! | #VALUE! | #VALUE! | #VALUE! | #VALUE! | #VALUE! | #VALUE! | #VALUE! | #VALUE! | #VALUE! | [190 empty] | 0 | [5 empty] | 0
Value |  |  |  | #N/A | #N/A | #N/A | #N/A | #N/A | #N/A | #N/A | #N/A | #N/A | #N/A | #N/A | #N/A | #N/A | #N/A | #N/A | #N/A | #N/A | #N/A | #N/A | #N/A | #N/A | #N/A | #N/A | #N/A | #N/A | #N/A | #N/A | #N/A | #N/A | #N/A | #N/A |  |  |  |  | 132 | [8 empty] | 0 |  |  |  | 132 | 132 | [268 empty] | 0% | 0% | 0% | 0% | 0% | 0% | 0% | 0 | 0% | 0% | 0% | 0% | 0% | 0% | [81 empty] | 0 | 0 | 0 | 0 | [33 empty] | 0 | 0 | 0 | 0 | [190 empty] | 132 | [375 empty] | 132 | FALSE | #N/A | 0 | [149 empty] | 132 | [112 empty] | 132 |  |  |  |  | 0 |  | ON | 0.016229 | 0.016536 | 0.030281 | 0.027194 | 0.023364 | 0.0021459 | 0.019954 | 0.019176 | 0.01884 | 0.018978 | 0.019236 | 0.019659 | 0.020046 | 0.020591 | 0.021033 | 0.021413 | 0.021502 | 0.021648 | 0.022014 | 0.021861 | 0.022173 | 0.0022401 | 0.022343 | 0.022169 | 0.021971 | 0.021985 | 0.022227 | 0.02209 | 0.02195 | 0.021817 | 0.021794 | [12 empty] | CDD | ITH1 | 5.1027 | 3.16 |  | 3.37 | 10.95 |  | NWPPc_vc_ERM_1.5 | 73.7482 | 69.0908 | 63.3001 | 57.8337 | 52.6643 | 47.8542 | 42.9615 | 38.5232 | 34.3559 | 30.4539 | 26.6914 | 23.521 | 20.4544 | 17.6011 | 14.9506 | 12.5003 | 10.211 | 8.1175 | 6.3486 | 4.9389 | 3.8151 | 3.1892 | 2.7173 | 2.3061 | 1.9509 | 1.622 | 1.3858 | 1.1616 | 0.96485 | 0.78585 | 0.61703 | 0.79441 |  |  |  | NWPPc_vc_ERM_1.5 | 317.5186 | 299.1673 | 281.8767 | 265.5853 | 250.2355 | 235.7729 | 222.1462 | 209.307 | 197.2099 | 185.812 | 175.0728 | 164.9543 | 155.4206 | 146.4379 | 137.9744 | 130 | 130 | 130 | 130 | 130 | 130 | 130 | 130 | 130 | 130 | 130 | 130 | 130 | 130 | 130 | 130 | [403 empty] | 0 | 0 | 1 | 1 | 1 | 1 | 0 | 0 | 1 | 0 | 1 | 1 | 1 | 1 | 1 | 1 | 1 | 1 | 1 | 1 | 1 | 1 | 1 | 1 | 1 | 1 | 1 | 1 | 1 | [719 empty] | 0 | 132 | [61 empty] | 132 | 132 | #VALUE! | #VALUE! | [79 empty] | 0 | 0.03 |  | #VALUE! | #VALUE! | #VALUE! | #VALUE! | #VALUE! | #VALUE! | #VALUE! | #VALUE! | #VALUE! | #VALUE! | #VALUE! | #VALUE! | #VALUE! | #VALUE! | #VALUE! | #VALUE! | #VALUE! | #VALUE! | #VALUE! | #VALUE! | #VALUE! | #VALUE! | #VALUE! | #VALUE! | #VALUE! | #VALUE! | #VALUE! | #VALUE! | #VALUE! | #VALUE! | #VALUE! | #VALUE! | [190 empty] | 0 | [5 empty] | 0
Discounted excess.costs.RF1 | 0 |  |  | #N/A | #N/A | #N/A | #N/A | #N/A | #N/A | #N/A | #N/A | #N/A | #N/A | #N/A | #N/A | #N/A | #N/A | #N/A | #N/A | #N/A | #N/A | #N/A | #N/A | #N/A | #N/A | #N/A | #N/A | #N/A | #N/A | #N/A | #N/A | #N/A | #N/A | #N/A |  |  |  |  | 133 | [8 empty] | 0 |  |  |  | 133 | 133 | [268 empty] | 0% | 0% | 0% | 0% | 0% | 0% | 0% | 0 | 0% | 0% | 0% | 0% | 0% | 0% | [81 empty] | 0 | 0 | 0 | 0 | [33 empty] | 0 | 0 | 0 | 0 | [190 empty] | 133 | [375 empty] | 133 | FALSE | #N/A | 0 | [149 empty] | 133 | [112 empty] | 133 |  |  |  |  | 0 |  | SK | 0.016229 | 0.016536 | 0.030281 | 0.027194 | 0.023364 | 0.0021459 | 0.019954 | 0.019176 | 0.01884 | 0.018978 | 0.019236 | 0.019659 | 0.020046 | 0.020591 | 0.021033 | 0.021413 | 0.021502 | 0.021648 | 0.022014 | 0.021861 | 0.022173 | 0.0022401 | 0.022343 | 0.022169 | 0.021971 | 0.021985 | 0.022227 | 0.02209 | 0.02195 | 0.021817 | 0.021794 | [12 empty] | CDD | ITH2 | 28.8327 | 17.35 |  | 16.55 | 46.02 |  | NWPPc_c_ERM_1.5 | 63.7019 | 59.6842 | 54.6891 | 49.9736 | 45.5144 | 41.3651 | 37.1445 | 33.3159 | 29.7211 | 26.355 | 23.1095 | 20.3746 | 17.7293 | 15.268 | 12.9815 | 10.8678 | 8.8931 | 7.0871 | 5.5612 | 4.3452 | 3.3758 | 2.8358 | 2.4288 | 2.0741 | 1.7677 | 1.484 | 1.2802 | 1.0868 | 0.91707 | 0.76265 | 0.61703 | 0.80093 |  |  |  | NWPPc_c_ERM_1.5 | 262.3081 | 248.4409 | 235.3067 | 222.8669 | 211.0848 | 199.9255 | 189.3562 | 179.3457 | 169.8643 | 160.8842 | 152.3789 | 144.3232 | 136.6934 | 129.4669 | 122.6225 | 116.1399 | 110 | 110 | 110 | 110 | 110 | 110 | 110 | 110 | 110 | 110 | 110 | 110 | 110 | 110 | 110 | [403 empty] | 0 | 0 | 1 | 1 | 1 | 1 | 0 | 0 | 1 | 0 | 1 | 1 | 1 | 1 | 1 | 1 | 1 | 1 | 1 | 1 | 1 | 1 | 1 | 1 | 1 | 1 | 1 | 1 | 1 | [719 empty] | 0 | 133 | [61 empty] | 133 | 133 | #VALUE! | #VALUE! | [79 empty] | 0 | 0.03 |  | #VALUE! | #VALUE! | #VALUE! | #VALUE! | #VALUE! | #VALUE! | #VALUE! | #VALUE! | #VALUE! | #VALUE! | #VALUE! | #VALUE! | #VALUE! | #VALUE! | #VALUE! | #VALUE! | #VALUE! | #VALUE! | #VALUE! | #VALUE! | #VALUE! | #VALUE! | #VALUE! | #VALUE! | #VALUE! | #VALUE! | #VALUE! | #VALUE! | #VALUE! | #VALUE! | #VALUE! | #VALUE! | [190 empty] | 0 | [5 empty] | 0
Discounted excess.value.RF1 | 0 |  |  | #N/A | #N/A | #N/A | #N/A | #N/A | #N/A | #N/A | #N/A | #N/A | #N/A | #N/A | #N/A | #N/A | #N/A | #N/A | #N/A | #N/A | #N/A | #N/A | #N/A | #N/A | #N/A | #N/A | #N/A | #N/A | #N/A | #N/A | #N/A | #N/A | #N/A | #N/A |  |  |  |  | 134 | [8 empty] | 0 |  |  |  | 134 | 134 | [268 empty] | 0% | 0% | 0% | 0% | 0% | 0% | 0% | 0 | 0% | 0% | 0% | 0% | 0% | 0% | [81 empty] | 0 | 0 | 0 | 0 | [33 empty] | 0 | 0 | 0 | 0 | [190 empty] | 134 | [264 empty] | Σ | [110 empty] | 134 | FALSE | #N/A | 0 | [262 empty] | 134 |  |  |  |  | 0 |  | NL | 0.016229 | 0.016536 | 0.030281 | 0.027194 | 0.023364 | 0.0021459 | 0.019954 | 0.019176 | 0.01884 | 0.018978 | 0.019236 | 0.019659 | 0.020046 | 0.020591 | 0.021033 | 0.021413 | 0.021502 | 0.021648 | 0.022014 | 0.021861 | 0.022173 | 0.0022401 | 0.022343 | 0.022169 | 0.021971 | 0.021985 | 0.022227 | 0.02209 | 0.02195 | 0.021817 | 0.021794 | [12 empty] | CDD | ITH3 | 228.712 | 174.76 |  | 199.79 | 283.75 |  | NWPPc_mm_ERM_1.5 | 57.5307 | 53.9061 | 49.3996 | 45.1454 | 41.1224 | 37.379 | 33.5712 | 30.1172 | 26.874 | 23.8373 | 20.9092 | 18.4418 | 16.0553 | 13.8348 | 11.772 | 9.865 | 8.0835 | 6.4542 | 5.0776 | 3.9805 | 3.1059 | 2.6188 | 2.2516 | 1.9315 | 1.6551 | 1.3992 | 1.2153 | 1.0408 | 0.88772 | 0.74841 | 0.61703 | 0.80861 |  |  |  | NWPPc_mm_ERM_1.5 | 228.4237 | 216.9301 | 206.0148 | 195.6488 | 185.8043 | 176.4552 | 167.5765 | 159.1446 | 151.1369 | 143.5322 | 136.3101 | 129.4514 | 122.9378 | 116.7519 | 110.8773 | 105.2983 | 100 | 100 | 100 | 100 | 100 | 100 | 100 | 100 | 100 | 100 | 100 | 100 | 100 | 100 | 100 | [403 empty] | 0 | 0 | 1 | 1 | 1 | 1 | 0 | 0 | 1 | 0 | 1 | 1 | 1 | 1 | 1 | 1 | 1 | 1 | 1 | 1 | 1 | 1 | 1 | 1 | 1 | 1 | 1 | 1 | 1 | [719 empty] | 0 | 134 | [61 empty] | 134 | 134 | #VALUE! | #VALUE! | [79 empty] | 0 | 0.03 |  | #VALUE! | #VALUE! | #VALUE! | #VALUE! | #VALUE! | #VALUE! | #VALUE! | #VALUE! | #VALUE! | #VALUE! | #VALUE! | #VALUE! | #VALUE! | #VALUE! | #VALUE! | #VALUE! | #VALUE! | #VALUE! | #VALUE! | #VALUE! | #VALUE! | #VALUE! | #VALUE! | #VALUE! | #VALUE! | #VALUE! | #VALUE! | #VALUE! | #VALUE! | #VALUE! | #VALUE! | #VALUE! | [190 empty] | 0 | [5 empty] | 0
Discounted.costs.excess | 0 |  |  | #N/A | #N/A | #N/A | #N/A | #VALUE! | #VALUE! | #VALUE! | #VALUE! | #VALUE! | #VALUE! | #VALUE! | #VALUE! | #VALUE! | #VALUE! | #VALUE! | #VALUE! | #VALUE! | #VALUE! | #VALUE! | #VALUE! | #VALUE! | #VALUE! | #VALUE! | #VALUE! | #VALUE! | #VALUE! | #VALUE! | #VALUE! | #VALUE! | #VALUE! | #VALUE! |  |  |  |  | 135 | [8 empty] | 0 |  |  |  | 135 | 135 | [268 empty] | 0% | 0% | 0% | 0% | 0% | 0% | 0% | 0 | 0% | 0% | 0% | 0% | 0% | 0% | [81 empty] | 0 | 0 | 0 | 0 | [33 empty] | 0 | 0 | 0 | 0 | [190 empty] | 135 | [375 empty] | 135 | FALSE | #N/A | 0 | [262 empty] | 135 |  |  |  |  | 0 |  | PE | 0.016229 | 0.016536 | 0.030281 | 0.027194 | 0.023364 | 0.0021459 | 0.019954 | 0.019176 | 0.01884 | 0.018978 | 0.019236 | 0.019659 | 0.020046 | 0.020591 | 0.021033 | 0.021413 | 0.021502 | 0.021648 | 0.022014 | 0.021861 | 0.022173 | 0.0022401 | 0.022343 | 0.022169 | 0.021971 | 0.021985 | 0.022227 | 0.02209 | 0.02195 | 0.021817 | 0.021794 | [12 empty] | CDD | ITH4 | 139.002 | 98.23 |  | 131.83 | 202.5 |  | NWPPc_w_ERM_1.5 | 47.3156 | 44.3415 | 40.6439 | 37.1532 | 33.8523 | 30.7808 | 27.6565 | 24.8223 | 22.1613 | 19.6696 | 17.2671 | 15.2426 | 13.2844 | 11.4624 | 9.7698 | 8.2052 | 6.7434 | 5.4065 | 4.277 | 3.3768 | 2.6592 | 2.2595 | 1.9582 | 1.6956 | 1.4688 | 1.2588 | 1.1079 | 0.96474 | 0.83913 | 0.72483 | 0.61703 | 0.79449 |  |  |  | NWPPc_w_ERM_1.5 | 184.5976 | 175.7378 | 167.3032 | 159.2734 | 151.629 | 144.3515 | 137.4233 | 130.8276 | 124.5485 | 118.5707 | 112.8799 | 107.4622 | 102.3045 | 97.3943 | 92.7199 | 88.2697 | 84.0332 | 80 | 80 | 80 | 80 | 80 | 80 | 80 | 80 | 80 | 80 | 80 | 80 | 80 | 80 | [403 empty] | 0 | 0 | 1 | 1 | 1 | 1 | 0 | 0 | 1 | 0 | 1 | 1 | 1 | 1 | 1 | 1 | 1 | 1 | 1 | 1 | 1 | 1 | 1 | 1 | 1 | 1 | 1 | 1 | 1 | [719 empty] | 0 | 135 | [61 empty] | 135 | 135 | #VALUE! | #VALUE! | [79 empty] | 0 | 0.03 |  | #VALUE! | #VALUE! | #VALUE! | #VALUE! | #VALUE! | #VALUE! | #VALUE! | #VALUE! | #VALUE! | #VALUE! | #VALUE! | #VALUE! | #VALUE! | #VALUE! | #VALUE! | #VALUE! | #VALUE! | #VALUE! | #VALUE! | #VALUE! | #VALUE! | #VALUE! | #VALUE! | #VALUE! | #VALUE! | #VALUE! | #VALUE! | #VALUE! | #VALUE! | #VALUE! | #VALUE! | #VALUE! | [190 empty] | 0 | [5 empty] | 0
Discounted.value.excess | 0 |  |  |  | #VALUE! | #VALUE! | #VALUE! | 0 | 0 | 0 | 0 | 0 | 0 | 0 | 0 | 0 | 0 | 0 | 0 | 0 | 0 | 0 | 0 | 0 | 0 | 0 | 0 | 0 | 0 | 0 | 0 | 0 | 0 | 0 |  |  |  |  | 136 | [8 empty] | 0 |  |  |  | 136 | 136 | [268 empty] | 0% | 0% | 0% | 0% | 0% | 0% | 0% | 0 | 0% | 0% | 0% | 0% | 0% | 0% | [81 empty] | 0 | 0 | 0 | 0 | [33 empty] | 0 | 0 | 0 | 0 | [190 empty] | 136 | [375 empty] | 136 | FALSE | #N/A | 0 | [262 empty] | 136 |  |  |  |  | 0 |  | NS | 0.016229 | 0.016536 | 0.030281 | 0.027194 | 0.023364 | 0.0021459 | 0.019954 | 0.019176 | 0.01884 | 0.018978 | 0.019236 | 0.019659 | 0.020046 | 0.020591 | 0.021033 | 0.021413 | 0.021502 | 0.021648 | 0.022014 | 0.021861 | 0.022173 | 0.0022401 | 0.022343 | 0.022169 | 0.021971 | 0.021985 | 0.022227 | 0.02209 | 0.02195 | 0.021817 | 0.021794 | [12 empty] | CDD | ITH5 | 258.8153 | 232.59 |  | 246.96 | 353.26 |  | NYSTc_vc_ERM_1.5 | 80.9501 | 75.8339 | 69.4731 | 63.4683 | 57.7899 | 52.5061 | 47.1315 | 42.2561 | 37.6785 | 33.3921 | 29.2592 | 25.7765 | 22.408 | 19.2737 | 16.3621 | 13.6705 | 11.1558 | 8.8561 | 6.913 | 5.3645 | 4.1301 | 3.4425 | 2.9241 | 2.4724 | 2.0823 | 1.721 | 1.4615 | 1.2152 | 0.9991 | 0.80247 | 0.61703 | 0.81139 |  |  |  | NYSTc_vc_ERM_1.5 | 317.5186 | 300.2826 | 283.9821 | 268.5665 | 253.9877 | 240.2004 | 227.1614 | 214.8302 | 203.1685 | 192.1397 | 181.7097 | 171.8458 | 162.5174 | 153.6953 | 145.3522 | 137.4619 | 130 | 130 | 130 | 130 | 130 | 130 | 130 | 130 | 130 | 130 | 130 | 130 | 130 | 130 | 130 | [403 empty] | 0 | 0 | 1 | 1 | 1 | 1 | 0 | 0 | 1 | 0 | 1 | 1 | 1 | 1 | 1 | 1 | 1 | 1 | 1 | 1 | 1 | 1 | 1 | 1 | 1 | 1 | 1 | 1 | 1 | [719 empty] | 0 | 136 | [61 empty] | 136 | 136 | #VALUE! | #VALUE! | [79 empty] | 0 | 0.03 |  | #VALUE! | #VALUE! | #VALUE! | #VALUE! | #VALUE! | #VALUE! | #VALUE! | #VALUE! | #VALUE! | #VALUE! | #VALUE! | #VALUE! | #VALUE! | #VALUE! | #VALUE! | #VALUE! | #VALUE! | #VALUE! | #VALUE! | #VALUE! | #VALUE! | #VALUE! | #VALUE! | #VALUE! | #VALUE! | #VALUE! | #VALUE! | #VALUE! | #VALUE! | #VALUE! | #VALUE! | #VALUE! | [190 empty] | 0 | [5 empty] | 0
Saved Energy Costs.RF1 |  |  |  | #VALUE! | #VALUE! | #VALUE! | #VALUE! | #VALUE! | #VALUE! | #VALUE! | #VALUE! | #VALUE! | #VALUE! | #VALUE! | #VALUE! | #VALUE! | #VALUE! | #VALUE! | #VALUE! | #VALUE! | #VALUE! | #VALUE! | #VALUE! | #VALUE! | #VALUE! | #VALUE! | #VALUE! | #VALUE! | #VALUE! | #VALUE! | #VALUE! | #VALUE! | #VALUE! | #VALUE! |  |  |  |  | 137 | [8 empty] | 0 |  |  |  | 137 | 137 | [268 empty] | 0% | 0% | 0% | 0% | 0% | 0% | 0% | 0 | 0% | 0% | 0% | 0% | 0% | 0% | [81 empty] | 0 | 0 | 0 | 0 | [33 empty] | 0 | 0 | 0 | 0 | [190 empty] | 137 | [375 empty] | 137 | FALSE | #N/A | 0 | [262 empty] | 137 |  |  |  |  | 0 |  | NB | 0.016229 | 0.016536 | 0.030281 | 0.027194 | 0.023364 | 0.0021459 | 0.019954 | 0.019176 | 0.01884 | 0.018978 | 0.019236 | 0.019659 | 0.020046 | 0.020591 | 0.021033 | 0.021413 | 0.021502 | 0.021648 | 0.022014 | 0.021861 | 0.022173 | 0.0022401 | 0.022343 | 0.022169 | 0.021971 | 0.021985 | 0.022227 | 0.02209 | 0.02195 | 0.021817 | 0.021794 | [12 empty] | CDD | ITI1 | 224.8867 | 218.07 |  | 226.64 | 372.4 |  | NYSTc_c_ERM_1.5 | 70.8802 | 66.4054 | 60.8419 | 55.5898 | 50.6231 | 46.0017 | 41.3008 | 37.0366 | 33.0328 | 29.2837 | 25.6689 | 22.6228 | 19.6764 | 16.9351 | 14.3884 | 12.0342 | 9.8348 | 7.8234 | 6.1238 | 4.7694 | 3.6897 | 3.0883 | 2.6349 | 2.2399 | 1.8986 | 1.5826 | 1.3556 | 1.1402 | 0.95121 | 0.77923 | 0.61703 | 0.70346 |  |  |  | NYSTc_c_ERM_1.5 | 262.3081 | 249.9447 | 238.1641 | 226.9387 | 216.2424 | 206.0502 | 196.3385 | 187.0844 | 178.2666 | 169.8643 | 161.8581 | 154.2293 | 146.96 | 140.0333 | 133.4331 | 127.144 | 121.1513 | 115.4411 | 110 | 110 | 110 | 110 | 110 | 110 | 110 | 110 | 110 | 110 | 110 | 110 | 110 | [403 empty] | 0 | 0 | 1 | 1 | 1 | 1 | 0 | 0 | 1 | 0 | 1 | 1 | 1 | 1 | 1 | 1 | 1 | 1 | 1 | 1 | 1 | 1 | 1 | 1 | 1 | 1 | 1 | 1 | 1 | [719 empty] | 0 | 137 | [61 empty] | 137 | 137 | #VALUE! | #VALUE! | [79 empty] | 0 | 0.03 |  | #VALUE! | #VALUE! | #VALUE! | #VALUE! | #VALUE! | #VALUE! | #VALUE! | #VALUE! | #VALUE! | #VALUE! | #VALUE! | #VALUE! | #VALUE! | #VALUE! | #VALUE! | #VALUE! | #VALUE! | #VALUE! | #VALUE! | #VALUE! | #VALUE! | #VALUE! | #VALUE! | #VALUE! | #VALUE! | #VALUE! | #VALUE! | #VALUE! | #VALUE! | #VALUE! | #VALUE! | #VALUE! | [190 empty] | 0 | [5 empty] | 0
Average energy price |  |  |  | #VALUE! | #VALUE! | #VALUE! | #VALUE! | #VALUE! | #VALUE! | #VALUE! | #VALUE! | #VALUE! | #VALUE! | #VALUE! | #VALUE! | #VALUE! | #VALUE! | #VALUE! | #VALUE! | #VALUE! | #VALUE! | #VALUE! | #VALUE! | #VALUE! | #VALUE! | #VALUE! | #VALUE! | #VALUE! | #VALUE! | #VALUE! | #VALUE! | #VALUE! | #VALUE! | #VALUE! |  |  |  |  | 138 | [8 empty] | 0 |  |  |  | 138 | 138 | [268 empty] | 0% | 0% | 0% | 0% | 0% | 0% | 0% | 0 | 0% | 0% | 0% | 0% | 0% | 0% | [81 empty] | 0 | 0 | 0 | 0 | [33 empty] | 0 | 0 | 0 | 0 | [190 empty] | 138 | [375 empty] | 138 | FALSE | #N/A | 0 | [262 empty] | 138 |  |  |  |  | 0 |  | BC | 0.016229 | 0.016536 | 0.030281 | 0.027194 | 0.023364 | 0.0021459 | 0.019954 | 0.019176 | 0.01884 | 0.018978 | 0.019236 | 0.019659 | 0.020046 | 0.020591 | 0.021033 | 0.021413 | 0.021502 | 0.021648 | 0.022014 | 0.021861 | 0.022173 | 0.0022401 | 0.022343 | 0.022169 | 0.021971 | 0.021985 | 0.022227 | 0.02209 | 0.02195 | 0.021817 | 0.021794 | [12 empty] | CDD | ITI2 | 192.2813 | 200.31 |  | 240.28 | 325.24 |  | NYSTc_mm_ERM_1.5 | 64.6922 | 60.6115 | 55.5379 | 50.7484 | 46.2192 | 42.0047 | 37.7179 | 33.8292 | 30.1779 | 26.7591 | 23.4626 | 20.6847 | 17.9979 | 15.498 | 13.1756 | 11.0287 | 9.023 | 7.1887 | 5.6388 | 4.4037 | 3.4191 | 2.8707 | 2.4572 | 2.0969 | 1.7857 | 1.4976 | 1.2906 | 1.0941 | 0.92178 | 0.76494 | 0.61703 | 0.72408 |  |  |  | NYSTc_mm_ERM_1.5 | 228.4237 | 218.7057 | 209.4011 | 200.4923 | 191.9626 | 183.7958 | 175.9764 | 168.4897 | 161.3215 | 154.4583 | 147.887 | 141.5953 | 135.5713 | 129.8036 | 124.2812 | 118.9938 | 113.9314 | 109.0843 | 104.4434 | 100 | 100 | 100 | 100 | 100 | 100 | 100 | 100 | 100 | 100 | 100 | 100 | [403 empty] | 0 | 0 | 1 | 1 | 1 | 1 | 0 | 0 | 1 | 0 | 1 | 1 | 1 | 1 | 1 | 1 | 1 | 1 | 1 | 1 | 1 | 1 | 1 | 1 | 1 | 1 | 1 | 1 | 1 | [719 empty] | 0 | 138 | [61 empty] | 138 | 138 | #VALUE! | #VALUE! | [79 empty] | 0 | 0.03 |  | #VALUE! | #VALUE! | #VALUE! | #VALUE! | #VALUE! | #VALUE! | #VALUE! | #VALUE! | #VALUE! | #VALUE! | #VALUE! | #VALUE! | #VALUE! | #VALUE! | #VALUE! | #VALUE! | #VALUE! | #VALUE! | #VALUE! | #VALUE! | #VALUE! | #VALUE! | #VALUE! | #VALUE! | #VALUE! | #VALUE! | #VALUE! | #VALUE! | #VALUE! | #VALUE! | #VALUE! | #VALUE! | [190 empty] | 0 | [5 empty] | 0
Discounted | 0 |  |  | #VALUE! | #VALUE! | #VALUE! | #VALUE! | #VALUE! | #VALUE! | #VALUE! | #VALUE! | #VALUE! | #VALUE! | #VALUE! | #VALUE! | #VALUE! | #VALUE! | #VALUE! | #VALUE! | #VALUE! | #VALUE! | #VALUE! | #VALUE! | #VALUE! | #VALUE! | #VALUE! | #VALUE! | #VALUE! | #VALUE! | #VALUE! | #VALUE! | #VALUE! | #VALUE! | #VALUE! |  |  |  |  | 139 | [8 empty] | 0 |  |  |  | 139 | 139 | [268 empty] | 0% | 0% | 0% | 0% | 0% | 0% | 0% | 0 | 0% | 0% | 0% | 0% | 0% | 0% | [81 empty] | 0 | 0 | 0 | 0 | [33 empty] | 0 | 0 | 0 | 0 | [190 empty] | 139 | [375 empty] | 139 | FALSE | #N/A | 0 | [262 empty] | 139 |  |  |  |  | 0 |  | TER | 0.016229 | 0.016536 | 0.030281 | 0.027194 | 0.023364 | 0.0021459 | 0.019954 | 0.019176 | 0.01884 | 0.018978 | 0.019236 | 0.019659 | 0.020046 | 0.020591 | 0.021033 | 0.021413 | 0.021502 | 0.021648 | 0.022014 | 0.021861 | 0.022173 | 0.0022401 | 0.022343 | 0.022169 | 0.021971 | 0.021985 | 0.022227 | 0.02209 | 0.02195 | 0.021817 | 0.021794 | [12 empty] | CDD | ITI3 | 242.5767 | 209.25 |  | 290.99 | 288.31 |  | RFCEc_vc_ERM_1.5 | 77.8496 | 72.9309 | 66.8155 | 61.0425 | 55.5832 | 50.5034 | 45.3362 | 40.649 | 36.248 | 32.1272 | 28.1537 | 24.8055 | 21.5669 | 18.5536 | 15.7544 | 13.1667 | 10.7491 | 8.5381 | 6.67 | 5.1813 | 3.9945 | 3.3335 | 2.8351 | 2.4008 | 2.0257 | 1.6784 | 1.4289 | 1.1921 | 0.98435 | 0.79531 | 0.61703 | 0.64225 |  |  |  | RFCEc_vc_ERM_1.5 | 317.5186 | 294.7477 | 273.6098 | 253.9877 | 235.7729 | 218.8644 | 203.1685 | 188.5982 | 175.0728 | 162.5174 | 150.8624 | 140.0432 | 130 | 130 | 130 | 130 | 130 | 130 | 130 | 130 | 130 | 130 | 130 | 130 | 130 | 130 | 130 | 130 | 130 | 130 | 130 | [403 empty] | 0 | 0 | 1 | 1 | 1 | 1 | 0 | 0 | 1 | 0 | 1 | 1 | 1 | 1 | 1 | 1 | 1 | 1 | 1 | 1 | 1 | 1 | 1 | 1 | 1 | 1 | 1 | 1 | 1 | [719 empty] | 0 | 139 | [61 empty] | 139 | 139 | #VALUE! | #VALUE! | [79 empty] | 0 | 0.03 |  | #VALUE! | #VALUE! | #VALUE! | #VALUE! | #VALUE! | #VALUE! | #VALUE! | #VALUE! | #VALUE! | #VALUE! | #VALUE! | #VALUE! | #VALUE! | #VALUE! | #VALUE! | #VALUE! | #VALUE! | #VALUE! | #VALUE! | #VALUE! | #VALUE! | #VALUE! | #VALUE! | #VALUE! | #VALUE! | #VALUE! | #VALUE! | #VALUE! | #VALUE! | #VALUE! | #VALUE! | #VALUE! | [190 empty] | 0 | [5 empty] | 0
Discounted.investment.RF1 | No retrofit action defined | [37 empty] | 140 | [8 empty] | 0 |  |  |  | 140 | 140 | [268 empty] | 0% | 0% | 0% | 0% | 0% | 0% | 0% | 0 | 0% | 0% | 0% | 0% | 0% | 0% | [81 empty] | 0 | 0 | 0 | 0 | [33 empty] | 0 | 0 | 0 | 0 | [190 empty] | 140 | [375 empty] | 140 | FALSE | #N/A | 0 | [262 empty] | 140 |  |  |  |  | 0 | [45 empty] | CDD | ITI4 | 278.1493 | 313.75 |  | 321.02 | 470.42 |  | RFCEc_c_ERM_1.5 | 67.7898 | 63.5118 | 58.193 | 53.1719 | 48.4237 | 44.0056 | 39.5114 | 35.4348 | 31.607 | 28.0229 | 24.567 | 21.6549 | 18.8381 | 16.2173 | 13.7827 | 11.5321 | 9.4294 | 7.5064 | 5.8816 | 4.5868 | 3.5546 | 2.9796 | 2.5462 | 2.1685 | 1.8422 | 1.5401 | 1.3231 | 1.1172 | 0.93651 | 0.77209 | 0.61703 | 0.65624 |  |  |  | RFCEc_c_ERM_1.5 | 262.3081 | 243.9833 | 226.9387 | 211.0848 | 196.3385 | 182.6223 | 169.8643 | 157.9976 | 146.96 | 136.6934 | 127.144 | 118.2617 | 110 | 110 | 110 | 110 | 110 | 110 | 110 | 110 | 110 | 110 | 110 | 110 | 110 | 110 | 110 | 110 | 110 | 110 | 110 | [403 empty] | 0 | 0 | 1 | 1 | 1 | 1 | 0 | 0 | 1 | 0 | 1 | 1 | 1 | 1 | 1 | 1 | 1 | 1 | 1 | 1 | 1 | 1 | 1 | 1 | 1 | 1 | 1 | 1 | 1 | [719 empty] | 0 | 140 | [61 empty] | 140 | 140 | #VALUE! | #VALUE! | [79 empty] | 0 | 0.03 |  | #VALUE! | #VALUE! | #VALUE! | #VALUE! | #VALUE! | #VALUE! | #VALUE! | #VALUE! | #VALUE! | #VALUE! | #VALUE! | #VALUE! | #VALUE! | #VALUE! | #VALUE! | #VALUE! | #VALUE! | #VALUE! | #VALUE! | #VALUE! | #VALUE! | #VALUE! | #VALUE! | #VALUE! | #VALUE! | #VALUE! | #VALUE! | #VALUE! | #VALUE! | #VALUE! | #VALUE! | #VALUE! | [190 empty] | 0 | [5 empty] | 0
Investment.time | [38 empty] | 141 | [8 empty] | 0 |  |  |  | 141 | 141 | [268 empty] | 0% | 0% | 0% | 0% | 0% | 0% | 0% | 0 | 0% | 0% | 0% | 0% | 0% | 0% | [81 empty] | 0 | 0 | 0 | 0 | [33 empty] | 0 | 0 | 0 | 0 | [190 empty] | 141 | [375 empty] | 141 | FALSE | #N/A | 0 | [262 empty] | 141 |  |  |  |  | 0 |  | OIL | [43 empty] | CDD | ITF1 | 236.9793 | 215.39 |  | 292.3 | 333 |  | RFCEc_mm_ERM_1.5 | 61.6091 | 57.7247 | 52.8953 | 48.3362 | 44.0249 | 40.0133 | 35.9327 | 32.2311 | 28.7555 | 25.5012 | 22.3633 | 19.7191 | 17.1616 | 14.7819 | 12.5713 | 10.5277 | 8.6185 | 6.8725 | 5.3972 | 4.2215 | 3.2843 | 2.7622 | 2.3687 | 2.0257 | 1.7295 | 1.4552 | 1.2582 | 1.0712 | 0.90711 | 0.75782 | 0.61703 | 0.66039 |  |  |  | RFCEc_mm_ERM_1.5 | 228.4237 | 213.2289 | 199.0449 | 185.8043 | 173.4446 | 161.907 | 151.1369 | 141.0833 | 131.6984 | 122.9378 | 114.7599 | 107.1261 | 100 | 100 | 100 | 100 | 100 | 100 | 100 | 100 | 100 | 100 | 100 | 100 | 100 | 100 | 100 | 100 | 100 | 100 | 100 | [403 empty] | 0 | 0 | 1 | 1 | 1 | 1 | 0 | 0 | 1 | 0 | 1 | 1 | 1 | 1 | 1 | 1 | 1 | 1 | 1 | 1 | 1 | 1 | 1 | 1 | 1 | 1 | 1 | 1 | 1 | [719 empty] | 0 | 141 | [61 empty] | 141 | 141 | #VALUE! | #VALUE! | [79 empty] | 0 | 0.03 |  | #VALUE! | #VALUE! | #VALUE! | #VALUE! | #VALUE! | #VALUE! | #VALUE! | #VALUE! | #VALUE! | #VALUE! | #VALUE! | #VALUE! | #VALUE! | #VALUE! | #VALUE! | #VALUE! | #VALUE! | #VALUE! | #VALUE! | #VALUE! | #VALUE! | #VALUE! | #VALUE! | #VALUE! | #VALUE! | #VALUE! | #VALUE! | #VALUE! | #VALUE! | #VALUE! | #VALUE! | #VALUE! | [190 empty] | 0 | [5 empty] | 0
Investment.amount |  |  |  | 0 | 0 | 0 | 0 | 0 | 0 | 0 | 0 | 0 | 0 | 0 | 0 | 0 | 0 | 0 | 0 | 0 | 0 | 0 | 0 | 0 | 0 | 0 | 0 | 0 | 0 | 0 | 0 | 0 | 0 | 0 |  |  |  |  | 142 | [8 empty] | 0 |  |  |  | 142 | 142 | [268 empty] | 0% | 0% | 0% | 0% | 0% | 0% | 0% | 0 | 0% | 0% | 0% | 0% | 0% | 0% | [81 empty] | 0 | 0 | 0 | 0 | [33 empty] | 0 | 0 | 0 | 0 | [190 empty] | 142 | [375 empty] | 142 | FALSE | #N/A | 0 | [262 empty] | 142 |  |  |  |  | 0 |  | Tot.incl.Vat | 2020 | 2021 | 2022 | 2023 | 2024 | 2025 | 2026 | 2027 | 2028 | 2029 | 2030 | 2031 | 2032 | 2033 | 2034 | 2035 | 2036 | 2037 | 2038 | 2039 | 2040 | 2041 | 2042 | 2043 | 2044 | 2045 | 2046 | 2047 | 2048 | 2049 | 2050 | [12 empty] | CDD | ITF2 | 299.9453 | 270.68 |  | 366.72 | 404.9 |  | RFCMc_vc_ERM_1.5 | 117.9531 | 110.4804 | 101.1896 | 92.4189 | 84.1248 | 76.4073 | 68.557 | 61.436 | 54.7497 | 48.489 | 42.4524 | 37.3655 | 32.4453 | 27.8674 | 23.6146 | 19.6832 | 16.0102 | 12.6512 | 9.8131 | 7.5513 | 5.7483 | 4.744 | 3.9868 | 3.3271 | 2.7572 | 2.2295 | 1.8505 | 1.4907 | 1.1751 | 0.88789 | 0.61703 | 0.64751 |  |  |  | RFCMc_vc_ERM_1.5 | 317.5186 | 296.4398 | 276.7602 | 258.3872 | 241.2338 | 225.2192 | 210.2678 | 196.3089 | 183.2767 | 171.1096 | 159.7503 | 149.1451 | 139.2439 | 130 | 130 | 130 | 130 | 130 | 130 | 130 | 130 | 130 | 130 | 130 | 130 | 130 | 130 | 130 | 130 | 130 | 130 | [403 empty] | 0 | 0 | 1 | 1 | 1 | 1 | 0 | 0 | 1 | 0 | 1 | 1 | 1 | 1 | 1 | 1 | 1 | 1 | 1 | 1 | 1 | 1 | 1 | 1 | 1 | 1 | 1 | 1 | 1 | [719 empty] | 0 | 142 | [61 empty] | 142 | 142 | #VALUE! | #VALUE! | [79 empty] | 0 | 0.03 |  | #VALUE! | #VALUE! | #VALUE! | #VALUE! | #VALUE! | #VALUE! | #VALUE! | #VALUE! | #VALUE! | #VALUE! | #VALUE! | #VALUE! | #VALUE! | #VALUE! | #VALUE! | #VALUE! | #VALUE! | #VALUE! | #VALUE! | #VALUE! | #VALUE! | #VALUE! | #VALUE! | #VALUE! | #VALUE! | #VALUE! | #VALUE! | #VALUE! | #VALUE! | #VALUE! | #VALUE! | #VALUE! | [190 empty] | 0 | [5 empty] | 0
Discounted.cum.savings |  |  |  |  | #VALUE! | #VALUE! | #VALUE! | #VALUE! | #VALUE! | #VALUE! | #VALUE! | #VALUE! | #VALUE! | #VALUE! | #VALUE! | #VALUE! | #VALUE! | #VALUE! | #VALUE! | #VALUE! | #VALUE! | #VALUE! | #VALUE! | #VALUE! | #VALUE! | #VALUE! | #VALUE! | #VALUE! | #VALUE! | #VALUE! | #VALUE! | #VALUE! | #VALUE! | #VALUE! |  |  |  |  | 143 | [8 empty] | 0 |  |  |  | 143 | 143 | [268 empty] | 0% | 0% | 0% | 0% | 0% | 0% | 0% | 0 | 0% | 0% | 0% | 0% | 0% | 0% | [81 empty] | 0 | 0 | 0 | 0 | [33 empty] | 0 | 0 | 0 | 0 | [190 empty] | 143 | [375 empty] | 143 | FALSE | #N/A | 0 | [262 empty] | 143 |  |  |  |  | 0 |  | AZNMc_c | 0.034743 | 0.035016 | 0.053025 | 0.051167 | 0.057384 | 0.054862 | 0.055309 | 0.055928 | 0.05636 | 0.056628 | 0.056966 | 0.057232 | 0.057566 | 0.057883 | 0.058196 | 0.058586 | 0.058784 | 0.059083 | 0.059411 | 0.05965 | 0.059861 | 0.060202 | 0.060256 | 0.060481 | 0.060438 | 0.060558 | 0.061182 | 0.061175 | 0.061528 | 0.061823 | 0.062118 | [12 empty] | CDD | ITF3 | 341.4207 | 347.85 |  | 395.8 | 477.13 |  | RFCMc_c_ERM_1.5 | 107.7623 | 100.9386 | 92.4547 | 84.4458 | 76.872 | 69.8248 | 62.6563 | 56.1537 | 50.0482 | 44.3313 | 38.8189 | 34.1739 | 29.681 | 25.5006 | 21.6172 | 18.0273 | 14.6733 | 11.6061 | 9.0144 | 6.9491 | 5.3026 | 4.3855 | 3.6942 | 3.0917 | 2.5713 | 2.0894 | 1.7433 | 1.4148 | 1.1266 | 0.86437 | 0.61703 | 0.60855 |  |  |  | RFCMc_c_ERM_1.5 | 262.3081 | 246.5206 | 231.6833 | 217.739 | 204.634 | 192.3177 | 180.7427 | 169.8643 | 159.6407 | 150.0324 | 141.0025 | 132.516 | 124.5402 | 117.0445 | 110 | 110 | 110 | 110 | 110 | 110 | 110 | 110 | 110 | 110 | 110 | 110 | 110 | 110 | 110 | 110 | 110 | [403 empty] | 0 | 0 | 1 | 1 | 1 | 1 | 0 | 0 | 1 | 0 | 1 | 1 | 1 | 1 | 1 | 1 | 1 | 1 | 1 | 1 | 1 | 1 | 1 | 1 | 1 | 1 | 1 | 1 | 1 | [719 empty] | 0 | 143 | [61 empty] | 143 | 143 | #VALUE! | #VALUE! | [79 empty] | 0 | 0.03 |  | #VALUE! | #VALUE! | #VALUE! | #VALUE! | #VALUE! | #VALUE! | #VALUE! | #VALUE! | #VALUE! | #VALUE! | #VALUE! | #VALUE! | #VALUE! | #VALUE! | #VALUE! | #VALUE! | #VALUE! | #VALUE! | #VALUE! | #VALUE! | #VALUE! | #VALUE! | #VALUE! | #VALUE! | #VALUE! | #VALUE! | #VALUE! | #VALUE! | #VALUE! | #VALUE! | #VALUE! | #VALUE! | [190 empty] | 0 | [5 empty] | 0
Break Even |  | XY | #VALUE! | 2020: #VALUE!; 2021: 0; 2022: #VALUE! |  |  | 144 | [8 empty] | 0 |  |  |  | 144 | 144 | [268 empty] | 0% | 0% | 0% | 0% | 0% | 0% | 0% | 0 | 0% | 0% | 0% | 0% | 0% | 0% | [81 empty] | 0 | 0 | 0 | 0 | [33 empty] | 0 | 0 | 0 | 0 | [190 empty] | 144 | [375 empty] | 144 | FALSE | #N/A | 0 | [262 empty] | 144 |  |  |  |  | 0 |  | AZNMc_vh | 0.034743 | 0.035016 | 0.053025 | 0.051167 | 0.057384 | 0.054862 | 0.055309 | 0.055928 | 0.05636 | 0.056628 | 0.056966 | 0.057232 | 0.057566 | 0.057883 | 0.058196 | 0.058586 | 0.058784 | 0.059083 | 0.059411 | 0.05965 | 0.059861 | 0.060202 | 0.060256 | 0.060481 | 0.060438 | 0.060558 | 0.061182 | 0.061175 | 0.061528 | 0.061823 | 0.062118 | [12 empty] | CDD | ITF4 | 397.2067 | 363.76 |  | 485.99 | 482.81 |  | RFCWc_vc_ERM_1.5 | 104.5187 | 97.9015 | 89.6745 | 81.908 | 74.5636 | 67.7296 | 60.7782 | 54.4725 | 48.5518 | 43.0079 | 37.6624 | 33.158 | 28.8011 | 24.7473 | 20.9815 | 17.5002 | 14.2478 | 11.2734 | 8.7602 | 6.7574 | 5.1608 | 4.2715 | 3.601 | 3.0168 | 2.5122 | 2.0449 | 1.7092 | 1.3907 | 1.1112 | 0.85688 | 0.61703 | 0.65134 |  |  |  | RFCWc_vc_ERM_1.5 | 317.5186 | 297.8979 | 279.4895 | 262.2187 | 246.0151 | 230.8129 | 216.55 | 203.1685 | 190.6138 | 178.835 | 167.7841 | 157.416 | 147.6886 | 138.5623 | 130 | 130 | 130 | 130 | 130 | 130 | 130 | 130 | 130 | 130 | 130 | 130 | 130 | 130 | 130 | 130 | 130 | [403 empty] | 0 | 0 | 1 | 1 | 1 | 1 | 0 | 0 | 1 | 0 | 1 | 1 | 1 | 1 | 1 | 1 | 1 | 1 | 1 | 1 | 1 | 1 | 1 | 1 | 1 | 1 | 1 | 1 | 1 | [719 empty] | 0 | 144 | [61 empty] | 144 | 144 | #VALUE! | #VALUE! | [79 empty] | 0 | 0.03 |  | #VALUE! | #VALUE! | #VALUE! | #VALUE! | #VALUE! | #VALUE! | #VALUE! | #VALUE! | #VALUE! | #VALUE! | #VALUE! | #VALUE! | #VALUE! | #VALUE! | #VALUE! | #VALUE! | #VALUE! | #VALUE! | #VALUE! | #VALUE! | #VALUE! | #VALUE! | #VALUE! | #VALUE! | #VALUE! | #VALUE! | #VALUE! | #VALUE! | #VALUE! | #VALUE! | #VALUE! | #VALUE! | [190 empty] | 0 | [5 empty] | 0
| All | NUTS 0 |  | 2028: Stranding-Point in Diagram |  |  | 145 | [8 empty] | 0 |  |  |  | 145 | 145 | [268 empty] | 0% | 0% | 0% | 0% | 0% | 0% | 0% | 0 | 0% | 0% | 0% | 0% | 0% | 0% | [81 empty] | 0 | 0 | 0 | 0 | [33 empty] | 0 | 0 | 0 | 0 | [190 empty] | 145 | [375 empty] | 145 | FALSE | #N/A | 0 | [262 empty] | 145 |  |  |  |  | 0 |  | AZNMc_mm | 0.034743 | 0.035016 | 0.053025 | 0.051167 | 0.057384 | 0.054862 | 0.055309 | 0.055928 | 0.05636 | 0.056628 | 0.056966 | 0.057232 | 0.057566 | 0.057883 | 0.058196 | 0.058586 | 0.058784 | 0.059083 | 0.059411 | 0.05965 | 0.059861 | 0.060202 | 0.060256 | 0.060481 | 0.060438 | 0.060558 | 0.061182 | 0.061175 | 0.061528 | 0.061823 | 0.062118 | [12 empty] | CDD | ITF5 | 295.13 | 270.93 |  | 396.52 | 353.11 |  | RFCWc_c_ERM_1.5 | 94.3717 | 88.4008 | 80.9772 | 73.9692 | 67.342 | 61.1755 | 54.9029 | 49.213 | 43.8705 | 38.8681 | 34.0446 | 29.9801 | 26.0487 | 22.3908 | 18.9927 | 15.8514 | 12.9166 | 10.2327 | 7.9649 | 6.1577 | 4.717 | 3.9146 | 3.3096 | 2.7824 | 2.3271 | 1.9054 | 1.6026 | 1.3151 | 1.0629 | 0.83345 | 0.61703 | 0.63273 |  |  |  | RFCWc_c_ERM_1.5 | 262.3081 | 247.5429 | 233.6088 | 220.459 | 208.0495 | 196.3385 | 185.2866 | 174.8569 | 165.0143 | 155.7257 | 146.96 | 138.6876 | 130.881 | 123.5137 | 116.5612 | 110 | 110 | 110 | 110 | 110 | 110 | 110 | 110 | 110 | 110 | 110 | 110 | 110 | 110 | 110 | 110 | [403 empty] | 0 | 0 | 1 | 1 | 1 | 1 | 0 | 0 | 1 | 0 | 1 | 1 | 1 | 1 | 1 | 1 | 1 | 1 | 1 | 1 | 1 | 1 | 1 | 1 | 1 | 1 | 1 | 1 | 1 | [719 empty] | 0 | 145 | [61 empty] | 145 | 145 | #VALUE! | #VALUE! | [79 empty] | 0 | 0.03 |  | #VALUE! | #VALUE! | #VALUE! | #VALUE! | #VALUE! | #VALUE! | #VALUE! | #VALUE! | #VALUE! | #VALUE! | #VALUE! | #VALUE! | #VALUE! | #VALUE! | #VALUE! | #VALUE! | #VALUE! | #VALUE! | #VALUE! | #VALUE! | #VALUE! | #VALUE! | #VALUE! | #VALUE! | #VALUE! | #VALUE! | #VALUE! | #VALUE! | #VALUE! | #VALUE! | #VALUE! | #VALUE! | [190 empty] | 0 | [5 empty] | 0
| AZNMc_Cool_5B | AZNMc_c |  | 2028: Stranding Year; 2029: #VALUE!; 2030: #VALUE! |  |  | 146 | [8 empty] | 0 |  |  |  | 146 | 146 | [268 empty] | 0% | 0% | 0% | 0% | 0% | 0% | 0% | 0 | 0% | 0% | 0% | 0% | 0% | 0% | [81 empty] | 0 | 0 | 0 | 0 | [33 empty] | 0 | 0 | 0 | 0 | [190 empty] | 146 | [375 empty] | 146 | FALSE | #N/A | 0 | [262 empty] | 146 |  |  |  |  | 0 |  | AZNMc_w | 0.034743 | 0.035016 | 0.053025 | 0.051167 | 0.057384 | 0.054862 | 0.055309 | 0.055928 | 0.05636 | 0.056628 | 0.056966 | 0.057232 | 0.057566 | 0.057883 | 0.058196 | 0.058586 | 0.058784 | 0.059083 | 0.059411 | 0.05965 | 0.059861 | 0.060202 | 0.060256 | 0.060481 | 0.060438 | 0.060558 | 0.061182 | 0.061175 | 0.061528 | 0.061823 | 0.062118 | [12 empty] | CDD | ITF6 | 338.4707 | 341.99 |  | 440.69 | 473.58 |  | RFCWc_mm_ERM_1.5 | 88.1286 | 82.5553 | 75.626 | 69.0847 | 62.8988 | 57.1429 | 51.288 | 45.977 | 40.9903 | 36.3209 | 31.8187 | 28.0248 | 24.3552 | 20.9409 | 17.7691 | 14.837 | 12.0976 | 9.5924 | 7.4756 | 5.7888 | 4.444 | 3.695 | 3.1303 | 2.6382 | 2.2132 | 1.8196 | 1.5369 | 1.2686 | 1.0332 | 0.81904 | 0.61703 | 0.60474 |  |  |  | RFCWc_mm_ERM_1.5 | 228.4237 | 216.1848 | 204.6016 | 193.639 | 183.2639 | 173.4446 | 164.1514 | 155.3562 | 147.0322 | 139.1542 | 131.6984 | 124.642 | 117.9637 | 111.6432 | 105.6613 | 100 | 100 | 100 | 100 | 100 | 100 | 100 | 100 | 100 | 100 | 100 | 100 | 100 | 100 | 100 | 100 | [403 empty] | 0 | 0 | 1 | 1 | 1 | 1 | 0 | 0 | 1 | 0 | 1 | 1 | 1 | 1 | 1 | 1 | 1 | 1 | 1 | 1 | 1 | 1 | 1 | 1 | 1 | 1 | 1 | 1 | 1 | [719 empty] | 0 | 146 | [61 empty] | 146 | 146 | #VALUE! | #VALUE! | [79 empty] | 0 | 0.03 |  | #VALUE! | #VALUE! | #VALUE! | #VALUE! | #VALUE! | #VALUE! | #VALUE! | #VALUE! | #VALUE! | #VALUE! | #VALUE! | #VALUE! | #VALUE! | #VALUE! | #VALUE! | #VALUE! | #VALUE! | #VALUE! | #VALUE! | #VALUE! | #VALUE! | #VALUE! | #VALUE! | #VALUE! | #VALUE! | #VALUE! | #VALUE! | #VALUE! | #VALUE! | #VALUE! | #VALUE! | #VALUE! | [190 empty] | 0 | [5 empty] | 0
| AZNMc_Hot or very hot_2B | AZNMc_vh |  | 2028: STRANDING INT (Y-axis); 2029: #VALUE! |  |  | 147 | [8 empty] | 0 |  |  |  | 147 | 147 | [268 empty] | 0% | 0% | 0% | 0% | 0% | 0% | 0% | 0 | 0% | 0% | 0% | 0% | 0% | 0% | [81 empty] | 0 | 0 | 0 | 0 | [33 empty] | 0 | 0 | 0 | 0 | [190 empty] | 147 | [375 empty] | 147 | FALSE | #N/A | 0 | [262 empty] | 147 |  |  |  |  | 0 |  | CAMXc_vc | 0.034743 | 0.035016 | 0.053025 | 0.051167 | 0.057384 | 0.054862 | 0.055309 | 0.055928 | 0.05636 | 0.056628 | 0.056966 | 0.057232 | 0.057566 | 0.057883 | 0.058196 | 0.058586 | 0.058784 | 0.059083 | 0.059411 | 0.05965 | 0.059861 | 0.060202 | 0.060256 | 0.060481 | 0.060438 | 0.060558 | 0.061182 | 0.061175 | 0.061528 | 0.061823 | 0.062118 | [12 empty] | CDD | ITG1 | 393.5227 | 363.87 |  | 531.85 | 555.76 |  | RMPAc_vc_ERM_1.5 | 117.3011 | 109.8699 | 100.6307 | 91.9088 | 83.6608 | 75.9861 | 68.1795 | 61.098 | 54.4489 | 48.223 | 42.2199 | 37.1613 | 32.2685 | 27.7159 | 23.4868 | 19.5773 | 15.9247 | 12.5844 | 9.762 | 7.5128 | 5.7197 | 4.721 | 3.9681 | 3.312 | 2.7453 | 2.2205 | 1.8436 | 1.4859 | 1.172 | 0.88639 | 0.61703 | 0.61597 |  |  |  | RMPAc_vc_ERM_1.5 | 317.5186 | 301.27 | 285.8529 | 271.2248 | 257.3452 | 244.1759 | 231.6805 | 219.8246 | 208.5753 | 197.9018 | 187.7744 | 178.1653 | 169.0479 | 160.3971 | 152.189 | 144.4009 | 137.0114 | 130 | 130 | 130 | 130 | 130 | 130 | 130 | 130 | 130 | 130 | 130 | 130 | 130 | 130 | [403 empty] | 0 | 0 | 1 | 1 | 1 | 1 | 0 | 0 | 1 | 0 | 1 | 1 | 1 | 1 | 1 | 1 | 1 | 1 | 1 | 1 | 1 | 1 | 1 | 1 | 1 | 1 | 1 | 1 | 1 | [719 empty] | 0 | 147 | [61 empty] | 147 | 147 | #VALUE! | #VALUE! | [79 empty] | 0 | 0.03 |  | #VALUE! | #VALUE! | #VALUE! | #VALUE! | #VALUE! | #VALUE! | #VALUE! | #VALUE! | #VALUE! | #VALUE! | #VALUE! | #VALUE! | #VALUE! | #VALUE! | #VALUE! | #VALUE! | #VALUE! | #VALUE! | #VALUE! | #VALUE! | #VALUE! | #VALUE! | #VALUE! | #VALUE! | #VALUE! | #VALUE! | #VALUE! | #VALUE! | #VALUE! | #VALUE! | #VALUE! | #VALUE! | [190 empty] | 0 | [5 empty] | 0
| AZNMc_Mixed mild_4B | AZNMc_mm |  | 2028: STRANDING YEAR (x-axis); 2029: #VALUE!; 2030: #VALUE! |  |  | 148 | [8 empty] | 0 |  |  |  | 148 | 148 | [268 empty] | 0% | 0% | 0% | 0% | 0% | 0% | 0% | 0 | 0% | 0% | 0% | 0% | 0% | 0% | [81 empty] | 0 | 0 | 0 | 0 | [33 empty] | 0 | 0 | 0 | 0 | [190 empty] | 148 | [375 empty] | 148 | FALSE | #N/A | 0 | [262 empty] | 148 |  |  |  |  | 0 |  | CAMXc_c | 0.034743 | 0.035016 | 0.053025 | 0.051167 | 0.057384 | 0.054862 | 0.055309 | 0.055928 | 0.05636 | 0.056628 | 0.056966 | 0.057232 | 0.057566 | 0.057883 | 0.058196 | 0.058586 | 0.058784 | 0.059083 | 0.059411 | 0.05965 | 0.059861 | 0.060202 | 0.060256 | 0.060481 | 0.060438 | 0.060558 | 0.061182 | 0.061175 | 0.061528 | 0.061823 | 0.062118 | [12 empty] | CDD | ITG2 | 351.2207 | 329.69 |  | 409.12 | 572.48 |  | RMPAc_c_ERM_1.5 | 107.1124 | 100.3301 | 91.8976 | 83.9373 | 76.4095 | 69.405 | 62.28 | 55.8169 | 49.7484 | 44.0661 | 38.5872 | 33.9703 | 29.5047 | 25.3497 | 21.4899 | 17.9217 | 14.588 | 11.5394 | 8.9635 | 6.9106 | 5.2742 | 4.3627 | 3.6755 | 3.0767 | 2.5595 | 2.0805 | 1.7365 | 1.41 | 1.1235 | 0.86287 | 0.61703 | 0.61844 |  |  |  | RMPAc_c_ERM_1.5 | 262.3081 | 249.9447 | 238.1641 | 226.9387 | 216.2424 | 206.0502 | 196.3385 | 187.0844 | 178.2666 | 169.8643 | 161.8581 | 154.2293 | 146.96 | 140.0333 | 133.4331 | 127.144 | 121.1513 | 115.4411 | 110 | 110 | 110 | 110 | 110 | 110 | 110 | 110 | 110 | 110 | 110 | 110 | 110 | [403 empty] | 0 | 0 | 1 | 1 | 1 | 1 | 0 | 0 | 1 | 0 | 1 | 1 | 1 | 1 | 1 | 1 | 1 | 1 | 1 | 1 | 1 | 1 | 1 | 1 | 1 | 1 | 1 | 1 | 1 | [719 empty] | 0 | 148 | [61 empty] | 148 | 148 | #VALUE! | #VALUE! | [79 empty] | 0 | 0.03 |  | #VALUE! | #VALUE! | #VALUE! | #VALUE! | #VALUE! | #VALUE! | #VALUE! | #VALUE! | #VALUE! | #VALUE! | #VALUE! | #VALUE! | #VALUE! | #VALUE! | #VALUE! | #VALUE! | #VALUE! | #VALUE! | #VALUE! | #VALUE! | #VALUE! | #VALUE! | #VALUE! | #VALUE! | #VALUE! | #VALUE! | #VALUE! | #VALUE! | #VALUE! | #VALUE! | #VALUE! | #VALUE! | [190 empty] | 0 | [5 empty] | 0
| AZNMc_Warm_3B | AZNMc_w | [36 empty] | 149 | [8 empty] | 0 |  |  |  | 149 | 149 | [268 empty] | 0% | 0% | 0% | 0% | 0% | 0% | 0% | 0 | 0% | 0% | 0% | 0% | 0% | 0% | [81 empty] | 0 | 0 | 0 | 0 | [33 empty] | 0 | 0 | 0 | 0 | [190 empty] | 149 | [375 empty] | 149 | FALSE | #N/A | 0 | [262 empty] | 149 |  |  |  |  | 0 |  | CAMXc_vh | 0.034743 | 0.035016 | 0.053025 | 0.051167 | 0.057384 | 0.054862 | 0.055309 | 0.055928 | 0.05636 | 0.056628 | 0.056966 | 0.057232 | 0.057566 | 0.057883 | 0.058196 | 0.058586 | 0.058784 | 0.059083 | 0.059411 | 0.05965 | 0.059861 | 0.060202 | 0.060256 | 0.060481 | 0.060438 | 0.060558 | 0.061182 | 0.061175 | 0.061528 | 0.061823 | 0.062118 | [12 empty] | CDD | CY00 | 726.7833 | 802.53 |  | 732.46 | 698.12 |  | RMPAc_mm_ERM_1.5 | 100.8394 | 94.4566 | 86.5208 | 79.0294 | 71.945 | 65.3531 | 58.6478 | 52.5654 | 46.8543 | 41.5068 | 36.3506 | 32.0057 | 27.8031 | 23.8928 | 20.2604 | 16.9023 | 13.7651 | 10.896 | 8.4718 | 6.5399 | 4.9999 | 4.142 | 3.4953 | 2.9318 | 2.4451 | 1.9943 | 1.6706 | 1.3633 | 1.0937 | 0.84838 | 0.61703 | 0.72235 |  |  |  | RMPAc_mm_ERM_1.5 | 228.4237 | 218.7057 | 209.4011 | 200.4923 | 191.9626 | 183.7958 | 175.9764 | 168.4897 | 161.3215 | 154.4583 | 147.887 | 141.5953 | 135.5713 | 129.8036 | 124.2812 | 118.9938 | 113.9314 | 109.0843 | 104.4434 | 100 | 100 | 100 | 100 | 100 | 100 | 100 | 100 | 100 | 100 | 100 | 100 | [403 empty] | 0 | 0 | 1 | 1 | 1 | 1 | 0 | 0 | 1 | 0 | 1 | 1 | 1 | 1 | 1 | 1 | 1 | 1 | 1 | 1 | 1 | 1 | 1 | 1 | 1 | 1 | 1 | 1 | 1 | [719 empty] | 0 | 149 | [61 empty] | 149 | 149 | #VALUE! | #VALUE! | [79 empty] | 0 | 0.03 |  | #VALUE! | #VALUE! | #VALUE! | #VALUE! | #VALUE! | #VALUE! | #VALUE! | #VALUE! | #VALUE! | #VALUE! | #VALUE! | #VALUE! | #VALUE! | #VALUE! | #VALUE! | #VALUE! | #VALUE! | #VALUE! | #VALUE! | #VALUE! | #VALUE! | #VALUE! | #VALUE! | #VALUE! | #VALUE! | #VALUE! | #VALUE! | #VALUE! | #VALUE! | #VALUE! | #VALUE! | #VALUE! | [190 empty] | 0 | [5 empty] | 0
| CAMXc_Cold or very cold_6B | CAMXc_vc | [36 empty] | 150 | [8 empty] | 0 |  |  |  | 150 | 150 | [268 empty] | 0% | 0% | 0% | 0% | 0% | 0% | 0% | 0 | 0% | 0% | 0% | 0% | 0% | 0% | [81 empty] | 0 | 0 | 0 | 0 | [33 empty] | 0 | 0 | 0 | 0 | [190 empty] | 150 | [375 empty] | 150 | FALSE | #N/A | 0 | [262 empty] | 150 |  |  |  |  | 0 |  | CAMXc_mm | 0.034743 | 0.035016 | 0.053025 | 0.051167 | 0.057384 | 0.054862 | 0.055309 | 0.055928 | 0.05636 | 0.056628 | 0.056966 | 0.057232 | 0.057566 | 0.057883 | 0.058196 | 0.058586 | 0.058784 | 0.059083 | 0.059411 | 0.05965 | 0.059861 | 0.060202 | 0.060256 | 0.060481 | 0.060438 | 0.060558 | 0.061182 | 0.061175 | 0.061528 | 0.061823 | 0.062118 | [12 empty] | CDD | LV00 | 12.2087 | 1.68 |  | 42.46 | 13.6 |  | SPNOc_c_ERM_1.5 | 91.9941 | 86.1746 | 78.9393 | 72.109 | 65.6499 | 59.6397 | 53.5262 | 47.9806 | 42.7736 | 37.898 | 33.1969 | 29.2354 | 25.4037 | 21.8386 | 18.5267 | 15.4651 | 12.6047 | 9.9888 | 7.7786 | 6.0172 | 4.613 | 3.8309 | 3.2413 | 2.7275 | 2.2837 | 1.8728 | 1.5776 | 1.2974 | 1.0516 | 0.82797 | 0.61703 | 0.49239 |  |  |  | SPNOc_c_ERM_1.5 | 262.3081 | 249.2359 | 236.8152 | 225.0134 | 213.7998 | 203.145 | 193.0212 | 183.4019 | 174.262 | 165.5776 | 157.326 | 149.4856 | 142.036 | 134.9575 | 128.2319 | 121.8414 | 115.7694 | 110 | 110 | 110 | 110 | 110 | 110 | 110 | 110 | 110 | 110 | 110 | 110 | 110 | 110 | [403 empty] | 0 | 0 | 1 | 1 | 1 | 1 | 0 | 0 | 1 | 0 | 1 | 1 | 1 | 1 | 1 | 1 | 1 | 1 | 1 | 1 | 1 | 1 | 1 | 1 | 1 | 1 | 1 | 1 | 1 | [719 empty] | 0 | 150 | [61 empty] | 150 | 150 | #VALUE! | #VALUE! | [79 empty] | 0 | 0.03 |  | #VALUE! | #VALUE! | #VALUE! | #VALUE! | #VALUE! | #VALUE! | #VALUE! | #VALUE! | #VALUE! | #VALUE! | #VALUE! | #VALUE! | #VALUE! | #VALUE! | #VALUE! | #VALUE! | #VALUE! | #VALUE! | #VALUE! | #VALUE! | #VALUE! | #VALUE! | #VALUE! | #VALUE! | #VALUE! | #VALUE! | #VALUE! | #VALUE! | #VALUE! | #VALUE! | #VALUE! | #VALUE! | [190 empty] | 0 | [5 empty] | 0
| CAMXc_Cool_5B | CAMXc_c | [36 empty] | 151 | [8 empty] | 0 |  |  |  | 151 | 151 | [268 empty] | 0% | 0% | 0% | 0% | 0% | 0% | 0% | 0 | 0% | 0% | 0% | 0% | 0% | 0% | [81 empty] | 0 | 0 | 0 | 0 | [33 empty] | 0 | 0 | 0 | 0 | [190 empty] | 151 | [375 empty] | 151 | FALSE | #N/A | 0 | [262 empty] | 151 |  |  |  |  | 0 |  | CAMXc_w | 0.034743 | 0.035016 | 0.053025 | 0.051167 | 0.057384 | 0.054862 | 0.055309 | 0.055928 | 0.05636 | 0.056628 | 0.056966 | 0.057232 | 0.057566 | 0.057883 | 0.058196 | 0.058586 | 0.058784 | 0.059083 | 0.059411 | 0.05965 | 0.059861 | 0.060202 | 0.060256 | 0.060481 | 0.060438 | 0.060558 | 0.061182 | 0.061175 | 0.061528 | 0.061823 | 0.062118 | [12 empty] | CDD | LT01 | 19.966 | 2.76 |  | 55.91 | 24.98 |  | SPNOc_mm_ERM_1.5 | 85.7566 | 80.3343 | 73.5929 | 67.2288 | 61.2106 | 55.6107 | 49.9146 | 44.7475 | 39.8959 | 35.3531 | 30.9729 | 27.2819 | 23.7118 | 20.39 | 17.3042 | 14.4515 | 11.7864 | 9.3491 | 7.2897 | 5.6486 | 4.3403 | 3.6116 | 3.0622 | 2.5834 | 2.17 | 1.787 | 1.512 | 1.251 | 1.022 | 0.81357 | 0.61703 | 0.56736 |  |  |  | SPNOc_mm_ERM_1.5 | 228.4237 | 218.1781 | 208.392 | 199.0449 | 190.117 | 181.5895 | 173.4446 | 165.665 | 158.2343 | 151.1369 | 144.3579 | 137.8829 | 131.6984 | 125.7912 | 120.149 | 114.7599 | 109.6125 | 104.696 | 100 | 100 | 100 | 100 | 100 | 100 | 100 | 100 | 100 | 100 | 100 | 100 | 100 | [403 empty] | 0 | 0 | 1 | 1 | 1 | 1 | 0 | 0 | 1 | 0 | 1 | 1 | 1 | 1 | 1 | 1 | 1 | 1 | 1 | 1 | 1 | 1 | 1 | 1 | 1 | 1 | 1 | 1 | 1 | [719 empty] | 0 | 151 | [61 empty] | 151 | 151 | #VALUE! | #VALUE! | [79 empty] | 0 | 0.03 |  | #VALUE! | #VALUE! | #VALUE! | #VALUE! | #VALUE! | #VALUE! | #VALUE! | #VALUE! | #VALUE! | #VALUE! | #VALUE! | #VALUE! | #VALUE! | #VALUE! | #VALUE! | #VALUE! | #VALUE! | #VALUE! | #VALUE! | #VALUE! | #VALUE! | #VALUE! | #VALUE! | #VALUE! | #VALUE! | #VALUE! | #VALUE! | #VALUE! | #VALUE! | #VALUE! | #VALUE! | #VALUE! | [190 empty] | 0 | [5 empty] | 0
| CAMXc_Hot or very hot_2B | CAMXc_vh | [36 empty] | 152 | [8 empty] | 0 |  |  |  | 152 | 152 | [268 empty] | 0% | 0% | 0% | 0% | 0% | 0% | 0% | 0 | 0% | 0% | 0% | 0% | 0% | 0% | [81 empty] | 0 | 0 | 0 | 0 | [33 empty] | 0 | 0 | 0 | 0 | [190 empty] | 152 | [375 empty] | 152 | FALSE | #N/A | 0 | [262 empty] | 152 |  |  |  |  | 0 |  | ERCTc_vh | 0.034743 | 0.035016 | 0.053025 | 0.051167 | 0.057384 | 0.054862 | 0.055309 | 0.055928 | 0.05636 | 0.056628 | 0.056966 | 0.057232 | 0.057566 | 0.057883 | 0.058196 | 0.058586 | 0.058784 | 0.059083 | 0.059411 | 0.05965 | 0.059861 | 0.060202 | 0.060256 | 0.060481 | 0.060438 | 0.060558 | 0.061182 | 0.061175 | 0.061528 | 0.061823 | 0.062118 | [12 empty] | CDD | LT02 | 16.3193 | 0.77 |  | 47.76 | 18.32 |  | SPSOc_mm_ERM_1.5 | 83.7784 | 78.4821 | 71.8973 | 65.6812 | 59.8028 | 54.333 | 48.7692 | 43.7221 | 38.9833 | 34.5461 | 30.2676 | 26.6624 | 23.1752 | 19.9306 | 16.9164 | 14.1301 | 11.5269 | 9.1462 | 7.1347 | 5.5317 | 4.2538 | 3.542 | 3.0054 | 2.5378 | 2.1339 | 1.7599 | 1.4912 | 1.2362 | 1.0126 | 0.809 | 0.61703 | 0.67854 |  |  |  | SPSOc_mm_ERM_1.5 | 228.4237 | 218.7057 | 209.4011 | 200.4923 | 191.9626 | 183.7958 | 175.9764 | 168.4897 | 161.3215 | 154.4583 | 147.887 | 141.5953 | 135.5713 | 129.8036 | 124.2812 | 118.9938 | 113.9314 | 109.0843 | 104.4434 | 100 | 100 | 100 | 100 | 100 | 100 | 100 | 100 | 100 | 100 | 100 | 100 | [403 empty] | 0 | 0 | 1 | 1 | 1 | 1 | 0 | 0 | 1 | 0 | 1 | 1 | 1 | 1 | 1 | 1 | 1 | 1 | 1 | 1 | 1 | 1 | 1 | 1 | 1 | 1 | 1 | 1 | 1 | [719 empty] | 0 | 152 | [61 empty] | 152 | 152 | #VALUE! | #VALUE! | [79 empty] | 0 | 0.03 |  | #VALUE! | #VALUE! | #VALUE! | #VALUE! | #VALUE! | #VALUE! | #VALUE! | #VALUE! | #VALUE! | #VALUE! | #VALUE! | #VALUE! | #VALUE! | #VALUE! | #VALUE! | #VALUE! | #VALUE! | #VALUE! | #VALUE! | #VALUE! | #VALUE! | #VALUE! | #VALUE! | #VALUE! | #VALUE! | #VALUE! | #VALUE! | #VALUE! | #VALUE! | #VALUE! | #VALUE! | #VALUE! | [190 empty] | 0 | [5 empty] | 0
| CAMXc_Mixed mild_4B/4C | CAMXc_mm | [36 empty] | 153 | [8 empty] | 0 |  |  |  | 153 | 153 | [268 empty] | 0% | 0% | 0% | 0% | 0% | 0% | 0% | 0 | 0% | 0% | 0% | 0% | 0% | 0% | [81 empty] | 0 | 0 | 0 | 0 | [33 empty] | 0 | 0 | 0 | 0 | [190 empty] | 153 | [375 empty] | 153 | FALSE | #N/A | 0 | [262 empty] | 153 |  |  |  |  | 0 |  | ERCTc_mm | 0.034743 | 0.035016 | 0.053025 | 0.051167 | 0.057384 | 0.054862 | 0.055309 | 0.055928 | 0.05636 | 0.056628 | 0.056966 | 0.057232 | 0.057566 | 0.057883 | 0.058196 | 0.058586 | 0.058784 | 0.059083 | 0.059411 | 0.05965 | 0.059861 | 0.060202 | 0.060256 | 0.060481 | 0.060438 | 0.060558 | 0.061182 | 0.061175 | 0.061528 | 0.061823 | 0.062118 | [12 empty] | CDD | LU00 | 29.518 | 55.61 |  | 1.27 | 29.87 |  | SPSOc_w_ERM_1.5 | 69.8617 | 65.4518 | 59.9689 | 54.793 | 49.8983 | 45.3439 | 40.7111 | 36.5087 | 32.5629 | 28.8682 | 25.3057 | 22.3038 | 19.4002 | 16.6985 | 14.1888 | 11.8687 | 9.7012 | 7.7189 | 6.044 | 4.7092 | 3.6452 | 3.0525 | 2.6057 | 2.2163 | 1.88 | 1.5686 | 1.3449 | 1.1326 | 0.94636 | 0.77687 | 0.61703 | 0.59699 |  |  |  | SPSOc_w_ERM_1.5 | 184.5976 | 177.0391 | 169.7901 | 162.8379 | 156.1704 | 149.7759 | 143.6432 | 137.7617 | 132.1209 | 126.7111 | 121.5229 | 116.547 | 111.7749 | 107.1982 | 102.8089 | 98.5993 | 94.5621 | 90.6902 | 86.9768 | 83.4155 | 80 | 80 | 80 | 80 | 80 | 80 | 80 | 80 | 80 | 80 | 80 | [403 empty] | 0 | 0 | 1 | 1 | 1 | 1 | 0 | 0 | 1 | 0 | 1 | 1 | 1 | 1 | 1 | 1 | 1 | 1 | 1 | 1 | 1 | 1 | 1 | 1 | 1 | 1 | 1 | 1 | 1 | [719 empty] | 0 | 153 | [61 empty] | 153 | 153 | #VALUE! | #VALUE! | [79 empty] | 0 | 0.03 |  | #VALUE! | #VALUE! | #VALUE! | #VALUE! | #VALUE! | #VALUE! | #VALUE! | #VALUE! | #VALUE! | #VALUE! | #VALUE! | #VALUE! | #VALUE! | #VALUE! | #VALUE! | #VALUE! | #VALUE! | #VALUE! | #VALUE! | #VALUE! | #VALUE! | #VALUE! | #VALUE! | #VALUE! | #VALUE! | #VALUE! | #VALUE! | #VALUE! | #VALUE! | #VALUE! | #VALUE! | #VALUE! | [190 empty] | 0 | [5 empty] | 0
| CAMXc_Warm_3B/3C | CAMXc_w | [36 empty] | 154 | [8 empty] | 0 |  |  |  | 154 | 154 | [268 empty] | 0% | 0% | 0% | 0% | 0% | 0% | 0% | 0 | 0% | 0% | 0% | 0% | 0% | 0% | [81 empty] | 0 | 0 | 0 | 0 | [33 empty] | 0 | 0 | 0 | 0 | [190 empty] | 154 | [375 empty] | 154 | FALSE | #N/A | 0 | [262 empty] | 154 |  |  |  |  | 0 |  | ERCTc_w | 0.034743 | 0.035016 | 0.053025 | 0.051167 | 0.057384 | 0.054862 | 0.055309 | 0.055928 | 0.05636 | 0.056628 | 0.056966 | 0.057232 | 0.057566 | 0.057883 | 0.058196 | 0.058586 | 0.058784 | 0.059083 | 0.059411 | 0.05965 | 0.059861 | 0.060202 | 0.060256 | 0.060481 | 0.060438 | 0.060558 | 0.061182 | 0.061175 | 0.061528 | 0.061823 | 0.062118 | [12 empty] | CDD | HU11 | 149.0773 | 99.49 |  | 195.14 | 209.82 |  | SRMVc_vh_ERM_1.5 | 60.2335 | 56.4367 | 51.7162 | 47.26 | 43.0459 | 39.1247 | 35.1362 | 31.5181 | 28.1209 | 24.94 | 21.8729 | 19.2883 | 16.7884 | 14.4625 | 12.3017 | 10.3042 | 8.438 | 6.7314 | 5.2894 | 4.1402 | 3.2241 | 2.7139 | 2.3292 | 1.9939 | 1.7044 | 1.4363 | 1.2437 | 1.0609 | 0.90057 | 0.75465 | 0.61703 | 0.64622 |  |  |  | SRMVc_vh_ERM_1.5 | 180.3633 | 171.7816 | 163.6083 | 155.8238 | 148.4097 | 141.3484 | 134.623 | 128.2176 | 122.117 | 116.3067 | 110.7728 | 105.5023 | 100.4825 | 95.7015 | 91.148 | 86.8112 | 82.6807 | 78.7468 | 75 | 75 | 75 | 75 | 75 | 75 | 75 | 75 | 75 | 75 | 75 | 75 | 75 | [403 empty] | 0 | 0 | 1 | 1 | 1 | 1 | 0 | 0 | 1 | 0 | 1 | 1 | 1 | 1 | 1 | 1 | 1 | 1 | 1 | 1 | 1 | 1 | 1 | 1 | 1 | 1 | 1 | 1 | 1 | [719 empty] | 0 | 154 | [61 empty] | 154 | 154 | #VALUE! | #VALUE! | [79 empty] | 0 | 0.03 |  | #VALUE! | #VALUE! | #VALUE! | #VALUE! | #VALUE! | #VALUE! | #VALUE! | #VALUE! | #VALUE! | #VALUE! | #VALUE! | #VALUE! | #VALUE! | #VALUE! | #VALUE! | #VALUE! | #VALUE! | #VALUE! | #VALUE! | #VALUE! | #VALUE! | #VALUE! | #VALUE! | #VALUE! | #VALUE! | #VALUE! | #VALUE! | #VALUE! | #VALUE! | #VALUE! | #VALUE! | #VALUE! | [190 empty] | 0 | [5 empty] | 0
| ERCTc_Hot or very hot_2A/2B | ERCTc_vh | [36 empty] | 155 | [8 empty] | 0 |  |  |  | 155 | 155 | [268 empty] | 0% | 0% | 0% | 0% | 0% | 0% | 0% | 0 | 0% | 0% | 0% | 0% | 0% | 0% | [81 empty] | 0 | 0 | 0 | 0 | [33 empty] | 0 | 0 | 0 | 0 | [190 empty] | 155 | [375 empty] | 155 | FALSE | #N/A | 0 | [262 empty] | 155 |  |  |  |  | 0 |  | FRCCc_vh | 0.034743 | 0.035016 | 0.053025 | 0.051167 | 0.057384 | 0.054862 | 0.055309 | 0.055928 | 0.05636 | 0.056628 | 0.056966 | 0.057232 | 0.057566 | 0.057883 | 0.058196 | 0.058586 | 0.058784 | 0.059083 | 0.059411 | 0.05965 | 0.059861 | 0.060202 | 0.060256 | 0.060481 | 0.060438 | 0.060558 | 0.061182 | 0.061175 | 0.061528 | 0.061823 | 0.062118 | [12 empty] | CDD | HU12 | 124.4753 | 81.11 |  | 181.75 | 192.97 |  | SRMVc_mm_ERM_1.5 | 68.4917 | 64.169 | 58.7946 | 53.7211 | 48.9232 | 44.4589 | 39.9178 | 35.7985 | 31.9308 | 28.3092 | 24.8173 | 21.8747 | 19.0285 | 16.3803 | 13.9203 | 11.6461 | 9.5214 | 7.5784 | 5.9366 | 4.6283 | 3.5853 | 3.0043 | 2.5663 | 2.1847 | 1.855 | 1.5498 | 1.3305 | 1.1224 | 0.93985 | 0.77371 | 0.61703 | 0.67752 |  |  |  | SRMVc_mm_ERM_1.5 | 228.4237 | 216.1848 | 204.6016 | 193.639 | 183.2639 | 173.4446 | 164.1514 | 155.3562 | 147.0322 | 139.1542 | 131.6984 | 124.642 | 117.9637 | 111.6432 | 105.6613 | 100 | 100 | 100 | 100 | 100 | 100 | 100 | 100 | 100 | 100 | 100 | 100 | 100 | 100 | 100 | 100 | [403 empty] | 0 | 0 | 1 | 1 | 1 | 1 | 0 | 0 | 1 | 0 | 1 | 1 | 1 | 1 | 1 | 1 | 1 | 1 | 1 | 1 | 1 | 1 | 1 | 1 | 1 | 1 | 1 | 1 | 1 | [719 empty] | 0 | 155 | [61 empty] | 155 | 155 | #VALUE! | #VALUE! | [79 empty] | 0 | 0.03 |  | #VALUE! | #VALUE! | #VALUE! | #VALUE! | #VALUE! | #VALUE! | #VALUE! | #VALUE! | #VALUE! | #VALUE! | #VALUE! | #VALUE! | #VALUE! | #VALUE! | #VALUE! | #VALUE! | #VALUE! | #VALUE! | #VALUE! | #VALUE! | #VALUE! | #VALUE! | #VALUE! | #VALUE! | #VALUE! | #VALUE! | #VALUE! | #VALUE! | #VALUE! | #VALUE! | #VALUE! | #VALUE! | [190 empty] | 0 | [5 empty] | 0
| ERCTc_Mixed mild_4B | ERCTc_mm | [36 empty] | 156 | [8 empty] | 0 |  |  |  | 156 | 156 | [268 empty] | 0% | 0% | 0% | 0% | 0% | 0% | 0% | 0 | 0% | 0% | 0% | 0% | 0% | 0% | [81 empty] | 0 | 0 | 0 | 0 | [33 empty] | 0 | 0 | 0 | 0 | [190 empty] | 156 | [375 empty] | 156 | FALSE | #N/A | 0 | [262 empty] | 156 |  |  |  |  | 0 |  | MROEc_vc | 0.034743 | 0.035016 | 0.053025 | 0.051167 | 0.057384 | 0.054862 | 0.055309 | 0.055928 | 0.05636 | 0.056628 | 0.056966 | 0.057232 | 0.057566 | 0.057883 | 0.058196 | 0.058586 | 0.058784 | 0.059083 | 0.059411 | 0.05965 | 0.059861 | 0.060202 | 0.060256 | 0.060481 | 0.060438 | 0.060558 | 0.061182 | 0.061175 | 0.061528 | 0.061823 | 0.062118 | [12 empty] | CDD | HU21 | 100.484 | 62.26 |  | 132.45 | 121.79 |  | SRMVc_w_ERM_1.5 | 56.7308 | 53.1571 | 48.7139 | 44.5195 | 40.553 | 36.8623 | 33.108 | 29.7025 | 26.505 | 23.5109 | 20.624 | 18.1913 | 15.8383 | 13.649 | 11.6152 | 9.7351 | 7.9785 | 6.3722 | 5.0149 | 3.9332 | 3.0709 | 2.5907 | 2.2286 | 1.9131 | 1.6405 | 1.3882 | 1.2069 | 1.0348 | 0.88391 | 0.74656 | 0.61703 | 0.60614 |  |  |  | SRMVc_w_ERM_1.5 | 184.5976 | 175.1983 | 166.2777 | 157.8113 | 149.7759 | 142.1497 | 134.9118 | 128.0425 | 121.5229 | 115.3352 | 109.4627 | 103.8891 | 98.5993 | 93.5789 | 88.8141 | 84.2919 | 80 | 80 | 80 | 80 | 80 | 80 | 80 | 80 | 80 | 80 | 80 | 80 | 80 | 80 | 80 | [403 empty] | 0 | 0 | 1 | 1 | 1 | 1 | 0 | 0 | 1 | 0 | 1 | 1 | 1 | 1 | 1 | 1 | 1 | 1 | 1 | 1 | 1 | 1 | 1 | 1 | 1 | 1 | 1 | 1 | 1 | [719 empty] | 0 | 156 | [61 empty] | 156 | 156 | #VALUE! | #VALUE! | [79 empty] | 0 | 0.03 |  | #VALUE! | #VALUE! | #VALUE! | #VALUE! | #VALUE! | #VALUE! | #VALUE! | #VALUE! | #VALUE! | #VALUE! | #VALUE! | #VALUE! | #VALUE! | #VALUE! | #VALUE! | #VALUE! | #VALUE! | #VALUE! | #VALUE! | #VALUE! | #VALUE! | #VALUE! | #VALUE! | #VALUE! | #VALUE! | #VALUE! | #VALUE! | #VALUE! | #VALUE! | #VALUE! | #VALUE! | #VALUE! | [190 empty] | 0 | [5 empty] | 0
| ERCTc_Warm_3A/3B | ERCTc_w | [36 empty] | 157 | [8 empty] | 0 |  |  |  | 157 | 157 | [268 empty] | 0% | 0% | 0% | 0% | 0% | 0% | 0% | 0 | 0% | 0% | 0% | 0% | 0% | 0% | [81 empty] | 0 | 0 | 0 | 0 | [33 empty] | 0 | 0 | 0 | 0 | [190 empty] | 157 | [375 empty] | 157 | FALSE | #N/A | 0 | [262 empty] | 157 |  |  |  |  | 0 |  | MROWc_vc | 0.034743 | 0.035016 | 0.053025 | 0.051167 | 0.057384 | 0.054862 | 0.055309 | 0.055928 | 0.05636 | 0.056628 | 0.056966 | 0.057232 | 0.057566 | 0.057883 | 0.058196 | 0.058586 | 0.058784 | 0.059083 | 0.059411 | 0.05965 | 0.059861 | 0.060202 | 0.060256 | 0.060481 | 0.060438 | 0.060558 | 0.061182 | 0.061175 | 0.061528 | 0.061823 | 0.062118 | [12 empty] | CDD | HU22 | 87.484 | 47.51 |  | 106.75 | 96.31 |  | SRMWc_c_ERM_1.5 | 134.0332 | 125.5364 | 114.9724 | 104.9997 | 95.569 | 86.7938 | 77.8677 | 69.7708 | 62.1682 | 55.0496 | 48.1856 | 42.4017 | 36.8072 | 31.6018 | 26.7663 | 22.2961 | 18.1198 | 14.3005 | 11.0734 | 8.5016 | 6.4515 | 5.3095 | 4.4487 | 3.6985 | 3.0505 | 2.4505 | 2.0195 | 1.6104 | 1.2516 | 0.92501 | 0.61703 | 0.67197 |  |  |  | SRMWc_c_ERM_1.5 | 262.3081 | 249.2359 | 236.8152 | 225.0134 | 213.7998 | 203.145 | 193.0212 | 183.4019 | 174.262 | 165.5776 | 157.326 | 149.4856 | 142.036 | 134.9575 | 128.2319 | 121.8414 | 115.7694 | 110 | 110 | 110 | 110 | 110 | 110 | 110 | 110 | 110 | 110 | 110 | 110 | 110 | 110 | [403 empty] | 0 | 0 | 1 | 1 | 1 | 1 | 0 | 0 | 1 | 0 | 1 | 1 | 1 | 1 | 1 | 1 | 1 | 1 | 1 | 1 | 1 | 1 | 1 | 1 | 1 | 1 | 1 | 1 | 1 | [719 empty] | 0 | 157 | [61 empty] | 157 | 157 | #VALUE! | #VALUE! | [79 empty] | 0 | 0.03 |  | #VALUE! | #VALUE! | #VALUE! | #VALUE! | #VALUE! | #VALUE! | #VALUE! | #VALUE! | #VALUE! | #VALUE! | #VALUE! | #VALUE! | #VALUE! | #VALUE! | #VALUE! | #VALUE! | #VALUE! | #VALUE! | #VALUE! | #VALUE! | #VALUE! | #VALUE! | #VALUE! | #VALUE! | #VALUE! | #VALUE! | #VALUE! | #VALUE! | #VALUE! | #VALUE! | #VALUE! | #VALUE! | [190 empty] | 0 | [5 empty] | 0
| FRCCc_Hot or very hot_1A/2A | FRCCc_vh | [36 empty] | 158 | [8 empty] | 0 |  |  |  | 158 | 158 | [268 empty] | 0% | 0% | 0% | 0% | 0% | 0% | 0% | 0 | 0% | 0% | 0% | 0% | 0% | 0% | [81 empty] | 0 | 0 | 0 | 0 | [33 empty] | 0 | 0 | 0 | 0 | [190 empty] | 158 | [375 empty] | 158 | FALSE | #N/A | 0 | [262 empty] | 158 |  |  |  |  | 0 |  | MROWc_c | 0.034743 | 0.035016 | 0.053025 | 0.051167 | 0.057384 | 0.054862 | 0.055309 | 0.055928 | 0.05636 | 0.056628 | 0.056966 | 0.057232 | 0.057566 | 0.057883 | 0.058196 | 0.058586 | 0.058784 | 0.059083 | 0.059411 | 0.05965 | 0.059861 | 0.060202 | 0.060256 | 0.060481 | 0.060438 | 0.060558 | 0.061182 | 0.061175 | 0.061528 | 0.061823 | 0.062118 | [12 empty] | CDD | HU23 | 112.1053 | 88.06 |  | 177.31 | 141.21 |  | SRMWc_mm_ERM_1.5 | 127.6971 | 119.6038 | 109.5414 | 100.0424 | 91.0596 | 82.7011 | 74.1989 | 66.4865 | 59.2451 | 52.4645 | 45.9265 | 40.4172 | 35.0884 | 30.1303 | 25.5244 | 21.2665 | 17.2885 | 13.6506 | 10.5768 | 8.1272 | 6.1744 | 5.0867 | 4.2667 | 3.5521 | 2.9349 | 2.3634 | 1.9529 | 1.5633 | 1.2214 | 0.91038 | 0.61703 | 0.63443 |  |  |  | SRMWc_mm_ERM_1.5 | 228.4237 | 217.5899 | 207.2699 | 197.4394 | 188.0752 | 179.155 | 170.658 | 162.5639 | 154.8538 | 147.5093 | 140.5131 | 133.8488 | 127.5006 | 121.4534 | 115.693 | 110.2059 | 104.979 | 100 | 100 | 100 | 100 | 100 | 100 | 100 | 100 | 100 | 100 | 100 | 100 | 100 | 100 | [403 empty] | 0 | 0 | 1 | 1 | 1 | 1 | 0 | 0 | 1 | 0 | 1 | 1 | 1 | 1 | 1 | 1 | 1 | 1 | 1 | 1 | 1 | 1 | 1 | 1 | 1 | 1 | 1 | 1 | 1 | [719 empty] | 0 | 158 | [61 empty] | 158 | 158 | #VALUE! | #VALUE! | [79 empty] | 0 | 0.03 |  | #VALUE! | #VALUE! | #VALUE! | #VALUE! | #VALUE! | #VALUE! | #VALUE! | #VALUE! | #VALUE! | #VALUE! | #VALUE! | #VALUE! | #VALUE! | #VALUE! | #VALUE! | #VALUE! | #VALUE! | #VALUE! | #VALUE! | #VALUE! | #VALUE! | #VALUE! | #VALUE! | #VALUE! | #VALUE! | #VALUE! | #VALUE! | #VALUE! | #VALUE! | #VALUE! | #VALUE! | #VALUE! | [190 empty] | 0 | [5 empty] | 0
| MROEc_Cold or very cold_6A/7 | MROEc_vc | [36 empty] | 159 | [8 empty] | 0 |  |  |  | 159 | 159 | [268 empty] | 0% | 0% | 0% | 0% | 0% | 0% | 0% | 0 | 0% | 0% | 0% | 0% | 0% | 0% | [81 empty] | 0 | 0 | 0 | 0 | [33 empty] | 0 | 0 | 0 | 0 | [190 empty] | 159 | [375 empty] | 159 | FALSE | #N/A | 0 | [262 empty] | 159 |  |  |  |  | 0 |  | NEWEc_vc | 0.034743 | 0.035016 | 0.053025 | 0.051167 | 0.057384 | 0.054862 | 0.055309 | 0.055928 | 0.05636 | 0.056628 | 0.056966 | 0.057232 | 0.057566 | 0.057883 | 0.058196 | 0.058586 | 0.058784 | 0.059083 | 0.059411 | 0.05965 | 0.059861 | 0.060202 | 0.060256 | 0.060481 | 0.060438 | 0.060558 | 0.061182 | 0.061175 | 0.061528 | 0.061823 | 0.062118 | [12 empty] | CDD | HU31 | 101.0893 | 51.66 |  | 138.77 | 156.97 |  | SRSOc_vh_ERM_1.5 | 70.0156 | 65.5959 | 60.1008 | 54.9134 | 50.0078 | 45.4433 | 40.8002 | 36.5885 | 32.6339 | 28.931 | 25.3606 | 22.352 | 19.4419 | 16.7343 | 14.219 | 11.8937 | 9.7214 | 7.7347 | 6.0561 | 4.7183 | 3.6519 | 3.0579 | 2.6101 | 2.2199 | 1.8828 | 1.5707 | 1.3465 | 1.1338 | 0.9471 | 0.77723 | 0.61703 | 0.59717 |  |  |  | SRSOc_vh_ERM_1.5 | 180.3633 | 170.738 | 161.6264 | 153.0011 | 144.836 | 137.1067 | 129.7898 | 122.8634 | 116.3067 | 110.0999 | 104.2243 | 98.6622 | 93.397 | 88.4128 | 83.6945 | 79.2281 | 75 | 75 | 75 | 75 | 75 | 75 | 75 | 75 | 75 | 75 | 75 | 75 | 75 | 75 | 75 | [403 empty] | 0 | 0 | 1 | 1 | 1 | 1 | 0 | 0 | 1 | 0 | 1 | 1 | 1 | 1 | 1 | 1 | 1 | 1 | 1 | 1 | 1 | 1 | 1 | 1 | 1 | 1 | 1 | 1 | 1 | [719 empty] | 0 | 159 | [61 empty] | 159 | 159 | #VALUE! | #VALUE! | [79 empty] | 0 | 0.03 |  | #VALUE! | #VALUE! | #VALUE! | #VALUE! | #VALUE! | #VALUE! | #VALUE! | #VALUE! | #VALUE! | #VALUE! | #VALUE! | #VALUE! | #VALUE! | #VALUE! | #VALUE! | #VALUE! | #VALUE! | #VALUE! | #VALUE! | #VALUE! | #VALUE! | #VALUE! | #VALUE! | #VALUE! | #VALUE! | #VALUE! | #VALUE! | #VALUE! | #VALUE! | #VALUE! | #VALUE! | #VALUE! | [190 empty] | 0 | [5 empty] | 0
| MROWc_Cold or very cold_6A/6B/7 | MROWc_vc | [36 empty] | 160 | [8 empty] | 0 |  |  |  | 160 | 160 | [268 empty] | 0% | 0% | 0% | 0% | 0% | 0% | 0% | 0 | 0% | 0% | 0% | 0% | 0% | 0% | [81 empty] | 0 | 0 | 0 | 0 | [33 empty] | 0 | 0 | 0 | 0 | [190 empty] | 160 | [375 empty] | 160 | FALSE | #N/A | 0 | [262 empty] | 160 |  |  |  |  | 0 |  | NEWEc_c | 0.034743 | 0.035016 | 0.053025 | 0.051167 | 0.057384 | 0.054862 | 0.055309 | 0.055928 | 0.05636 | 0.056628 | 0.056966 | 0.057232 | 0.057566 | 0.057883 | 0.058196 | 0.058586 | 0.058784 | 0.059083 | 0.059411 | 0.05965 | 0.059861 | 0.060202 | 0.060256 | 0.060481 | 0.060438 | 0.060558 | 0.061182 | 0.061175 | 0.061528 | 0.061823 | 0.062118 | [12 empty] | CDD | HU32 | 134.4627 | 74.55 |  | 183.17 | 198.9 |  | SRSOc_mm_ERM_1.5 | 78.1176 | 73.1818 | 67.0452 | 61.2522 | 55.774 | 50.6765 | 45.4914 | 40.7879 | 36.3717 | 32.2365 | 28.2493 | 24.8894 | 21.6396 | 18.6159 | 15.8069 | 13.2102 | 10.7842 | 8.5656 | 6.691 | 5.1971 | 4.0062 | 3.3429 | 2.8428 | 2.407 | 2.0306 | 1.6821 | 1.4317 | 1.1941 | 0.98563 | 0.79593 | 0.61703 | 0.59831 |  |  |  | SRSOc_mm_ERM_1.5 | 228.4237 | 215.3361 | 202.9983 | 191.3674 | 180.403 | 170.0667 | 160.3227 | 151.1369 | 142.4775 | 134.3142 | 126.6186 | 119.3639 | 112.5249 | 106.0778 | 100 | 100 | 100 | 100 | 100 | 100 | 100 | 100 | 100 | 100 | 100 | 100 | 100 | 100 | 100 | 100 | 100 | [403 empty] | 0 | 0 | 1 | 1 | 1 | 1 | 0 | 0 | 1 | 0 | 1 | 1 | 1 | 1 | 1 | 1 | 1 | 1 | 1 | 1 | 1 | 1 | 1 | 1 | 1 | 1 | 1 | 1 | 1 | [719 empty] | 0 | 160 | [61 empty] | 160 | 160 | #VALUE! | #VALUE! | [79 empty] | 0 | 0.03 |  | #VALUE! | #VALUE! | #VALUE! | #VALUE! | #VALUE! | #VALUE! | #VALUE! | #VALUE! | #VALUE! | #VALUE! | #VALUE! | #VALUE! | #VALUE! | #VALUE! | #VALUE! | #VALUE! | #VALUE! | #VALUE! | #VALUE! | #VALUE! | #VALUE! | #VALUE! | #VALUE! | #VALUE! | #VALUE! | #VALUE! | #VALUE! | #VALUE! | #VALUE! | #VALUE! | #VALUE! | #VALUE! | [190 empty] | 0 | [5 empty] | 0
| MROWc_Cool_5A | MROWc_c | [36 empty] | 161 | [8 empty] | 0 |  |  |  | 161 | 161 | [268 empty] | 0% | 0% | 0% | 0% | 0% | 0% | 0% | 0 | 0% | 0% | 0% | 0% | 0% | 0% | [81 empty] | 0 | 0 | 0 | 0 | [33 empty] | 0 | 0 | 0 | 0 | [190 empty] | 161 | [375 empty] | 161 | FALSE | #N/A | 0 | [262 empty] | 161 |  |  |  |  | 0 |  | NWPPc_vc | 0.034743 | 0.035016 | 0.053025 | 0.051167 | 0.057384 | 0.054862 | 0.055309 | 0.055928 | 0.05636 | 0.056628 | 0.056966 | 0.057232 | 0.057566 | 0.057883 | 0.058196 | 0.058586 | 0.058784 | 0.059083 | 0.059411 | 0.05965 | 0.059861 | 0.060202 | 0.060256 | 0.060481 | 0.060438 | 0.060558 | 0.061182 | 0.061175 | 0.061528 | 0.061823 | 0.062118 | [12 empty] | CDD | HU33 | 141.934 | 81.37 |  | 214.13 | 206.82 |  | SRSOc_w_ERM_1.5 | 64.9992 | 60.8989 | 55.801 | 50.9886 | 46.4376 | 42.203 | 37.8956 | 33.9883 | 30.3196 | 26.8843 | 23.572 | 20.7809 | 18.0812 | 15.5692 | 13.2358 | 11.0786 | 9.0633 | 7.2202 | 5.6629 | 4.4219 | 3.4325 | 2.8815 | 2.466 | 2.104 | 1.7913 | 1.5018 | 1.2938 | 1.0964 | 0.92324 | 0.76565 | 0.61703 | 0.59765 |  |  |  | SRSOc_w_ERM_1.5 | 184.5976 | 174.589 | 165.1231 | 156.1704 | 147.7031 | 139.6949 | 132.1209 | 124.9576 | 118.1826 | 111.7749 | 105.7147 | 99.983 | 94.5621 | 89.4351 | 84.5861 | 80 | 80 | 80 | 80 | 80 | 80 | 80 | 80 | 80 | 80 | 80 | 80 | 80 | 80 | 80 | 80 | [403 empty] | 0 | 0 | 1 | 1 | 1 | 1 | 0 | 0 | 1 | 0 | 1 | 1 | 1 | 1 | 1 | 1 | 1 | 1 | 1 | 1 | 1 | 1 | 1 | 1 | 1 | 1 | 1 | 1 | 1 | [719 empty] | 0 | 161 | [61 empty] | 161 | 161 | #VALUE! | #VALUE! | [79 empty] | 0 | 0.03 |  | #VALUE! | #VALUE! | #VALUE! | #VALUE! | #VALUE! | #VALUE! | #VALUE! | #VALUE! | #VALUE! | #VALUE! | #VALUE! | #VALUE! | #VALUE! | #VALUE! | #VALUE! | #VALUE! | #VALUE! | #VALUE! | #VALUE! | #VALUE! | #VALUE! | #VALUE! | #VALUE! | #VALUE! | #VALUE! | #VALUE! | #VALUE! | #VALUE! | #VALUE! | #VALUE! | #VALUE! | #VALUE! | [190 empty] | 0 | [5 empty] | 0
| NEWEc_Cold or very cold_6A/7 | NEWEc_vc | [36 empty] | 162 | [8 empty] | 0 |  |  |  | 162 | 162 | [268 empty] | 0% | 0% | 0% | 0% | 0% | 0% | 0% | 0 | 0% | 0% | 0% | 0% | 0% | 0% | [81 empty] | 0 | 0 | 0 | 0 | [33 empty] | 0 | 0 | 0 | 0 | [190 empty] | 162 | [375 empty] | 162 | FALSE | #N/A | 0 | [262 empty] | 162 |  |  |  |  | 0 |  | NWPPc_c | 0.034743 | 0.035016 | 0.053025 | 0.051167 | 0.057384 | 0.054862 | 0.055309 | 0.055928 | 0.05636 | 0.056628 | 0.056966 | 0.057232 | 0.057566 | 0.057883 | 0.058196 | 0.058586 | 0.058784 | 0.059083 | 0.059411 | 0.05965 | 0.059861 | 0.060202 | 0.060256 | 0.060481 | 0.060438 | 0.060558 | 0.061182 | 0.061175 | 0.061528 | 0.061823 | 0.062118 | [12 empty] | CDD | MT00 | 658.3953 | 672.27 |  | 793.36 | 841.72 |  | SRTVc_mm_ERM_1.5 | 76.1446 | 71.3345 | 65.3542 | 59.7086 | 54.3698 | 49.4021 | 44.349 | 39.7653 | 35.4615 | 31.4316 | 27.5459 | 24.2715 | 21.1044 | 18.1577 | 15.4202 | 12.8896 | 10.5254 | 8.3633 | 6.5364 | 5.0805 | 3.9199 | 3.2735 | 2.7861 | 2.3614 | 1.9946 | 1.6549 | 1.411 | 1.1794 | 0.97625 | 0.79138 | 0.61703 | 0.59913 |  |  |  | SRTVc_mm_ERM_1.5 | 228.4237 | 214.3609 | 201.164 | 188.7795 | 177.1574 | 166.2508 | 156.0157 | 146.4107 | 137.397 | 128.9383 | 121.0003 | 113.551 | 106.5603 | 100 | 100 | 100 | 100 | 100 | 100 | 100 | 100 | 100 | 100 | 100 | 100 | 100 | 100 | 100 | 100 | 100 | 100 | [403 empty] | 0 | 0 | 1 | 1 | 1 | 1 | 0 | 0 | 1 | 0 | 1 | 1 | 1 | 1 | 1 | 1 | 1 | 1 | 1 | 1 | 1 | 1 | 1 | 1 | 1 | 1 | 1 | 1 | 1 | [719 empty] | 0 | 162 | [61 empty] | 162 | 162 | #VALUE! | #VALUE! | [79 empty] | 0 | 0.03 |  | #VALUE! | #VALUE! | #VALUE! | #VALUE! | #VALUE! | #VALUE! | #VALUE! | #VALUE! | #VALUE! | #VALUE! | #VALUE! | #VALUE! | #VALUE! | #VALUE! | #VALUE! | #VALUE! | #VALUE! | #VALUE! | #VALUE! | #VALUE! | #VALUE! | #VALUE! | #VALUE! | #VALUE! | #VALUE! | #VALUE! | #VALUE! | #VALUE! | #VALUE! | #VALUE! | #VALUE! | #VALUE! | [190 empty] | 0 | [5 empty] | 0
| NEWEc_Cool_5A | NEWEc_c | [36 empty] | 163 | [8 empty] | 0 |  |  |  | 163 | 163 | [268 empty] | 0% | 0% | 0% | 0% | 0% | 0% | 0% | 0 | 0% | 0% | 0% | 0% | 0% | 0% | [81 empty] | 0 | 0 | 0 | 0 | [33 empty] | 0 | 0 | 0 | 0 | [190 empty] | 163 | [375 empty] | 163 | FALSE | #N/A | 0 | [262 empty] | 163 |  |  |  |  | 0 |  | NWPPc_mm | 0.034743 | 0.035016 | 0.053025 | 0.051167 | 0.057384 | 0.054862 | 0.055309 | 0.055928 | 0.05636 | 0.056628 | 0.056966 | 0.057232 | 0.057566 | 0.057883 | 0.058196 | 0.058586 | 0.058784 | 0.059083 | 0.059411 | 0.05965 | 0.059861 | 0.060202 | 0.060256 | 0.060481 | 0.060438 | 0.060558 | 0.061182 | 0.061175 | 0.061528 | 0.061823 | 0.062118 | [12 empty] | CDD | NL11 | 11.7273 | 25.56 |  | 3.92 | 14.63 |  | SRTVc_w_ERM_1.5 | 63.3045 | 59.3121 | 54.3485 | 49.6627 | 45.2315 | 41.1084 | 36.9143 | 33.1099 | 29.5377 | 26.1929 | 22.9678 | 20.2501 | 17.6215 | 15.1757 | 12.9036 | 10.8032 | 8.8409 | 7.0464 | 5.5301 | 4.3217 | 3.3584 | 2.8219 | 2.4174 | 2.0649 | 1.7604 | 1.4785 | 1.276 | 1.0838 | 0.91518 | 0.76174 | 0.61703 | 0.60588 |  |  |  | SRTVc_w_ERM_1.5 | 184.5976 | 173.8953 | 163.8134 | 154.3161 | 145.3694 | 136.9413 | 129.002 | 121.5229 | 114.4774 | 107.8404 | 101.5882 | 95.6984 | 90.1502 | 84.9236 | 80 | 80 | 80 | 80 | 80 | 80 | 80 | 80 | 80 | 80 | 80 | 80 | 80 | 80 | 80 | 80 | 80 | [403 empty] | 0 | 0 | 1 | 1 | 1 | 1 | 0 | 0 | 1 | 0 | 1 | 1 | 1 | 1 | 1 | 1 | 1 | 1 | 1 | 1 | 1 | 1 | 1 | 1 | 1 | 1 | 1 | 1 | 1 | [719 empty] | 0 | 163 | [61 empty] | 163 | 163 | #VALUE! | #VALUE! | [79 empty] | 0 | 0.03 |  | #VALUE! | #VALUE! | #VALUE! | #VALUE! | #VALUE! | #VALUE! | #VALUE! | #VALUE! | #VALUE! | #VALUE! | #VALUE! | #VALUE! | #VALUE! | #VALUE! | #VALUE! | #VALUE! | #VALUE! | #VALUE! | #VALUE! | #VALUE! | #VALUE! | #VALUE! | #VALUE! | #VALUE! | #VALUE! | #VALUE! | #VALUE! | #VALUE! | #VALUE! | #VALUE! | #VALUE! | #VALUE! | [190 empty] | 0 | [5 empty] | 0
| NWPPc_Cold or very cold_6B/7 | NWPPc_vc | [36 empty] | 164 | [8 empty] | 0 |  |  |  | 164 | 164 | [268 empty] | 0% | 0% | 0% | 0% | 0% | 0% | 0% | 0 | 0% | 0% | 0% | 0% | 0% | 0% | [81 empty] | 0 | 0 | 0 | 0 | [33 empty] | 0 | 0 | 0 | 0 | [190 empty] | 164 | [375 empty] | 164 | FALSE | #N/A | 0 | [262 empty] | 164 |  |  |  |  | 0 |  | NWPPc_w | 0.034743 | 0.035016 | 0.053025 | 0.051167 | 0.057384 | 0.054862 | 0.055309 | 0.055928 | 0.05636 | 0.056628 | 0.056966 | 0.057232 | 0.057566 | 0.057883 | 0.058196 | 0.058586 | 0.058784 | 0.059083 | 0.059411 | 0.05965 | 0.059861 | 0.060202 | 0.060256 | 0.060481 | 0.060438 | 0.060558 | 0.061182 | 0.061175 | 0.061528 | 0.061823 | 0.062118 | [12 empty] | CDD | NL12 | 10.026 | 24.26 |  | 0.8 | 14.06 |  | SRVCc_c_ERM_1.5 | 65.4856 | 61.3543 | 56.2179 | 51.3691 | 46.7838 | 42.5172 | 38.1772 | 34.2404 | 30.5439 | 27.0828 | 23.7454 | 20.9332 | 18.2131 | 15.6822 | 13.3311 | 11.1576 | 9.1271 | 7.2701 | 5.701 | 4.4506 | 3.4538 | 2.8986 | 2.48 | 2.1153 | 1.8002 | 1.5085 | 1.2989 | 1.1 | 0.92555 | 0.76677 | 0.61703 | 0.61392 |  |  |  | SRVCc_c_ERM_1.5 | 262.3081 | 246.5206 | 231.6833 | 217.739 | 204.634 | 192.3177 | 180.7427 | 169.8643 | 159.6407 | 150.0324 | 141.0025 | 132.516 | 124.5402 | 117.0445 | 110 | 110 | 110 | 110 | 110 | 110 | 110 | 110 | 110 | 110 | 110 | 110 | 110 | 110 | 110 | 110 | 110 | [403 empty] | 0 | 0 | 1 | 1 | 1 | 1 | 0 | 0 | 1 | 0 | 1 | 1 | 1 | 1 | 1 | 1 | 1 | 1 | 1 | 1 | 1 | 1 | 1 | 1 | 1 | 1 | 1 | 1 | 1 | [719 empty] | 0 | 164 | [61 empty] | 164 | 164 | #VALUE! | #VALUE! | [79 empty] | 0 | 0.03 |  | #VALUE! | #VALUE! | #VALUE! | #VALUE! | #VALUE! | #VALUE! | #VALUE! | #VALUE! | #VALUE! | #VALUE! | #VALUE! | #VALUE! | #VALUE! | #VALUE! | #VALUE! | #VALUE! | #VALUE! | #VALUE! | #VALUE! | #VALUE! | #VALUE! | #VALUE! | #VALUE! | #VALUE! | #VALUE! | #VALUE! | #VALUE! | #VALUE! | #VALUE! | #VALUE! | #VALUE! | #VALUE! | [190 empty] | 0 | [5 empty] | 0
| NWPPc_Cool_5B | NWPPc_c | [36 empty] | 165 | [8 empty] | 0 |  |  |  | 165 | 165 | [268 empty] | 0% | 0% | 0% | 0% | 0% | 0% | 0% | 0 | 0% | 0% | 0% | 0% | 0% | 0% | [81 empty] | 0 | 0 | 0 | 0 | [33 empty] | 0 | 0 | 0 | 0 | [190 empty] | 165 | [375 empty] | 165 | FALSE | #N/A | 0 | [262 empty] | 165 |  |  |  |  | 0 |  | NYSTc_vc | 0.034743 | 0.035016 | 0.053025 | 0.051167 | 0.057384 | 0.054862 | 0.055309 | 0.055928 | 0.05636 | 0.056628 | 0.056966 | 0.057232 | 0.057566 | 0.057883 | 0.058196 | 0.058586 | 0.058784 | 0.059083 | 0.059411 | 0.05965 | 0.059861 | 0.060202 | 0.060256 | 0.060481 | 0.060438 | 0.060558 | 0.061182 | 0.061175 | 0.061528 | 0.061823 | 0.062118 | [12 empty] | CDD | NL13 | 12.2033 | 31.35 |  | 3.77 | 12.41 |  | SRVCc_mm_ERM_1.5 | 59.3102 | 55.5723 | 50.9249 | 46.5376 | 42.3888 | 38.5284 | 34.6016 | 31.0395 | 27.695 | 24.5633 | 21.5437 | 18.9992 | 16.538 | 14.248 | 12.1207 | 10.1542 | 8.3169 | 6.6367 | 5.217 | 4.0857 | 3.1837 | 2.6814 | 2.3027 | 1.9726 | 1.6876 | 1.4236 | 1.234 | 1.0541 | 0.89618 | 0.75252 | 0.61703 | 0.59919 |  |  |  | SRVCc_mm_ERM_1.5 | 228.4237 | 215.3361 | 202.9983 | 191.3674 | 180.403 | 170.0667 | 160.3227 | 151.1369 | 142.4775 | 134.3142 | 126.6186 | 119.3639 | 112.5249 | 106.0778 | 100 | 100 | 100 | 100 | 100 | 100 | 100 | 100 | 100 | 100 | 100 | 100 | 100 | 100 | 100 | 100 | 100 | [403 empty] | 0 | 0 | 1 | 1 | 1 | 1 | 0 | 0 | 1 | 0 | 1 | 1 | 1 | 1 | 1 | 1 | 1 | 1 | 1 | 1 | 1 | 1 | 1 | 1 | 1 | 1 | 1 | 1 | 1 | [719 empty] | 0 | 165 | [61 empty] | 165 | 165 | #VALUE! | #VALUE! | [79 empty] | 0 | 0.03 |  | #VALUE! | #VALUE! | #VALUE! | #VALUE! | #VALUE! | #VALUE! | #VALUE! | #VALUE! | #VALUE! | #VALUE! | #VALUE! | #VALUE! | #VALUE! | #VALUE! | #VALUE! | #VALUE! | #VALUE! | #VALUE! | #VALUE! | #VALUE! | #VALUE! | #VALUE! | #VALUE! | #VALUE! | #VALUE! | #VALUE! | #VALUE! | #VALUE! | #VALUE! | #VALUE! | #VALUE! | #VALUE! | [190 empty] | 0 | [5 empty] | 0
| NWPPc_Mixed mild_4C | NWPPc_mm | [36 empty] | 166 | [8 empty] | 0 |  |  |  | 166 | 166 | [268 empty] | 0% | 0% | 0% | 0% | 0% | 0% | 0% | 0 | 0% | 0% | 0% | 0% | 0% | 0% | [81 empty] | 0 | 0 | 0 | 0 | [33 empty] | 0 | 0 | 0 | 0 | [190 empty] | 166 | [375 empty] | 166 | FALSE | #N/A | 0 | [262 empty] | 166 |  |  |  |  | 0 |  | NYSTc_c | 0.034743 | 0.035016 | 0.053025 | 0.051167 | 0.057384 | 0.054862 | 0.055309 | 0.055928 | 0.05636 | 0.056628 | 0.056966 | 0.057232 | 0.057566 | 0.057883 | 0.058196 | 0.058586 | 0.058784 | 0.059083 | 0.059411 | 0.05965 | 0.059861 | 0.060202 | 0.060256 | 0.060481 | 0.060438 | 0.060558 | 0.061182 | 0.061175 | 0.061528 | 0.061823 | 0.062118 | [12 empty] | CDD | NL21 | 13.4867 | 30.32 |  | 5.49 | 12.69 |  | SRVCc_w_ERM_1.5 | 48.8441 | 45.7727 | 41.954 | 38.3491 | 34.9401 | 31.7681 | 28.5415 | 25.6146 | 22.8665 | 20.2932 | 17.8121 | 15.7213 | 13.699 | 11.8174 | 10.0694 | 8.4535 | 6.9439 | 5.5633 | 4.3968 | 3.4671 | 2.726 | 2.3133 | 2.0021 | 1.7309 | 1.4967 | 1.2798 | 1.124 | 0.97612 | 0.8464 | 0.72836 | 0.61703 | 0.61682 |  |  |  | SRVCc_w_ERM_1.5 | 184.5976 | 174.589 | 165.1231 | 156.1704 | 147.7031 | 139.6949 | 132.1209 | 124.9576 | 118.1826 | 111.7749 | 105.7147 | 99.983 | 94.5621 | 89.4351 | 84.5861 | 80 | 80 | 80 | 80 | 80 | 80 | 80 | 80 | 80 | 80 | 80 | 80 | 80 | 80 | 80 | 80 | [403 empty] | 0 | 0 | 1 | 1 | 1 | 1 | 0 | 0 | 1 | 0 | 1 | 1 | 1 | 1 | 1 | 1 | 1 | 1 | 1 | 1 | 1 | 1 | 1 | 1 | 1 | 1 | 1 | 1 | 1 | [719 empty] | 0 | 166 | [61 empty] | 166 | 166 | #VALUE! | #VALUE! | [79 empty] | 0 | 0.03 |  | #VALUE! | #VALUE! | #VALUE! | #VALUE! | #VALUE! | #VALUE! | #VALUE! | #VALUE! | #VALUE! | #VALUE! | #VALUE! | #VALUE! | #VALUE! | #VALUE! | #VALUE! | #VALUE! | #VALUE! | #VALUE! | #VALUE! | #VALUE! | #VALUE! | #VALUE! | #VALUE! | #VALUE! | #VALUE! | #VALUE! | #VALUE! | #VALUE! | #VALUE! | #VALUE! | #VALUE! | #VALUE! | [190 empty] | 0 | [5 empty] | 0
| NWPPc_Warm_3B | NWPPc_w | [36 empty] | 167 | [8 empty] | 0 |  |  |  | 167 | 167 | [268 empty] | 0% | 0% | 0% | 0% | 0% | 0% | 0% | 0 | 0% | 0% | 0% | 0% | 0% | 0% | [81 empty] | 0 | 0 | 0 | 0 | [33 empty] | 0 | 0 | 0 | 0 | [190 empty] | 167 | [375 empty] | 167 | FALSE | #N/A | 0 | [262 empty] | 167 |  |  |  |  | 0 |  | NYSTc_mm | 0.034743 | 0.035016 | 0.053025 | 0.051167 | 0.057384 | 0.054862 | 0.055309 | 0.055928 | 0.05636 | 0.056628 | 0.056966 | 0.057232 | 0.057566 | 0.057883 | 0.058196 | 0.058586 | 0.058784 | 0.059083 | 0.059411 | 0.05965 | 0.059861 | 0.060202 | 0.060256 | 0.060481 | 0.060438 | 0.060558 | 0.061182 | 0.061175 | 0.061528 | 0.061823 | 0.062118 | [12 empty] | CDD | NL22 | 18.7107 | 47.3 |  | 7.07 | 21.91 |  | AKGD_vc_ERM_1.5 | 113.5311 | 106.34 | 97.3993 | 88.9592 | 80.9777 | 73.551 | 65.9966 | 59.1439 | 52.7096 | 46.6849 | 40.8757 | 35.9806 | 31.2458 | 26.8404 | 22.7479 | 18.9646 | 15.4301 | 12.1977 | 9.4665 | 7.29 | 5.5549 | 4.5884 | 3.8598 | 3.2249 | 2.6766 | 2.1687 | 1.804 | 1.4578 | 1.1541 | 0.87768 | 0.61703 | 0.39812 |  |  |  | AKGD_vc_ERM_1.5 | 317.5186 | 300.2826 | 283.9821 | 268.5665 | 253.9877 | 240.2004 | 227.1614 | 214.8302 | 203.1685 | 192.1397 | 181.7097 | 171.8458 | 162.5174 | 153.6953 | 145.3522 | 137.4619 | 130 | 130 | 130 | 130 | 130 | 130 | 130 | 130 | 130 | 130 | 130 | 130 | 130 | 130 | 130 | [403 empty] | 0 | 0 | 1 | 1 | 1 | 1 | 0 | 0 | 1 | 0 | 1 | 1 | 1 | 1 | 1 | 1 | 1 | 1 | 1 | 1 | 1 | 1 | 1 | 1 | 1 | 1 | 1 | 1 | 1 | [719 empty] | 0 | 167 | [61 empty] | 167 | 167 | #VALUE! | #VALUE! | [79 empty] | 0 | 0.03 |  | #VALUE! | #VALUE! | #VALUE! | #VALUE! | #VALUE! | #VALUE! | #VALUE! | #VALUE! | #VALUE! | #VALUE! | #VALUE! | #VALUE! | #VALUE! | #VALUE! | #VALUE! | #VALUE! | #VALUE! | #VALUE! | #VALUE! | #VALUE! | #VALUE! | #VALUE! | #VALUE! | #VALUE! | #VALUE! | #VALUE! | #VALUE! | #VALUE! | #VALUE! | #VALUE! | #VALUE! | #VALUE! | [190 empty] | 0 | [5 empty] | 0
| NYSTc_Cold or very cold_6A | NYSTc_vc | [36 empty] | 168 | [8 empty] | 0 |  |  |  | 168 | 168 | [268 empty] | 0% | 0% | 0% | 0% | 0% | 0% | 0% | 0 | 0% | 0% | 0% | 0% | 0% | 0% | [81 empty] | 0 | 0 | 0 | 0 | [33 empty] | 0 | 0 | 0 | 0 | [190 empty] | 168 | [375 empty] | 168 | FALSE | #N/A | 0 | [262 empty] | 168 |  |  |  |  | 0 |  | RFCEc_vc | 0.034743 | 0.035016 | 0.053025 | 0.051167 | 0.057384 | 0.054862 | 0.055309 | 0.055928 | 0.05636 | 0.056628 | 0.056966 | 0.057232 | 0.057566 | 0.057883 | 0.058196 | 0.058586 | 0.058784 | 0.059083 | 0.059411 | 0.05965 | 0.059861 | 0.060202 | 0.060256 | 0.060481 | 0.060438 | 0.060558 | 0.061182 | 0.061175 | 0.061528 | 0.061823 | 0.062118 | [12 empty] | CDD | NL23 | 11.124 | 32.89 |  | 0.56 | 9.37 |  | AKMS_vc_ERM_1.5 | 68.3692 | 64.0543 | 58.6896 | 53.6252 | 48.8361 | 44.3798 | 39.8469 | 35.7351 | 31.8743 | 28.2593 | 24.7736 | 21.8363 | 18.9953 | 16.3519 | 13.8963 | 11.6262 | 9.5054 | 7.5658 | 5.927 | 4.621 | 3.5799 | 3 | 2.5628 | 2.1819 | 1.8528 | 1.5481 | 1.3292 | 1.1215 | 0.93926 | 0.77343 | 0.61703 | 0.38326 |  |  |  | AKMS_vc_ERM_1.5 | 317.5186 | 297.8979 | 279.4895 | 262.2187 | 246.0151 | 230.8129 | 216.55 | 203.1685 | 190.6138 | 178.835 | 167.7841 | 157.416 | 147.6886 | 138.5623 | 130 | 130 | 130 | 130 | 130 | 130 | 130 | 130 | 130 | 130 | 130 | 130 | 130 | 130 | 130 | 130 | 130 | [403 empty] | 0 | 0 | 1 | 1 | 1 | 1 | 0 | 0 | 1 | 0 | 1 | 1 | 1 | 1 | 1 | 1 | 1 | 1 | 1 | 1 | 1 | 1 | 1 | 1 | 1 | 1 | 1 | 1 | 1 | [719 empty] | 0 | 168 | [61 empty] | 168 | 168 | #VALUE! | #VALUE! | [79 empty] | 0 | 0.03 |  | #VALUE! | #VALUE! | #VALUE! | #VALUE! | #VALUE! | #VALUE! | #VALUE! | #VALUE! | #VALUE! | #VALUE! | #VALUE! | #VALUE! | #VALUE! | #VALUE! | #VALUE! | #VALUE! | #VALUE! | #VALUE! | #VALUE! | #VALUE! | #VALUE! | #VALUE! | #VALUE! | #VALUE! | #VALUE! | #VALUE! | #VALUE! | #VALUE! | #VALUE! | #VALUE! | #VALUE! | #VALUE! | [190 empty] | 0 | [5 empty] | 0
| NYSTc_Cool_5A | NYSTc_c | [36 empty] | 169 | [8 empty] | 0 |  |  |  | 169 | 169 | [268 empty] | 0% | 0% | 0% | 0% | 0% | 0% | 0% | 0 | 0% | 0% | 0% | 0% | 0% | 0% | [81 empty] | 0 | 0 | 0 | 0 | [33 empty] | 0 | 0 | 0 | 0 | [190 empty] | 169 | [375 empty] | 169 | FALSE | #N/A | 0 | [262 empty] | 169 |  |  |  |  | 0 |  | RFCEc_c | 0.034743 | 0.035016 | 0.053025 | 0.051167 | 0.057384 | 0.054862 | 0.055309 | 0.055928 | 0.05636 | 0.056628 | 0.056966 | 0.057232 | 0.057566 | 0.057883 | 0.058196 | 0.058586 | 0.058784 | 0.059083 | 0.059411 | 0.05965 | 0.059861 | 0.060202 | 0.060256 | 0.060481 | 0.060438 | 0.060558 | 0.061182 | 0.061175 | 0.061528 | 0.061823 | 0.062118 | [12 empty] | CDD | NL31 | 14.3367 | 45.59 |  | 2.7 | 12.22 |  | HIMS_vh_ERM_1.5 | 93.0674 | 87.1795 | 79.8592 | 72.9487 | 66.4137 | 60.333 | 54.1477 | 48.5369 | 43.2687 | 38.3359 | 33.5796 | 29.5716 | 25.6949 | 22.0879 | 18.7371 | 15.6395 | 12.7455 | 10.0989 | 7.8627 | 6.0806 | 4.66 | 3.8687 | 3.2721 | 2.7523 | 2.3033 | 1.8875 | 1.5889 | 1.3054 | 1.0567 | 0.83044 | 0.61703 | 0.096831 |  |  |  | HIMS_vh_ERM_1.5 | 180.3633 | 172.223 | 164.45 | 157.0278 | 149.9407 | 143.1734 | 136.7115 | 130.5413 | 124.6495 | 119.0237 | 113.6518 | 108.5223 | 103.6243 | 98.9474 | 94.4816 | 90.2174 | 86.1456 | 82.2575 | 78.545 | 75 | 75 | 75 | 75 | 75 | 75 | 75 | 75 | 75 | 75 | 75 | 75 | [403 empty] | 0 | 0 | 1 | 1 | 1 | 1 | 0 | 0 | 1 | 0 | 1 | 1 | 1 | 1 | 1 | 1 | 1 | 1 | 1 | 1 | 1 | 1 | 1 | 1 | 1 | 1 | 1 | 1 | 1 | [719 empty] | 0 | 169 | [61 empty] | 169 | 169 | #VALUE! | #VALUE! | [79 empty] | 0 | 0.03 |  | #VALUE! | #VALUE! | #VALUE! | #VALUE! | #VALUE! | #VALUE! | #VALUE! | #VALUE! | #VALUE! | #VALUE! | #VALUE! | #VALUE! | #VALUE! | #VALUE! | #VALUE! | #VALUE! | #VALUE! | #VALUE! | #VALUE! | #VALUE! | #VALUE! | #VALUE! | #VALUE! | #VALUE! | #VALUE! | #VALUE! | #VALUE! | #VALUE! | #VALUE! | #VALUE! | #VALUE! | #VALUE! | [190 empty] | 0 | [5 empty] | 0
| NYSTc_Mixed mild_4A | NYSTc_mm | [36 empty] | 170 | [8 empty] | 0 |  |  |  | 170 | 170 | [268 empty] | 0% | 0% | 0% | 0% | 0% | 0% | 0% | 0 | 0% | 0% | 0% | 0% | 0% | 0% | [81 empty] | 0 | 0 | 0 | 0 | [33 empty] | 0 | 0 | 0 | 0 | [190 empty] | 170 | [375 empty] | 170 | FALSE | #N/A | 0 | [262 empty] | 170 |  |  |  |  | 0 |  | RFCEc_mm | 0.034743 | 0.035016 | 0.053025 | 0.051167 | 0.057384 | 0.054862 | 0.055309 | 0.055928 | 0.05636 | 0.056628 | 0.056966 | 0.057232 | 0.057566 | 0.057883 | 0.058196 | 0.058586 | 0.058784 | 0.059083 | 0.059411 | 0.05965 | 0.059861 | 0.060202 | 0.060256 | 0.060481 | 0.060438 | 0.060558 | 0.061182 | 0.061175 | 0.061528 | 0.061823 | 0.062118 | [12 empty] | CDD | NL32 | 11.2887 | 38.6 |  | 0.15 | 16.18 |  | HIOA_vh_ERM_1.5 | 134.3905 | 125.8709 | 115.2786 | 105.2793 | 95.8233 | 87.0246 | 78.0746 | 69.9559 | 62.3331 | 55.1953 | 48.313 | 42.5136 | 36.9041 | 31.6848 | 26.8363 | 22.3541 | 18.1666 | 14.3371 | 11.1014 | 8.5227 | 6.4671 | 5.3221 | 4.4589 | 3.7067 | 3.057 | 2.4554 | 2.0233 | 1.6131 | 1.2533 | 0.92584 | 0.61703 | 0.09894 |  |  |  | HIOA_vh_ERM_1.5 | 180.3633 | 172.223 | 164.45 | 157.0278 | 149.9407 | 143.1734 | 136.7115 | 130.5413 | 124.6495 | 119.0237 | 113.6518 | 108.5223 | 103.6243 | 98.9474 | 94.4816 | 90.2174 | 86.1456 | 82.2575 | 78.545 | 75 | 75 | 75 | 75 | 75 | 75 | 75 | 75 | 75 | 75 | 75 | 75 | [403 empty] | 0 | 0 | 1 | 1 | 1 | 1 | 0 | 0 | 1 | 0 | 0 | 1 | 1 | 1 | 1 | 1 | 1 | 1 | 1 | 1 | 1 | 1 | 1 | 1 | 1 | 1 | 1 | 1 | 1 | [719 empty] | 0 | 170 | [61 empty] | 170 | 170 | #VALUE! | #VALUE! | [79 empty] | 0 | 0.03 |  | #VALUE! | #VALUE! | #VALUE! | #VALUE! | #VALUE! | #VALUE! | #VALUE! | #VALUE! | #VALUE! | #VALUE! | #VALUE! | #VALUE! | #VALUE! | #VALUE! | #VALUE! | #VALUE! | #VALUE! | #VALUE! | #VALUE! | #VALUE! | #VALUE! | #VALUE! | #VALUE! | #VALUE! | #VALUE! | #VALUE! | #VALUE! | #VALUE! | #VALUE! | #VALUE! | #VALUE! | #VALUE! | [190 empty] | 0 | [5 empty] | 0
| RFCEc_Cold or very cold_6A | RFCEc_vc | [36 empty] | 171 | [8 empty] | 0 |  |  |  | 171 | 171 | [268 empty] | 0% | 0% | 0% | 0% | 0% | 0% | 0% | 0 | 0% | 0% | 0% | 0% | 0% | 0% | [81 empty] | 0 | 0 | 0 | 0 | [33 empty] | 0 | 0 | 0 | 0 | [190 empty] | 171 | [375 empty] | 171 | FALSE | #N/A | 0 | [262 empty] | 171 |  |  |  |  | 0 |  | RFCMc_vc | 0.034743 | 0.035016 | 0.053025 | 0.051167 | 0.057384 | 0.054862 | 0.055309 | 0.055928 | 0.05636 | 0.056628 | 0.056966 | 0.057232 | 0.057566 | 0.057883 | 0.058196 | 0.058586 | 0.058784 | 0.059083 | 0.059411 | 0.05965 | 0.059861 | 0.060202 | 0.060256 | 0.060481 | 0.060438 | 0.060558 | 0.061182 | 0.061175 | 0.061528 | 0.061823 | 0.062118 | [12 empty] | CDD | NL33 | 14.068 | 43.35 |  | 2.39 | 18.56 |  | AZNMc_c_SSC_1.5 | 132.3208 | 123.9528 | 113.5489 | 103.7275 | 94.4397 | 85.7976 | 77.0069 | 69.0327 | 61.5454 | 54.5347 | 47.7748 | 42.0786 | 36.5689 | 31.4425 | 26.6802 | 22.2778 | 18.1648 | 14.4034 | 11.2253 | 8.6925 | 6.6735 | 5.5489 | 4.701 | 3.9622 | 3.3241 | 2.7331 | 2.3087 | 1.9058 | 1.5524 | 1.2308 | 0.92748 | 0.099566 |  |  |  | AZNMc_c_SSC_1.5 | 455.5375 | 427.5227 | 401.2307 | 376.5556 | 353.398 | 331.6646 | 311.2677 | 292.1252 | 274.16 | 257.2996 | 241.476 | 226.6256 | 212.6885 | 199.6085 | 187.3329 | 175.8122 | 165 | 165 | 165 | 165 | 165 | 165 | 165 | 165 | 165 | 165 | 165 | 165 | 165 | 165 | 165 | [403 empty] | 0 | 0 | 1 | 1 | 1 | 1 | 0 | 0 | 1 | 0 | 0 | 1 | 1 | 1 | 1 | 1 | 1 | 1 | 1 | 1 | 1 | 1 | 1 | 1 | 1 | 1 | 1 | 1 | 1 | [719 empty] | 0 | 171 | [61 empty] | 171 | 171 | #VALUE! | #VALUE! | [79 empty] | 0 | 0.03 |  | #VALUE! | #VALUE! | #VALUE! | #VALUE! | #VALUE! | #VALUE! | #VALUE! | #VALUE! | #VALUE! | #VALUE! | #VALUE! | #VALUE! | #VALUE! | #VALUE! | #VALUE! | #VALUE! | #VALUE! | #VALUE! | #VALUE! | #VALUE! | #VALUE! | #VALUE! | #VALUE! | #VALUE! | #VALUE! | #VALUE! | #VALUE! | #VALUE! | #VALUE! | #VALUE! | #VALUE! | #VALUE! | [190 empty] | 0 | [5 empty] | 0
| RFCEc_Cool_5A | RFCEc_c | [36 empty] | 172 | [8 empty] | 0 |  |  |  | 172 | 172 | [268 empty] | 0% | 0% | 0% | 0% | 0% | 0% | 0% | 0 | 0% | 0% | 0% | 0% | 0% | 0% | [81 empty] | 0 | 0 | 0 | 0 | [33 empty] | 0 | 0 | 0 | 0 | [190 empty] | 172 | [375 empty] | 172 | FALSE | #N/A | 0 | [262 empty] | 172 |  |  |  |  | 0 |  | RFCMc_c | 0.034743 | 0.035016 | 0.053025 | 0.051167 | 0.057384 | 0.054862 | 0.055309 | 0.055928 | 0.05636 | 0.056628 | 0.056966 | 0.057232 | 0.057566 | 0.057883 | 0.058196 | 0.058586 | 0.058784 | 0.059083 | 0.059411 | 0.05965 | 0.059861 | 0.060202 | 0.060256 | 0.060481 | 0.060438 | 0.060558 | 0.061182 | 0.061175 | 0.061528 | 0.061823 | 0.062118 | [12 empty] | CDD | NL34 | 15.4693 | 49.41 |  | 1.84 | 25.61 |  | AZNMc_vh_SSC_1.5 | 101.3792 | 94.9818 | 87.0279 | 79.5193 | 72.4187 | 65.8117 | 59.0911 | 52.9947 | 47.2706 | 41.9108 | 36.7429 | 32.388 | 28.1758 | 24.2566 | 20.6158 | 17.2501 | 14.1056 | 11.23 | 8.8003 | 6.8639 | 5.3203 | 4.4606 | 3.8124 | 3.2476 | 2.7597 | 2.3079 | 1.9834 | 1.6754 | 1.4052 | 1.1594 | 0.92748 | 0.097624 |  |  |  | AZNMc_vh_SSC_1.5 | 290.8318 | 276.3238 | 262.5395 | 249.4428 | 236.9994 | 225.1768 | 213.944 | 203.2714 | 193.1313 | 183.4971 | 174.3434 | 165.6463 | 157.3831 | 149.5321 | 142.0728 | 134.9855 | 128.2518 | 121.854 | 115.7754 | 110 | 110 | 110 | 110 | 110 | 110 | 110 | 110 | 110 | 110 | 110 | 110 | [403 empty] | 0 | 0 | 1 | 1 | 1 | 1 | 0 | 0 | 1 | 0 | 0 | 1 | 1 | 1 | 1 | 1 | 1 | 1 | 1 | 1 | 1 | 1 | 1 | 1 | 1 | 1 | 1 | 1 | 1 | [719 empty] | 0 | 172 | [61 empty] | 172 | 172 | #VALUE! | #VALUE! | [79 empty] | 0 | 0.03 |  | #VALUE! | #VALUE! | #VALUE! | #VALUE! | #VALUE! | #VALUE! | #VALUE! | #VALUE! | #VALUE! | #VALUE! | #VALUE! | #VALUE! | #VALUE! | #VALUE! | #VALUE! | #VALUE! | #VALUE! | #VALUE! | #VALUE! | #VALUE! | #VALUE! | #VALUE! | #VALUE! | #VALUE! | #VALUE! | #VALUE! | #VALUE! | #VALUE! | #VALUE! | #VALUE! | #VALUE! | #VALUE! | [190 empty] | 0 | [5 empty] | 0
| RFCEc_Mixed mild_4A | RFCEc_mm | [36 empty] | 173 | [8 empty] | 0 |  |  |  | 173 | 173 | [268 empty] | 0% | 0% | 0% | 0% | 0% | 0% | 0% | 0 | 0% | 0% | 0% | 0% | 0% | 0% | [81 empty] | 0 | 0 | 0 | 0 | [33 empty] | 0 | 0 | 0 | 0 | [190 empty] | 173 | [375 empty] | 173 | FALSE | #N/A | 0 | [262 empty] | 173 |  |  |  |  | 0 |  | RFCWc_vc | 0.034743 | 0.035016 | 0.053025 | 0.051167 | 0.057384 | 0.054862 | 0.055309 | 0.055928 | 0.05636 | 0.056628 | 0.056966 | 0.057232 | 0.057566 | 0.057883 | 0.058196 | 0.058586 | 0.058784 | 0.059083 | 0.059411 | 0.05965 | 0.059861 | 0.060202 | 0.060256 | 0.060481 | 0.060438 | 0.060558 | 0.061182 | 0.061175 | 0.061528 | 0.061823 | 0.062118 | [12 empty] | CDD | NL41 | 20.8547 | 54.77 |  | 7.14 | 24.27 |  | AZNMc_mm_SSC_1.5 | 76.9616 | 72.1193 | 66.0988 | 60.4154 | 55.0408 | 50.0398 | 44.9528 | 40.3383 | 36.0056 | 31.9487 | 28.0369 | 24.7406 | 21.5523 | 18.5858 | 15.83 | 13.2824 | 10.9023 | 8.7257 | 6.8866 | 5.4209 | 4.2525 | 3.6018 | 3.1111 | 2.6836 | 2.3143 | 1.9724 | 1.7268 | 1.4936 | 1.2891 | 1.103 | 0.92748 | 0.09175 |  |  |  | AZNMc_mm_SSC_1.5 | 235.1385 | 227.681 | 220.4599 | 213.4679 | 206.6977 | 200.1421 | 193.7945 | 187.6482 | 181.6968 | 175.9342 | 170.3544 | 164.9515 | 159.7199 | 154.6543 | 149.7494 | 145 | 145 | 145 | 145 | 145 | 145 | 145 | 145 | 145 | 145 | 145 | 145 | 145 | 145 | 145 | 145 | [403 empty] | 0 | 0 | 1 | 1 | 1 | 1 | 0 | 0 | 1 | 0 | 0 | 1 | 1 | 1 | 1 | 1 | 1 | 1 | 1 | 1 | 1 | 1 | 1 | 1 | 1 | 1 | 1 | 1 | 1 | [719 empty] | 0 | 173 | [61 empty] | 173 | 173 | #VALUE! | #VALUE! | [79 empty] | 0 | 0.03 |  | #VALUE! | #VALUE! | #VALUE! | #VALUE! | #VALUE! | #VALUE! | #VALUE! | #VALUE! | #VALUE! | #VALUE! | #VALUE! | #VALUE! | #VALUE! | #VALUE! | #VALUE! | #VALUE! | #VALUE! | #VALUE! | #VALUE! | #VALUE! | #VALUE! | #VALUE! | #VALUE! | #VALUE! | #VALUE! | #VALUE! | #VALUE! | #VALUE! | #VALUE! | #VALUE! | #VALUE! | #VALUE! | [190 empty] | 0 | [5 empty] | 0
| RFCMc_Cold or very cold_6A/7 | RFCMc_vc | [36 empty] | 174 | [8 empty] | 0 |  |  |  | 174 | 174 | [268 empty] | 0% | 0% | 0% | 0% | 0% | 0% | 0% | 0 | 0% | 0% | 0% | 0% | 0% | 0% | [81 empty] | 0 | 0 | 0 | 0 | [33 empty] | 0 | 0 | 0 | 0 | [190 empty] | 174 | [375 empty] | 174 | FALSE | #N/A | 0 | [262 empty] | 174 |  |  |  |  | 0 |  | RFCWc_c | 0.034743 | 0.035016 | 0.053025 | 0.051167 | 0.057384 | 0.054862 | 0.055309 | 0.055928 | 0.05636 | 0.056628 | 0.056966 | 0.057232 | 0.057566 | 0.057883 | 0.058196 | 0.058586 | 0.058784 | 0.059083 | 0.059411 | 0.05965 | 0.059861 | 0.060202 | 0.060256 | 0.060481 | 0.060438 | 0.060558 | 0.061182 | 0.061175 | 0.061528 | 0.061823 | 0.062118 | [12 empty] | CDD | NL42 | 25.094 | 53.23 |  | 9.59 | 31.15 |  | AZNMc_w_SSC_1.5 | 106.1254 | 99.4257 | 91.096 | 83.2326 | 75.7965 | 68.8773 | 61.8392 | 55.4548 | 49.4602 | 43.8472 | 38.435 | 33.8744 | 29.4632 | 25.3588 | 21.546 | 18.0213 | 14.7283 | 11.7168 | 9.1722 | 7.1444 | 5.5279 | 4.6275 | 3.9487 | 3.3572 | 2.8463 | 2.3731 | 2.0333 | 1.7108 | 1.4278 | 1.1703 | 0.92748 | 0.098201 |  |  |  | AZNMc_w_SSC_1.5 | 340.4157 | 320.9339 | 302.5669 | 285.2511 | 268.9263 | 253.5357 | 239.026 | 225.3466 | 212.4501 | 200.2916 | 188.829 | 178.0224 | 167.8342 | 158.2291 | 149.1737 | 140.6366 | 132.588 | 125 | 125 | 125 | 125 | 125 | 125 | 125 | 125 | 125 | 125 | 125 | 125 | 125 | 125 | [403 empty] | 0 | 0 | 1 | 1 | 1 | 1 | 0 | 0 | 1 | 0 | 0 | 1 | 1 | 1 | 1 | 1 | 1 | 1 | 1 | 1 | 1 | 1 | 1 | 1 | 1 | 1 | 1 | 1 | 1 | [719 empty] | 0 | 174 | [61 empty] | 174 | 174 | #VALUE! | #VALUE! | [79 empty] | 0 | 0.03 |  | #VALUE! | #VALUE! | #VALUE! | #VALUE! | #VALUE! | #VALUE! | #VALUE! | #VALUE! | #VALUE! | #VALUE! | #VALUE! | #VALUE! | #VALUE! | #VALUE! | #VALUE! | #VALUE! | #VALUE! | #VALUE! | #VALUE! | #VALUE! | #VALUE! | #VALUE! | #VALUE! | #VALUE! | #VALUE! | #VALUE! | #VALUE! | #VALUE! | #VALUE! | #VALUE! | #VALUE! | #VALUE! | [190 empty] | 0 | [5 empty] | 0
| RFCMc_Cool_5A | RFCMc_c | [36 empty] | 175 | [8 empty] | 0 |  |  |  | 175 | 175 | [268 empty] | 0% | 0% | 0% | 0% | 0% | 0% | 0% | 0 | 0% | 0% | 0% | 0% | 0% | 0% | [81 empty] | 0 | 0 | 0 | 0 | [33 empty] | 0 | 0 | 0 | 0 | [190 empty] | 175 | [375 empty] | 175 | FALSE | #N/A | 0 | [262 empty] | 175 |  |  |  |  | 0 |  | RFCWc_mm | 0.034743 | 0.035016 | 0.053025 | 0.051167 | 0.057384 | 0.054862 | 0.055309 | 0.055928 | 0.05636 | 0.056628 | 0.056966 | 0.057232 | 0.057566 | 0.057883 | 0.058196 | 0.058586 | 0.058784 | 0.059083 | 0.059411 | 0.05965 | 0.059861 | 0.060202 | 0.060256 | 0.060481 | 0.060438 | 0.060558 | 0.061182 | 0.061175 | 0.061528 | 0.061823 | 0.062118 | [12 empty] | CDD | AT11 | 83.146 | 39.54 |  | 85.89 | 94.55 |  | CAMXc_vc_SSC_1.5 | 114.5154 | 107.2814 | 98.2874 | 89.7969 | 81.7677 | 74.2967 | 66.6972 | 59.8036 | 53.331 | 47.2703 | 41.4265 | 36.5021 | 31.7391 | 27.3073 | 23.1904 | 19.3846 | 15.829 | 12.5773 | 9.8298 | 7.6403 | 5.8948 | 4.9226 | 4.1897 | 3.551 | 2.9993 | 2.4884 | 2.1215 | 1.7733 | 1.4677 | 1.1897 | 0.92748 | 0.095396 |  |  |  | CAMXc_vc_SSC_1.5 | 551.4189 | 513.6096 | 478.3928 | 445.5906 | 415.0377 | 386.5796 | 360.0729 | 335.3837 | 312.3873 | 290.9677 | 271.0168 | 252.4339 | 235.1252 | 219.0033 | 203.9868 | 190 | 190 | 190 | 190 | 190 | 190 | 190 | 190 | 190 | 190 | 190 | 190 | 190 | 190 | 190 | 190 | [403 empty] | 0 | 0 | 1 | 1 | 1 | 1 | 0 | 0 | 1 | 0 | 0 | 1 | 1 | 1 | 1 | 1 | 1 | 1 | 1 | 1 | 1 | 1 | 1 | 1 | 1 | 1 | 1 | 1 | 1 | [719 empty] | 0 | 175 | [61 empty] | 175 | 175 | #VALUE! | #VALUE! | [79 empty] | 0 | 0.03 |  | #VALUE! | #VALUE! | #VALUE! | #VALUE! | #VALUE! | #VALUE! | #VALUE! | #VALUE! | #VALUE! | #VALUE! | #VALUE! | #VALUE! | #VALUE! | #VALUE! | #VALUE! | #VALUE! | #VALUE! | #VALUE! | #VALUE! | #VALUE! | #VALUE! | #VALUE! | #VALUE! | #VALUE! | #VALUE! | #VALUE! | #VALUE! | #VALUE! | #VALUE! | #VALUE! | #VALUE! | #VALUE! | [190 empty] | 0 | [5 empty] | 0
| RFCWc_Cold or very cold_6A | RFCWc_vc | [36 empty] | 176 | [8 empty] | 0 |  |  |  | 176 | 176 | [268 empty] | 0% | 0% | 0% | 0% | 0% | 0% | 0% | 0 | 0% | 0% | 0% | 0% | 0% | 0% | [81 empty] | 0 | 0 | 0 | 0 | [33 empty] | 0 | 0 | 0 | 0 | [190 empty] | 176 | [375 empty] | 176 | FALSE | #N/A | 0 | [262 empty] | 176 |  |  |  |  | 0 |  | RMPAc_vc | 0.034743 | 0.035016 | 0.053025 | 0.051167 | 0.057384 | 0.054862 | 0.055309 | 0.055928 | 0.05636 | 0.056628 | 0.056966 | 0.057232 | 0.057566 | 0.057883 | 0.058196 | 0.058586 | 0.058784 | 0.059083 | 0.059411 | 0.05965 | 0.059861 | 0.060202 | 0.060256 | 0.060481 | 0.060438 | 0.060558 | 0.061182 | 0.061175 | 0.061528 | 0.061823 | 0.062118 | [12 empty] | CDD | AT12 | 51.03 | 19.22 |  | 43.83 | 53.88 |  | CAMXc_c_SSC_1.5 | 95.3252 | 89.3133 | 81.8388 | 74.7827 | 68.1101 | 61.9013 | 55.5857 | 49.8567 | 44.4776 | 39.4408 | 34.5843 | 30.4919 | 26.5336 | 22.8506 | 19.4292 | 16.2663 | 13.3114 | 10.6091 | 8.3258 | 6.5062 | 5.0556 | 4.2476 | 3.6385 | 3.1077 | 2.6493 | 2.2247 | 1.9198 | 1.6304 | 1.3765 | 1.1454 | 0.92748 | 0.091175 |  |  |  | CAMXc_c_SSC_1.5 | 455.5375 | 425.7175 | 397.8495 | 371.8058 | 347.4669 | 324.7213 | 303.4646 | 283.5995 | 265.0347 | 247.6852 | 231.4714 | 216.319 | 202.1585 | 188.9249 | 176.5577 | 165 | 165 | 165 | 165 | 165 | 165 | 165 | 165 | 165 | 165 | 165 | 165 | 165 | 165 | 165 | 165 | [403 empty] | 0 | 0 | 1 | 1 | 1 | 1 | 0 | 0 | 1 | 0 | 0 | 1 | 1 | 1 | 1 | 1 | 1 | 1 | 1 | 1 | 1 | 1 | 1 | 1 | 1 | 1 | 1 | 1 | 1 | [719 empty] | 0 | 176 | [61 empty] | 176 | 176 | #VALUE! | #VALUE! | [79 empty] | 0 | 0.03 |  | #VALUE! | #VALUE! | #VALUE! | #VALUE! | #VALUE! | #VALUE! | #VALUE! | #VALUE! | #VALUE! | #VALUE! | #VALUE! | #VALUE! | #VALUE! | #VALUE! | #VALUE! | #VALUE! | #VALUE! | #VALUE! | #VALUE! | #VALUE! | #VALUE! | #VALUE! | #VALUE! | #VALUE! | #VALUE! | #VALUE! | #VALUE! | #VALUE! | #VALUE! | #VALUE! | #VALUE! | #VALUE! | [190 empty] | 0 | [5 empty] | 0
| RFCWc_Cool_5A | RFCWc_c | [36 empty] | 177 | [8 empty] | 0 |  |  |  | 177 | 177 | [268 empty] | 0% | 0% | 0% | 0% | 0% | 0% | 0% | 0 | 0% | 0% | 0% | 0% | 0% | 0% | [81 empty] | 0 | 0 | 0 | 0 | [33 empty] | 0 | 0 | 0 | 0 | [190 empty] | 177 | [375 empty] | 177 | FALSE | #N/A | 0 | [262 empty] | 177 |  |  |  |  | 0 |  | RMPAc_c | 0.034743 | 0.035016 | 0.053025 | 0.051167 | 0.057384 | 0.054862 | 0.055309 | 0.055928 | 0.05636 | 0.056628 | 0.056966 | 0.057232 | 0.057566 | 0.057883 | 0.058196 | 0.058586 | 0.058784 | 0.059083 | 0.059411 | 0.05965 | 0.059861 | 0.060202 | 0.060256 | 0.060481 | 0.060438 | 0.060558 | 0.061182 | 0.061175 | 0.061528 | 0.061823 | 0.062118 | [12 empty] | CDD | AT13 | 169.37 | 119.57 |  | 157.07 | 171.94 |  | CAMXc_vh_SSC_1.5 | 65.2218 | 61.1271 | 56.0362 | 51.2303 | 46.6856 | 42.4568 | 38.1552 | 34.2532 | 30.5895 | 27.159 | 23.8512 | 21.0638 | 18.3678 | 15.8593 | 13.529 | 11.3748 | 9.3622 | 7.5216 | 5.9665 | 4.7271 | 3.7391 | 3.1888 | 2.774 | 2.4124 | 2.1002 | 1.811 | 1.6033 | 1.4062 | 1.2333 | 1.0759 | 0.92748 | 0.092868 |  |  |  | CAMXc_vh_SSC_1.5 | 290.8318 | 275.5393 | 261.051 | 247.3244 | 234.3197 | 221.9987 | 210.3256 | 199.2663 | 188.7885 | 178.8617 | 169.4568 | 160.5464 | 152.1046 | 144.1067 | 136.5293 | 129.3503 | 122.5489 | 116.105 | 110 | 110 | 110 | 110 | 110 | 110 | 110 | 110 | 110 | 110 | 110 | 110 | 110 | [403 empty] | 0 | 0 | 1 | 1 | 1 | 1 | 0 | 0 | 1 | 0 | 0 | 1 | 1 | 1 | 1 | 1 | 1 | 1 | 1 | 1 | 1 | 1 | 1 | 1 | 1 | 1 | 1 | 1 | 1 | [719 empty] | 0 | 177 | [61 empty] | 177 | 177 | #VALUE! | #VALUE! | [79 empty] | 0 | 0.03 |  | #VALUE! | #VALUE! | #VALUE! | #VALUE! | #VALUE! | #VALUE! | #VALUE! | #VALUE! | #VALUE! | #VALUE! | #VALUE! | #VALUE! | #VALUE! | #VALUE! | #VALUE! | #VALUE! | #VALUE! | #VALUE! | #VALUE! | #VALUE! | #VALUE! | #VALUE! | #VALUE! | #VALUE! | #VALUE! | #VALUE! | #VALUE! | #VALUE! | #VALUE! | #VALUE! | #VALUE! | #VALUE! | [190 empty] | 0 | [5 empty] | 0
| RFCWc_Mixed mild_4A | RFCWc_mm | [36 empty] | 178 | [8 empty] | 0 |  |  |  | 178 | 178 | [268 empty] | 0% | 0% | 0% | 0% | 0% | 0% | 0% | 0 | 0% | 0% | 0% | 0% | 0% | 0% | [81 empty] | 0 | 0 | 0 | 0 | [33 empty] | 0 | 0 | 0 | 0 | [190 empty] | 178 | [375 empty] | 178 | FALSE | #N/A | 0 | [262 empty] | 178 |  |  |  |  | 0 |  | RMPAc_mm | 0.034743 | 0.035016 | 0.053025 | 0.051167 | 0.057384 | 0.054862 | 0.055309 | 0.055928 | 0.05636 | 0.056628 | 0.056966 | 0.057232 | 0.057566 | 0.057883 | 0.058196 | 0.058586 | 0.058784 | 0.059083 | 0.059411 | 0.05965 | 0.059861 | 0.060202 | 0.060256 | 0.060481 | 0.060438 | 0.060558 | 0.061182 | 0.061175 | 0.061528 | 0.061823 | 0.062118 | [12 empty] | CDD | AT21 | 13.422 | 5.36 |  | 11.08 | 19.65 |  | CAMXc_mm_SSC_1.5 | 51.4404 | 48.2234 | 44.2237 | 40.448 | 36.8774 | 33.555 | 30.1755 | 27.1099 | 24.2315 | 21.5363 | 18.9375 | 16.7476 | 14.6295 | 12.6587 | 10.8279 | 9.1354 | 7.5542 | 6.1082 | 4.8864 | 3.9127 | 3.1365 | 2.7041 | 2.3782 | 2.0941 | 1.8488 | 1.6216 | 1.4585 | 1.3036 | 1.1677 | 1.0441 | 0.92748 | 0.09324 |  |  |  | CAMXc_mm_SSC_1.5 | 235.1385 | 224.0414 | 213.4679 | 203.3935 | 193.7945 | 184.6485 | 175.9342 | 167.6312 | 159.7199 | 152.1821 | 145 | 145 | 145 | 145 | 145 | 145 | 145 | 145 | 145 | 145 | 145 | 145 | 145 | 145 | 145 | 145 | 145 | 145 | 145 | 145 | 145 | [403 empty] | 0 | 0 | 1 | 1 | 1 | 1 | 0 | 0 | 1 | 0 | 0 | 1 | 1 | 1 | 1 | 1 | 1 | 1 | 1 | 1 | 1 | 1 | 1 | 1 | 1 | 1 | 1 | 1 | 1 | [719 empty] | 0 | 178 | [61 empty] | 178 | 178 | #VALUE! | #VALUE! | [79 empty] | 0 | 0.03 |  | #VALUE! | #VALUE! | #VALUE! | #VALUE! | #VALUE! | #VALUE! | #VALUE! | #VALUE! | #VALUE! | #VALUE! | #VALUE! | #VALUE! | #VALUE! | #VALUE! | #VALUE! | #VALUE! | #VALUE! | #VALUE! | #VALUE! | #VALUE! | #VALUE! | #VALUE! | #VALUE! | #VALUE! | #VALUE! | #VALUE! | #VALUE! | #VALUE! | #VALUE! | #VALUE! | #VALUE! | #VALUE! | [190 empty] | 0 | [5 empty] | 0
| RMPAc_Cold or very cold_6A/6B/7 | RMPAc_vc | [36 empty] | 179 | [8 empty] | 0 |  |  |  | 179 | 179 | [268 empty] | 0% | 0% | 0% | 0% | 0% | 0% | 0% | 0 | 0% | 0% | 0% | 0% | 0% | 0% | [81 empty] | 0 | 0 | 0 | 0 | [33 empty] | 0 | 0 | 0 | 0 | [190 empty] | 179 | [375 empty] | 179 | FALSE | #N/A | 0 | [262 empty] | 179 |  |  |  |  | 0 |  | SPNOc_c | 0.034743 | 0.035016 | 0.053025 | 0.051167 | 0.057384 | 0.054862 | 0.055309 | 0.055928 | 0.05636 | 0.056628 | 0.056966 | 0.057232 | 0.057566 | 0.057883 | 0.058196 | 0.058586 | 0.058784 | 0.059083 | 0.059411 | 0.05965 | 0.059861 | 0.060202 | 0.060256 | 0.060481 | 0.060438 | 0.060558 | 0.061182 | 0.061175 | 0.061528 | 0.061823 | 0.062118 | [12 empty] | CDD | AT22 | 18.9633 | 5.3 |  | 26.21 | 24.39 |  | CAMXc_w_SSC_1.5 | 73.105 | 68.5082 | 62.7931 | 57.398 | 52.296 | 47.5487 | 42.7197 | 38.3393 | 34.2264 | 30.3752 | 26.6619 | 23.5328 | 20.5062 | 17.6901 | 15.0741 | 12.6557 | 10.3964 | 8.3301 | 6.5843 | 5.193 | 4.0839 | 3.4661 | 3.0004 | 2.5945 | 2.244 | 1.9194 | 1.6862 | 1.4649 | 1.2708 | 1.0941 | 0.92748 | 0.11444 |  |  |  | CAMXc_w_SSC_1.5 | 340.4157 | 319.7539 | 300.3462 | 282.1165 | 264.9932 | 248.9092 | 233.8015 | 219.6107 | 206.2813 | 193.7609 | 182.0004 | 170.9538 | 160.5776 | 150.8312 | 141.6764 | 133.0772 | 125 | 125 | 125 | 125 | 125 | 125 | 125 | 125 | 125 | 125 | 125 | 125 | 125 | 125 | 125 | [403 empty] | 0 | 0 | 1 | 1 | 1 | 1 | 0 | 0 | 1 | 0 | 0 | 1 | 1 | 1 | 1 | 1 | 1 | 1 | 1 | 1 | 1 | 1 | 1 | 1 | 1 | 1 | 1 | 1 | 1 | [719 empty] | 0 | 179 | [61 empty] | 179 | 179 | #VALUE! | #VALUE! | [79 empty] | 0 | 0.03 |  | #VALUE! | #VALUE! | #VALUE! | #VALUE! | #VALUE! | #VALUE! | #VALUE! | #VALUE! | #VALUE! | #VALUE! | #VALUE! | #VALUE! | #VALUE! | #VALUE! | #VALUE! | #VALUE! | #VALUE! | #VALUE! | #VALUE! | #VALUE! | #VALUE! | #VALUE! | #VALUE! | #VALUE! | #VALUE! | #VALUE! | #VALUE! | #VALUE! | #VALUE! | #VALUE! | #VALUE! | #VALUE! | [190 empty] | 0 | [5 empty] | 0
| RMPAc_Cool_5A/5B | RMPAc_c | [36 empty] | 180 | [8 empty] | 0 |  |  |  | 180 | 180 | [268 empty] | 0% | 0% | 0% | 0% | 0% | 0% | 0% | 0 | 0% | 0% | 0% | 0% | 0% | 0% | [81 empty] | 0 | 0 | 0 | 0 | [33 empty] | 0 | 0 | 0 | 0 | [190 empty] | 180 | [375 empty] | 180 | FALSE | #N/A | 0 | [262 empty] | 180 |  |  |  |  | 0 |  | SPNOc_mm | 0.034743 | 0.035016 | 0.053025 | 0.051167 | 0.057384 | 0.054862 | 0.055309 | 0.055928 | 0.05636 | 0.056628 | 0.056966 | 0.057232 | 0.057566 | 0.057883 | 0.058196 | 0.058586 | 0.058784 | 0.059083 | 0.059411 | 0.05965 | 0.059861 | 0.060202 | 0.060256 | 0.060481 | 0.060438 | 0.060558 | 0.061182 | 0.061175 | 0.061528 | 0.061823 | 0.062118 | [12 empty] | CDD | AT31 | 28.884 | 7.58 |  | 20.86 | 27.07 |  | ERCTc_vh_SSC_1.5 | 98.3423 | 92.1383 | 84.4249 | 77.1433 | 70.2574 | 63.8501 | 57.3326 | 51.4206 | 45.8695 | 40.6718 | 35.6601 | 31.4368 | 27.352 | 23.5513 | 20.0205 | 16.7566 | 13.7072 | 10.9185 | 8.5622 | 6.6845 | 5.1875 | 4.3538 | 3.7252 | 3.1774 | 2.7043 | 2.2662 | 1.9515 | 1.6528 | 1.3908 | 1.1524 | 0.92748 | 0.21207 |  |  |  | ERCTc_vh_SSC_1.5 | 290.8318 | 276.3238 | 262.5395 | 249.4428 | 236.9994 | 225.1768 | 213.944 | 203.2714 | 193.1313 | 183.4971 | 174.3434 | 165.6463 | 157.3831 | 149.5321 | 142.0728 | 134.9855 | 128.2518 | 121.854 | 115.7754 | 110 | 110 | 110 | 110 | 110 | 110 | 110 | 110 | 110 | 110 | 110 | 110 | [403 empty] | 0 | 0 | 1 | 1 | 1 | 1 | 0 | 0 | 1 | 0 | 0 | 1 | 1 | 1 | 1 | 1 | 1 | 1 | 1 | 1 | 1 | 1 | 1 | 1 | 1 | 1 | 1 | 1 | 1 | [719 empty] | 0 | 180 | [61 empty] | 180 | 180 | #VALUE! | #VALUE! | [79 empty] | 0 | 0.03 |  | #VALUE! | #VALUE! | #VALUE! | #VALUE! | #VALUE! | #VALUE! | #VALUE! | #VALUE! | #VALUE! | #VALUE! | #VALUE! | #VALUE! | #VALUE! | #VALUE! | #VALUE! | #VALUE! | #VALUE! | #VALUE! | #VALUE! | #VALUE! | #VALUE! | #VALUE! | #VALUE! | #VALUE! | #VALUE! | #VALUE! | #VALUE! | #VALUE! | #VALUE! | #VALUE! | #VALUE! | #VALUE! | [190 empty] | 0 | [5 empty] | 0
| RMPAc_Mixed mild_4B | RMPAc_mm | [36 empty] | 181 | [8 empty] | 0 |  |  |  | 181 | 181 | [268 empty] | 0% | 0% | 0% | 0% | 0% | 0% | 0% | 0 | 0% | 0% | 0% | 0% | 0% | 0% | [81 empty] | 0 | 0 | 0 | 0 | [33 empty] | 0 | 0 | 0 | 0 | [190 empty] | 181 | [375 empty] | 181 | FALSE | #N/A | 0 | [262 empty] | 181 |  |  |  |  | 0 |  | SPSOc_mm | 0.034743 | 0.035016 | 0.053025 | 0.051167 | 0.057384 | 0.054862 | 0.055309 | 0.055928 | 0.05636 | 0.056628 | 0.056966 | 0.057232 | 0.057566 | 0.057883 | 0.058196 | 0.058586 | 0.058784 | 0.059083 | 0.059411 | 0.05965 | 0.059861 | 0.060202 | 0.060256 | 0.060481 | 0.060438 | 0.060558 | 0.061182 | 0.061175 | 0.061528 | 0.061823 | 0.062118 | [12 empty] | CDD | AT32 | 5.3393 | 2.51 |  | 3.15 | 6.04 |  | ERCTc_mm_SSC_1.5 | 74.818 | 70.1122 | 64.2614 | 58.7383 | 53.5152 | 48.6552 | 43.7116 | 39.2272 | 35.0167 | 31.0741 | 27.2726 | 24.0693 | 20.9708 | 18.0879 | 15.4098 | 12.9341 | 10.6211 | 8.5058 | 6.7186 | 5.2942 | 4.1588 | 3.5264 | 3.0496 | 2.6341 | 2.2752 | 1.9429 | 1.7042 | 1.4777 | 1.2789 | 1.0981 | 0.92748 | 0.21023 |  |  |  | ERCTc_mm_SSC_1.5 | 235.1385 | 228.1401 | 221.3499 | 214.7618 | 208.3698 | 202.1681 | 196.1509 | 190.3129 | 184.6485 | 179.1528 | 173.8207 | 168.6472 | 163.6277 | 158.7577 | 154.0325 | 149.448 | 145 | 145 | 145 | 145 | 145 | 145 | 145 | 145 | 145 | 145 | 145 | 145 | 145 | 145 | 145 | [403 empty] | 0 | 0 | 1 | 1 | 1 | 1 | 0 | 0 | 1 | 0 | 0 | 1 | 1 | 1 | 1 | 1 | 1 | 1 | 1 | 1 | 1 | 1 | 1 | 1 | 1 | 1 | 1 | 1 | 1 | [719 empty] | 0 | 181 | [61 empty] | 181 | 181 | #VALUE! | #VALUE! | [79 empty] | 0 | 0.03 |  | #VALUE! | #VALUE! | #VALUE! | #VALUE! | #VALUE! | #VALUE! | #VALUE! | #VALUE! | #VALUE! | #VALUE! | #VALUE! | #VALUE! | #VALUE! | #VALUE! | #VALUE! | #VALUE! | #VALUE! | #VALUE! | #VALUE! | #VALUE! | #VALUE! | #VALUE! | #VALUE! | #VALUE! | #VALUE! | #VALUE! | #VALUE! | #VALUE! | #VALUE! | #VALUE! | #VALUE! | #VALUE! | [190 empty] | 0 | [5 empty] | 0
| SPNOc_Cool_5A | SPNOc_c | [36 empty] | 182 | [8 empty] | 0 |  |  |  | 182 | 182 | [268 empty] | 0% | 0% | 0% | 0% | 0% | 0% | 0% | 0 | 0% | 0% | 0% | 0% | 0% | 0% | [81 empty] | 0 | 0 | 0 | 0 | [33 empty] | 0 | 0 | 0 | 0 | [190 empty] | 182 | [375 empty] | 182 | FALSE | #N/A | 0 | [262 empty] | 182 |  |  |  |  | 0 |  | SPSOc_w | 0.034743 | 0.035016 | 0.053025 | 0.051167 | 0.057384 | 0.054862 | 0.055309 | 0.055928 | 0.05636 | 0.056628 | 0.056966 | 0.057232 | 0.057566 | 0.057883 | 0.058196 | 0.058586 | 0.058784 | 0.059083 | 0.059411 | 0.05965 | 0.059861 | 0.060202 | 0.060256 | 0.060481 | 0.060438 | 0.060558 | 0.061182 | 0.061175 | 0.061528 | 0.061823 | 0.062118 | [12 empty] | CDD | AT33 | 0.85133 | 0 |  | 0.09 | 0.08 |  | ERCTc_w_SSC_1.5 | 103.3519 | 96.8288 | 88.7187 | 81.0627 | 73.8227 | 67.0859 | 60.2333 | 54.0172 | 48.1807 | 42.7157 | 37.4462 | 33.0058 | 28.7109 | 24.7147 | 21.0024 | 17.5706 | 14.3644 | 11.4323 | 8.9549 | 6.9805 | 5.4066 | 4.53 | 3.869 | 3.2931 | 2.7957 | 2.335 | 2.0042 | 1.6901 | 1.4146 | 1.1639 | 0.92748 | 0.22965 |  |  |  | ERCTc_w_SSC_1.5 | 340.4157 | 320.9339 | 302.5669 | 285.2511 | 268.9263 | 253.5357 | 239.026 | 225.3466 | 212.4501 | 200.2916 | 188.829 | 178.0224 | 167.8342 | 158.2291 | 149.1737 | 140.6366 | 132.588 | 125 | 125 | 125 | 125 | 125 | 125 | 125 | 125 | 125 | 125 | 125 | 125 | 125 | 125 | [403 empty] | 0 | 0 | 1 | 1 | 1 | 1 | 0 | 0 | 1 | 0 | 0 | 1 | 1 | 1 | 1 | 1 | 1 | 1 | 1 | 1 | 1 | 1 | 1 | 1 | 1 | 1 | 1 | 1 | 1 | [719 empty] | 0 | 182 | [61 empty] | 182 | 182 | #VALUE! | #VALUE! | [79 empty] | 0 | 0.03 |  | #VALUE! | #VALUE! | #VALUE! | #VALUE! | #VALUE! | #VALUE! | #VALUE! | #VALUE! | #VALUE! | #VALUE! | #VALUE! | #VALUE! | #VALUE! | #VALUE! | #VALUE! | #VALUE! | #VALUE! | #VALUE! | #VALUE! | #VALUE! | #VALUE! | #VALUE! | #VALUE! | #VALUE! | #VALUE! | #VALUE! | #VALUE! | #VALUE! | #VALUE! | #VALUE! | #VALUE! | #VALUE! | [190 empty] | 0 | [5 empty] | 0
| SPNOc_Mixed mild_4A | SPNOc_mm | [36 empty] | 183 | [8 empty] | 0 |  |  |  | 183 | 183 | [268 empty] | 0% | 0% | 0% | 0% | 0% | 0% | 0% | 0 | 0% | 0% | 0% | 0% | 0% | 0% | [81 empty] | 0 | 0 | 0 | 0 | [33 empty] | 0 | 0 | 0 | 0 | [190 empty] | 183 | [375 empty] | 183 | FALSE | #N/A | 0 | [262 empty] | 183 |  |  |  |  | 0 |  | SRMVc_vh | 0.034743 | 0.035016 | 0.053025 | 0.051167 | 0.057384 | 0.054862 | 0.055309 | 0.055928 | 0.05636 | 0.056628 | 0.056966 | 0.057232 | 0.057566 | 0.057883 | 0.058196 | 0.058586 | 0.058784 | 0.059083 | 0.059411 | 0.05965 | 0.059861 | 0.060202 | 0.060256 | 0.060481 | 0.060438 | 0.060558 | 0.061182 | 0.061175 | 0.061528 | 0.061823 | 0.062118 | [12 empty] | CDD | AT34 | 10.1293 | 6.66 |  | 4.98 | 12.28 |  | FRCCc_vh_SSC_1.5 | 100.0906 | 93.7753 | 85.9234 | 78.5111 | 71.5016 | 64.9794 | 58.345 | 52.3268 | 46.6761 | 41.3851 | 36.2834 | 31.9844 | 27.8262 | 23.9573 | 20.3632 | 17.0407 | 13.9366 | 11.0979 | 8.6993 | 6.7878 | 5.264 | 4.4153 | 3.7754 | 3.2178 | 2.7362 | 2.2902 | 1.9699 | 1.6658 | 1.3991 | 1.1564 | 0.92748 | 0.20722 |  |  |  | FRCCc_vh_SSC_1.5 | 290.8318 | 273.6852 | 257.5495 | 242.3651 | 228.076 | 214.6293 | 201.9754 | 190.0675 | 178.8617 | 168.3165 | 158.3931 | 149.0547 | 140.2668 | 131.9971 | 124.2149 | 116.8916 | 110 | 110 | 110 | 110 | 110 | 110 | 110 | 110 | 110 | 110 | 110 | 110 | 110 | 110 | 110 | [403 empty] | 0 | 0 | 1 | 1 | 1 | 1 | 0 | 0 | 1 | 0 | 0 | 1 | 1 | 1 | 1 | 1 | 1 | 1 | 1 | 1 | 1 | 1 | 1 | 1 | 1 | 1 | 1 | 1 | 1 | [719 empty] | 0 | 183 | [61 empty] | 183 | 183 | #VALUE! | #VALUE! | [79 empty] | 0 | 0.03 |  | #VALUE! | #VALUE! | #VALUE! | #VALUE! | #VALUE! | #VALUE! | #VALUE! | #VALUE! | #VALUE! | #VALUE! | #VALUE! | #VALUE! | #VALUE! | #VALUE! | #VALUE! | #VALUE! | #VALUE! | #VALUE! | #VALUE! | #VALUE! | #VALUE! | #VALUE! | #VALUE! | #VALUE! | #VALUE! | #VALUE! | #VALUE! | #VALUE! | #VALUE! | #VALUE! | #VALUE! | #VALUE! | [190 empty] | 0 | [5 empty] | 0
| SPSOc_Mixed mild_4A/4B | SPSOc_mm | [36 empty] | 184 | [8 empty] | 0 |  |  |  | 184 | 184 | [268 empty] | 0% | 0% | 0% | 0% | 0% | 0% | 0% | 0 | 0% | 0% | 0% | 0% | 0% | 0% | [81 empty] | 0 | 0 | 0 | 0 | [33 empty] | 0 | 0 | 0 | 0 | [190 empty] | 184 | [375 empty] | 184 | FALSE | #N/A | 0 | [262 empty] | 184 |  |  |  |  | 0 |  | SRMVc_mm | 0.034743 | 0.035016 | 0.053025 | 0.051167 | 0.057384 | 0.054862 | 0.055309 | 0.055928 | 0.05636 | 0.056628 | 0.056966 | 0.057232 | 0.057566 | 0.057883 | 0.058196 | 0.058586 | 0.058784 | 0.059083 | 0.059411 | 0.05965 | 0.059861 | 0.060202 | 0.060256 | 0.060481 | 0.060438 | 0.060558 | 0.061182 | 0.061175 | 0.061528 | 0.061823 | 0.062118 | [12 empty] | CDD | PL21 | 22.6953 | 3.04 |  | 24.19 | 24.82 |  | MROEc_vc_SSC_1.5 | 243.3953 | 227.9534 | 208.7545 | 190.6304 | 173.4912 | 157.5434 | 141.3213 | 126.606 | 112.7894 | 99.852 | 87.3777 | 76.866 | 66.6987 | 57.2386 | 48.4506 | 40.3265 | 32.7366 | 25.7955 | 19.9306 | 15.2568 | 11.5309 | 9.4556 | 7.891 | 6.5276 | 5.3501 | 4.2595 | 3.4763 | 2.7329 | 2.0807 | 1.4872 | 0.92748 | 0.22083 |  |  |  | MROEc_vc_SSC_1.5 | 551.4189 | 519.7261 | 489.8549 | 461.7005 | 435.1642 | 410.1532 | 386.5796 | 364.361 | 343.4193 | 323.6813 | 305.0777 | 287.5434 | 271.0168 | 255.4402 | 240.7587 | 226.9211 | 213.8788 | 201.5862 | 190 | 190 | 190 | 190 | 190 | 190 | 190 | 190 | 190 | 190 | 190 | 190 | 190 | [403 empty] | 0 | 0 | 1 | 1 | 1 | 0 | 0 | 0 | 1 | 0 | 0 | 1 | 1 | 1 | 1 | 1 | 1 | 1 | 1 | 1 | 1 | 1 | 1 | 1 | 1 | 1 | 1 | 1 | 1 | [719 empty] | 0 | 184 | [61 empty] | 184 | 184 | #VALUE! | #VALUE! | [79 empty] | 0 | 0.03 |  | #VALUE! | #VALUE! | #VALUE! | #VALUE! | #VALUE! | #VALUE! | #VALUE! | #VALUE! | #VALUE! | #VALUE! | #VALUE! | #VALUE! | #VALUE! | #VALUE! | #VALUE! | #VALUE! | #VALUE! | #VALUE! | #VALUE! | #VALUE! | #VALUE! | #VALUE! | #VALUE! | #VALUE! | #VALUE! | #VALUE! | #VALUE! | #VALUE! | #VALUE! | #VALUE! | #VALUE! | #VALUE! | [190 empty] | 0 | [5 empty] | 0
| SPSOc_Warm_3A/3B | SPSOc_w | [36 empty] | 185 | [8 empty] | 0 |  |  |  | 185 | 185 | [268 empty] | 0% | 0% | 0% | 0% | 0% | 0% | 0% | 0 | 0% | 0% | 0% | 0% | 0% | 0% | [81 empty] | 0 | 0 | 0 | 0 | [33 empty] | 0 | 0 | 0 | 0 | [190 empty] | 185 | [375 empty] | 185 | FALSE | #N/A | 0 | [262 empty] | 185 |  |  |  |  | 0 |  | SRMVc_w | 0.034743 | 0.035016 | 0.053025 | 0.051167 | 0.057384 | 0.054862 | 0.055309 | 0.055928 | 0.05636 | 0.056628 | 0.056966 | 0.057232 | 0.057566 | 0.057883 | 0.058196 | 0.058586 | 0.058784 | 0.059083 | 0.059411 | 0.05965 | 0.059861 | 0.060202 | 0.060256 | 0.060481 | 0.060438 | 0.060558 | 0.061182 | 0.061175 | 0.061528 | 0.061823 | 0.062118 | [12 empty] | CDD | PL22 | 28.7827 | 5.3 |  | 20.03 | 26.35 |  | MROWc_vc_SSC_1.5 | 174.0265 | 163.0024 | 149.2962 | 136.3574 | 124.1216 | 112.7364 | 101.1553 | 90.65 | 80.7862 | 71.5502 | 62.6447 | 55.1404 | 47.8819 | 41.1283 | 34.8545 | 29.0547 | 23.6362 | 18.6809 | 14.4939 | 11.1572 | 8.4973 | 7.0157 | 5.8988 | 4.9254 | 4.0848 | 3.3063 | 2.7471 | 2.2164 | 1.7508 | 1.3271 | 0.92748 | 0.22939 |  |  |  | MROWc_vc_SSC_1.5 | 551.4189 | 517.9196 | 486.4554 | 456.9027 | 429.1454 | 403.0744 | 378.5872 | 355.5876 | 333.9852 | 313.6953 | 294.638 | 276.7384 | 259.9262 | 244.1354 | 229.3039 | 215.3735 | 202.2893 | 190 | 190 | 190 | 190 | 190 | 190 | 190 | 190 | 190 | 190 | 190 | 190 | 190 | 190 | [403 empty] | 0 | 0 | 1 | 1 | 1 | 0 | 0 | 0 | 1 | 0 | 0 | 1 | 1 | 1 | 1 | 1 | 1 | 1 | 1 | 1 | 1 | 1 | 1 | 1 | 1 | 1 | 1 | 1 | 1 | [719 empty] | 0 | 185 | [61 empty] | 185 | 185 | #VALUE! | #VALUE! | [79 empty] | 0 | 0.03 |  | #VALUE! | #VALUE! | #VALUE! | #VALUE! | #VALUE! | #VALUE! | #VALUE! | #VALUE! | #VALUE! | #VALUE! | #VALUE! | #VALUE! | #VALUE! | #VALUE! | #VALUE! | #VALUE! | #VALUE! | #VALUE! | #VALUE! | #VALUE! | #VALUE! | #VALUE! | #VALUE! | #VALUE! | #VALUE! | #VALUE! | #VALUE! | #VALUE! | #VALUE! | #VALUE! | #VALUE! | #VALUE! | [190 empty] | 0 | [5 empty] | 0
| SRMVc_Hot or very hot_2A | SRMVc_vh | [36 empty] | 186 | [8 empty] | 0 |  |  |  | 186 | 186 | [268 empty] | 0% | 0% | 0% | 0% | 0% | 0% | 0% | 0 | 0% | 0% | 0% | 0% | 0% | 0% | [81 empty] | 0 | 0 | 0 | 0 | [33 empty] | 0 | 0 | 0 | 0 | [190 empty] | 186 | [375 empty] | 186 | FALSE | #N/A | 0 | [262 empty] | 186 |  |  |  |  | 0 |  | SRMWc_c | 0.034743 | 0.035016 | 0.053025 | 0.051167 | 0.057384 | 0.054862 | 0.055309 | 0.055928 | 0.05636 | 0.056628 | 0.056966 | 0.057232 | 0.057566 | 0.057883 | 0.058196 | 0.058586 | 0.058784 | 0.059083 | 0.059411 | 0.05965 | 0.059861 | 0.060202 | 0.060256 | 0.060481 | 0.060438 | 0.060558 | 0.061182 | 0.061175 | 0.061528 | 0.061823 | 0.062118 | [12 empty] | CDD | PL41 | 35.5327 | 29.14 |  | 26.5 | 73.71 |  | MROWc_c_SSC_1.5 | 147.409 | 138.0801 | 126.4815 | 115.5323 | 105.178 | 95.5435 | 85.7433 | 76.8534 | 68.5063 | 60.6905 | 53.1544 | 46.8041 | 40.6617 | 34.9466 | 29.6375 | 24.7295 | 20.1442 | 15.9509 | 12.4078 | 9.5842 | 7.3333 | 6.0795 | 5.1343 | 4.3107 | 3.5993 | 2.9405 | 2.4673 | 2.0182 | 1.6242 | 1.2656 | 0.92748 | 0.20978 |  |  |  | MROWc_c_SSC_1.5 | 455.5375 | 429.1218 | 404.2379 | 380.797 | 358.7154 | 337.9142 | 318.3193 | 299.8606 | 282.4723 | 266.0923 | 250.6621 | 236.1268 | 222.4342 | 209.5357 | 197.3852 | 185.9392 | 175.157 | 165 | 165 | 165 | 165 | 165 | 165 | 165 | 165 | 165 | 165 | 165 | 165 | 165 | 165 | [403 empty] | 0 | 0 | 1 | 1 | 1 | 0 | 0 | 0 | 1 | 0 | 0 | 1 | 1 | 1 | 1 | 1 | 1 | 1 | 1 | 1 | 1 | 1 | 1 | 1 | 1 | 1 | 1 | 1 | 1 | [719 empty] | 0 | 186 | [61 empty] | 186 | 186 | #VALUE! | #VALUE! | [79 empty] | 0 | 0.03 |  | #VALUE! | #VALUE! | #VALUE! | #VALUE! | #VALUE! | #VALUE! | #VALUE! | #VALUE! | #VALUE! | #VALUE! | #VALUE! | #VALUE! | #VALUE! | #VALUE! | #VALUE! | #VALUE! | #VALUE! | #VALUE! | #VALUE! | #VALUE! | #VALUE! | #VALUE! | #VALUE! | #VALUE! | #VALUE! | #VALUE! | #VALUE! | #VALUE! | #VALUE! | #VALUE! | #VALUE! | #VALUE! | [190 empty] | 0 | [5 empty] | 0
| SRMVc_Mixed mild_4A | SRMVc_mm | [36 empty] | 187 | [8 empty] | 0 |  |  |  | 187 | 187 | [268 empty] | 0% | 0% | 0% | 0% | 0% | 0% | 0% | 0 | 0% | 0% | 0% | 0% | 0% | 0% | [81 empty] | 0 | 0 | 0 | 0 | [33 empty] | 0 | 0 | 0 | 0 | [190 empty] | 187 | [375 empty] | 187 | FALSE | #N/A | 0 | [262 empty] | 187 |  |  |  |  | 0 |  | SRMWc_mm | 0.034743 | 0.035016 | 0.053025 | 0.051167 | 0.057384 | 0.054862 | 0.055309 | 0.055928 | 0.05636 | 0.056628 | 0.056966 | 0.057232 | 0.057566 | 0.057883 | 0.058196 | 0.058586 | 0.058784 | 0.059083 | 0.059411 | 0.05965 | 0.059861 | 0.060202 | 0.060256 | 0.060481 | 0.060438 | 0.060558 | 0.061182 | 0.061175 | 0.061528 | 0.061823 | 0.062118 | [12 empty] | CDD | PL42 | 19.192 | 16.32 |  | 23.23 | 43.12 |  | NEWEc_vc_SSC_1.5 | 116.7265 | 109.3516 | 100.1825 | 91.5267 | 83.3413 | 75.7249 | 67.9774 | 60.9497 | 54.351 | 48.1724 | 42.2148 | 37.1946 | 32.3388 | 27.8208 | 23.6238 | 19.7439 | 16.119 | 12.8041 | 10.0031 | 7.7709 | 5.9915 | 5.0004 | 4.2532 | 3.602 | 3.0396 | 2.5188 | 2.1448 | 1.7897 | 1.4782 | 1.1948 | 0.92748 | 0.22792 |  |  |  | NEWEc_vc_SSC_1.5 | 551.4189 | 511.0103 | 473.5629 | 438.8596 | 406.6995 | 376.8961 | 349.2767 | 323.6813 | 299.9616 | 277.98 | 257.6093 | 238.7314 | 221.2369 | 205.0244 | 190 | 190 | 190 | 190 | 190 | 190 | 190 | 190 | 190 | 190 | 190 | 190 | 190 | 190 | 190 | 190 | 190 | [403 empty] | 0 | 0 | 1 | 1 | 1 | 0 | 0 | 0 | 1 | 0 | 0 | 1 | 1 | 1 | 1 | 1 | 1 | 1 | 1 | 1 | 1 | 1 | 1 | 1 | 1 | 1 | 1 | 1 | 1 | [719 empty] | 0 | 187 | [61 empty] | 187 | 187 | #VALUE! | #VALUE! | [79 empty] | 0 | 0.03 |  | #VALUE! | #VALUE! | #VALUE! | #VALUE! | #VALUE! | #VALUE! | #VALUE! | #VALUE! | #VALUE! | #VALUE! | #VALUE! | #VALUE! | #VALUE! | #VALUE! | #VALUE! | #VALUE! | #VALUE! | #VALUE! | #VALUE! | #VALUE! | #VALUE! | #VALUE! | #VALUE! | #VALUE! | #VALUE! | #VALUE! | #VALUE! | #VALUE! | #VALUE! | #VALUE! | #VALUE! | #VALUE! | [190 empty] | 0 | [5 empty] | 0
| SRMVc_Warm_3A | SRMVc_w | [36 empty] | 188 | [8 empty] | 0 |  |  |  | 188 | 188 | [268 empty] | 0% | 0% | 0% | 0% | 0% | 0% | 0% | 0 | 0% | 0% | 0% | 0% | 0% | 0% | [81 empty] | 0 | 0 | 0 | 0 | [33 empty] | 0 | 0 | 0 | 0 | [190 empty] | 188 | [375 empty] | 188 | FALSE | #N/A | 0 | [262 empty] | 188 |  |  |  |  | 0 |  | SRSOc_vh | 0.034743 | 0.035016 | 0.053025 | 0.051167 | 0.057384 | 0.054862 | 0.055309 | 0.055928 | 0.05636 | 0.056628 | 0.056966 | 0.057232 | 0.057566 | 0.057883 | 0.058196 | 0.058586 | 0.058784 | 0.059083 | 0.059411 | 0.05965 | 0.059861 | 0.060202 | 0.060256 | 0.060481 | 0.060438 | 0.060558 | 0.061182 | 0.061175 | 0.061528 | 0.061823 | 0.062118 | [12 empty] | CDD | PL43 | 37.888 | 33 |  | 24.55 | 76.73 |  | NEWEc_c_SSC_1.5 | 97.2603 | 91.1252 | 83.4974 | 76.2967 | 69.4873 | 63.1512 | 56.7061 | 50.8597 | 45.3704 | 40.2303 | 35.2743 | 31.098 | 27.0585 | 23.3 | 19.8085 | 16.5808 | 13.5653 | 10.8076 | 8.4774 | 6.6205 | 5.1402 | 4.3157 | 3.6941 | 3.1524 | 2.6846 | 2.2513 | 1.9401 | 1.6448 | 1.3857 | 1.1499 | 0.92748 | 0.21753 |  |  |  | NEWEc_c_SSC_1.5 | 455.5375 | 423.6637 | 394.0201 | 366.4507 | 340.8103 | 316.9639 | 294.786 | 274.16 | 254.9771 | 237.1364 | 220.5441 | 205.1127 | 190.761 | 177.4136 | 165 | 165 | 165 | 165 | 165 | 165 | 165 | 165 | 165 | 165 | 165 | 165 | 165 | 165 | 165 | 165 | 165 | [403 empty] | 0 | 0 | 1 | 1 | 1 | 0 | 0 | 0 | 1 | 0 | 0 | 1 | 1 | 1 | 1 | 1 | 1 | 1 | 1 | 1 | 1 | 1 | 1 | 1 | 1 | 1 | 1 | 1 | 1 | [719 empty] | 0 | 188 | [61 empty] | 188 | 188 | #VALUE! | #VALUE! | [79 empty] | 0 | 0.03 |  | #VALUE! | #VALUE! | #VALUE! | #VALUE! | #VALUE! | #VALUE! | #VALUE! | #VALUE! | #VALUE! | #VALUE! | #VALUE! | #VALUE! | #VALUE! | #VALUE! | #VALUE! | #VALUE! | #VALUE! | #VALUE! | #VALUE! | #VALUE! | #VALUE! | #VALUE! | #VALUE! | #VALUE! | #VALUE! | #VALUE! | #VALUE! | #VALUE! | #VALUE! | #VALUE! | #VALUE! | #VALUE! | [190 empty] | 0 | [5 empty] | 0
| SRMWc_Cool_5A | SRMWc_c | [36 empty] | 189 | [8 empty] | 0 |  |  |  | 189 | 189 | [268 empty] | 0% | 0% | 0% | 0% | 0% | 0% | 0% | 0 | 0% | 0% | 0% | 0% | 0% | 0% | [81 empty] | 0 | 0 | 0 | 0 | [33 empty] | 0 | 0 | 0 | 0 | [190 empty] | 189 | [375 empty] | 189 | FALSE | #N/A | 0 | [262 empty] | 189 |  |  |  |  | 0 |  | SRSOc_mm | 0.034743 | 0.035016 | 0.053025 | 0.051167 | 0.057384 | 0.054862 | 0.055309 | 0.055928 | 0.05636 | 0.056628 | 0.056966 | 0.057232 | 0.057566 | 0.057883 | 0.058196 | 0.058586 | 0.058784 | 0.059083 | 0.059411 | 0.05965 | 0.059861 | 0.060202 | 0.060256 | 0.060481 | 0.060438 | 0.060558 | 0.061182 | 0.061175 | 0.061528 | 0.061823 | 0.062118 | [12 empty] | CDD | PL51 | 24.7207 | 14.53 |  | 12.1 | 41.24 |  | NWPPc_vc_SSC_1.5 | 125.668 | 117.7237 | 107.8466 | 98.5225 | 89.705 | 81.5004 | 73.1548 | 65.5843 | 58.4762 | 51.8204 | 45.4028 | 39.995 | 34.7643 | 29.8974 | 25.3763 | 21.1968 | 17.2921 | 13.7211 | 10.7039 | 8.2994 | 6.3825 | 5.3149 | 4.51 | 3.8085 | 3.2027 | 2.6417 | 2.2388 | 1.8563 | 1.5208 | 1.2154 | 0.92748 | 0.20727 |  |  |  | NWPPc_vc_SSC_1.5 | 551.4189 | 513.6096 | 478.3928 | 445.5906 | 415.0377 | 386.5796 | 360.0729 | 335.3837 | 312.3873 | 290.9677 | 271.0168 | 252.4339 | 235.1252 | 219.0033 | 203.9868 | 190 | 190 | 190 | 190 | 190 | 190 | 190 | 190 | 190 | 190 | 190 | 190 | 190 | 190 | 190 | 190 | [403 empty] | 0 | 0 | 1 | 1 | 1 | 0 | 0 | 0 | 1 | 0 | 0 | 1 | 1 | 1 | 1 | 1 | 1 | 1 | 1 | 1 | 1 | 1 | 1 | 1 | 1 | 1 | 1 | 1 | 1 | [719 empty] | 0 | 189 | [61 empty] | 189 | 189 | #VALUE! | #VALUE! | [79 empty] | 0 | 0.03 |  | #VALUE! | #VALUE! | #VALUE! | #VALUE! | #VALUE! | #VALUE! | #VALUE! | #VALUE! | #VALUE! | #VALUE! | #VALUE! | #VALUE! | #VALUE! | #VALUE! | #VALUE! | #VALUE! | #VALUE! | #VALUE! | #VALUE! | #VALUE! | #VALUE! | #VALUE! | #VALUE! | #VALUE! | #VALUE! | #VALUE! | #VALUE! | #VALUE! | #VALUE! | #VALUE! | #VALUE! | #VALUE! | [190 empty] | 0 | [5 empty] | 0
| SRMWc_Mixed mild_4A | SRMWc_mm | [36 empty] | 190 | [8 empty] | 0 |  |  |  | 190 | 190 | [268 empty] | 0% | 0% | 0% | 0% | 0% | 0% | 0% | 0 | 0% | 0% | 0% | 0% | 0% | 0% | [81 empty] | 0 | 0 | 0 | 0 | [33 empty] | 0 | 0 | 0 | 0 | [190 empty] | 190 | [375 empty] | 190 | FALSE | #N/A | 0 | [262 empty] | 190 |  |  |  |  | 0 |  | SRSOc_w | 0.034743 | 0.035016 | 0.053025 | 0.051167 | 0.057384 | 0.054862 | 0.055309 | 0.055928 | 0.05636 | 0.056628 | 0.056966 | 0.057232 | 0.057566 | 0.057883 | 0.058196 | 0.058586 | 0.058784 | 0.059083 | 0.059411 | 0.05965 | 0.059861 | 0.060202 | 0.060256 | 0.060481 | 0.060438 | 0.060558 | 0.061182 | 0.061175 | 0.061528 | 0.061823 | 0.062118 | [12 empty] | CDD | PL52 | 34.5593 | 17.2 |  | 20.02 | 42.26 |  | NWPPc_c_SSC_1.5 | 105.0859 | 98.4524 | 90.205 | 82.4194 | 75.0567 | 68.2059 | 61.2373 | 54.916 | 48.9807 | 43.4231 | 38.0644 | 33.5489 | 29.1812 | 25.1174 | 21.3423 | 17.8524 | 14.5919 | 11.6102 | 9.0908 | 7.083 | 5.4824 | 4.5909 | 3.9188 | 3.3332 | 2.8273 | 2.3589 | 2.0224 | 1.703 | 1.4229 | 1.1679 | 0.92748 | 0.20759 |  |  |  | NWPPc_c_SSC_1.5 | 455.5375 | 425.7175 | 397.8495 | 371.8058 | 347.4669 | 324.7213 | 303.4646 | 283.5995 | 265.0347 | 247.6852 | 231.4714 | 216.319 | 202.1585 | 188.9249 | 176.5577 | 165 | 165 | 165 | 165 | 165 | 165 | 165 | 165 | 165 | 165 | 165 | 165 | 165 | 165 | 165 | 165 | [403 empty] | 0 | 0 | 1 | 1 | 1 | 0 | 0 | 0 | 1 | 0 | 0 | 1 | 1 | 1 | 1 | 1 | 1 | 1 | 1 | 1 | 1 | 1 | 1 | 1 | 1 | 1 | 1 | 1 | 1 | [719 empty] | 0 | 190 | [61 empty] | 190 | 190 | #VALUE! | #VALUE! | [79 empty] | 0 | 0.03 |  | #VALUE! | #VALUE! | #VALUE! | #VALUE! | #VALUE! | #VALUE! | #VALUE! | #VALUE! | #VALUE! | #VALUE! | #VALUE! | #VALUE! | #VALUE! | #VALUE! | #VALUE! | #VALUE! | #VALUE! | #VALUE! | #VALUE! | #VALUE! | #VALUE! | #VALUE! | #VALUE! | #VALUE! | #VALUE! | #VALUE! | #VALUE! | #VALUE! | #VALUE! | #VALUE! | #VALUE! | #VALUE! | [190 empty] | 0 | [5 empty] | 0
| SRSOc_Hot or very hot_2A | SRSOc_vh | [36 empty] | 191 | [8 empty] | 0 |  |  |  | 191 | 191 | [268 empty] | 0% | 0% | 0% | 0% | 0% | 0% | 0% | 0 | 0% | 0% | 0% | 0% | 0% | 0% | [81 empty] | 0 | 0 | 0 | 0 | [33 empty] | 0 | 0 | 0 | 0 | [190 empty] | 191 | [375 empty] | 191 | FALSE | #N/A | 0 | [262 empty] | 191 |  |  |  |  | 0 |  | SRTVc_mm | 0.034743 | 0.035016 | 0.053025 | 0.051167 | 0.057384 | 0.054862 | 0.055309 | 0.055928 | 0.05636 | 0.056628 | 0.056966 | 0.057232 | 0.057566 | 0.057883 | 0.058196 | 0.058586 | 0.058784 | 0.059083 | 0.059411 | 0.05965 | 0.059861 | 0.060202 | 0.060256 | 0.060481 | 0.060438 | 0.060558 | 0.061182 | 0.061175 | 0.061528 | 0.061823 | 0.062118 | [12 empty] | CDD | PL61 | 29.6133 | 13.51 |  | 27.35 | 56.26 |  | NWPPc_mm_SSC_1.5 | 58.1738 | 54.5279 | 49.9951 | 45.716 | 41.6695 | 37.9042 | 34.0742 | 30.6 | 27.3379 | 24.2834 | 21.3382 | 18.8565 | 16.456 | 14.2225 | 12.1476 | 10.2295 | 8.4376 | 6.7988 | 5.4141 | 4.3106 | 3.4309 | 2.941 | 2.5716 | 2.2497 | 1.9716 | 1.7142 | 1.5293 | 1.3537 | 1.1998 | 1.0596 | 0.92748 | 0.20741 |  |  |  | NWPPc_mm_SSC_1.5 | 235.1385 | 227.1574 | 219.4472 | 211.9987 | 204.803 | 197.8516 | 191.1361 | 184.6485 | 178.3812 | 172.3266 | 166.4774 | 160.8268 | 155.368 | 150.0945 | 145 | 145 | 145 | 145 | 145 | 145 | 145 | 145 | 145 | 145 | 145 | 145 | 145 | 145 | 145 | 145 | 145 | [403 empty] | 0 | 0 | 1 | 1 | 1 | 0 | 0 | 0 | 1 | 0 | 0 | 1 | 1 | 1 | 1 | 1 | 1 | 1 | 1 | 1 | 1 | 1 | 1 | 1 | 1 | 1 | 1 | 1 | 1 | [719 empty] | 0 | 191 | [61 empty] | 191 | 191 | #VALUE! | #VALUE! | [79 empty] | 0 | 0.03 |  | #VALUE! | #VALUE! | #VALUE! | #VALUE! | #VALUE! | #VALUE! | #VALUE! | #VALUE! | #VALUE! | #VALUE! | #VALUE! | #VALUE! | #VALUE! | #VALUE! | #VALUE! | #VALUE! | #VALUE! | #VALUE! | #VALUE! | #VALUE! | #VALUE! | #VALUE! | #VALUE! | #VALUE! | #VALUE! | #VALUE! | #VALUE! | #VALUE! | #VALUE! | #VALUE! | #VALUE! | #VALUE! | [190 empty] | 0 | [5 empty] | 0
| SRSOc_Mixed mild_4A | SRSOc_mm | [36 empty] | 192 | [8 empty] | 0 |  |  |  | 192 | 192 | [268 empty] | 0% | 0% | 0% | 0% | 0% | 0% | 0% | 0 | 0% | 0% | 0% | 0% | 0% | 0% | [81 empty] | 0 | 0 | 0 | 0 | [33 empty] | 0 | 0 | 0 | 0 | [190 empty] | 192 | [375 empty] | 192 | FALSE | #N/A | 0 | [262 empty] | 192 |  |  |  |  | 0 |  | SRTVc_w | 0.034743 | 0.035016 | 0.053025 | 0.051167 | 0.057384 | 0.054862 | 0.055309 | 0.055928 | 0.05636 | 0.056628 | 0.056966 | 0.057232 | 0.057566 | 0.057883 | 0.058196 | 0.058586 | 0.058784 | 0.059083 | 0.059411 | 0.05965 | 0.059861 | 0.060202 | 0.060256 | 0.060481 | 0.060438 | 0.060558 | 0.061182 | 0.061175 | 0.061528 | 0.061823 | 0.062118 | [12 empty] | CDD | PL62 | 20.6447 | 3.4 |  | 34.31 | 35.84 |  | NWPPc_w_SSC_1.5 | 81.8169 | 76.6653 | 70.2604 | 64.214 | 58.4962 | 53.1759 | 47.7641 | 42.8549 | 38.2456 | 33.9296 | 29.768 | 26.2612 | 22.8693 | 19.7134 | 16.7816 | 14.0714 | 11.5393 | 9.2237 | 7.2671 | 5.7079 | 4.4649 | 3.7725 | 3.2506 | 2.7957 | 2.4029 | 2.0391 | 1.7778 | 1.5298 | 1.3122 | 1.1142 | 0.92748 | 0.20782 |  |  |  | NWPPc_w_SSC_1.5 | 340.4157 | 319.7539 | 300.3462 | 282.1165 | 264.9932 | 248.9092 | 233.8015 | 219.6107 | 206.2813 | 193.7609 | 182.0004 | 170.9538 | 160.5776 | 150.8312 | 141.6764 | 133.0772 | 125 | 125 | 125 | 125 | 125 | 125 | 125 | 125 | 125 | 125 | 125 | 125 | 125 | 125 | 125 | [403 empty] | 0 | 0 | 1 | 1 | 1 | 0 | 0 | 0 | 1 | 0 | 0 | 1 | 1 | 1 | 1 | 1 | 1 | 1 | 1 | 1 | 1 | 1 | 1 | 1 | 1 | 1 | 1 | 1 | 1 | [719 empty] | 0 | 192 | [61 empty] | 192 | 192 | #VALUE! | #VALUE! | [79 empty] | 0 | 0.03 |  | #VALUE! | #VALUE! | #VALUE! | #VALUE! | #VALUE! | #VALUE! | #VALUE! | #VALUE! | #VALUE! | #VALUE! | #VALUE! | #VALUE! | #VALUE! | #VALUE! | #VALUE! | #VALUE! | #VALUE! | #VALUE! | #VALUE! | #VALUE! | #VALUE! | #VALUE! | #VALUE! | #VALUE! | #VALUE! | #VALUE! | #VALUE! | #VALUE! | #VALUE! | #VALUE! | #VALUE! | #VALUE! | [190 empty] | 0 | [5 empty] | 0
| SRSOc_Warm_3A | SRSOc_w | [36 empty] | 193 | [8 empty] | 0 |  |  |  | 193 | 193 | [268 empty] | 0% | 0% | 0% | 0% | 0% | 0% | 0% | 0 | 0% | 0% | 0% | 0% | 0% | 0% | [81 empty] | 0 | 0 | 0 | 0 | [33 empty] | 0 | 0 | 0 | 0 | [190 empty] | 193 | [375 empty] | 193 | FALSE | #N/A | 0 | [262 empty] | 193 |  |  |  |  | 0 |  | SRVCc_c | 0.034743 | 0.035016 | 0.053025 | 0.051167 | 0.057384 | 0.054862 | 0.055309 | 0.055928 | 0.05636 | 0.056628 | 0.056966 | 0.057232 | 0.057566 | 0.057883 | 0.058196 | 0.058586 | 0.058784 | 0.059083 | 0.059411 | 0.05965 | 0.059861 | 0.060202 | 0.060256 | 0.060481 | 0.060438 | 0.060558 | 0.061182 | 0.061175 | 0.061528 | 0.061823 | 0.062118 | [12 empty] | CDD | PL63 | 14.9273 | 4.67 |  | 20.23 | 36.51 |  | NYSTc_vc_SSC_1.5 | 137.1102 | 128.4372 | 117.6541 | 107.4747 | 97.8484 | 88.8912 | 79.78 | 71.5152 | 63.755 | 56.4887 | 49.4825 | 43.5786 | 37.8681 | 32.5548 | 27.619 | 23.0561 | 18.7932 | 14.8947 | 11.6006 | 8.9756 | 6.8829 | 5.7173 | 4.8386 | 4.0728 | 3.4114 | 2.7989 | 2.359 | 1.9415 | 1.5752 | 1.2419 | 0.92748 | 0.20971 |  |  |  | NYSTc_vc_SSC_1.5 | 551.4189 | 517.9196 | 486.4554 | 456.9027 | 429.1454 | 403.0744 | 378.5872 | 355.5876 | 333.9852 | 313.6953 | 294.638 | 276.7384 | 259.9262 | 244.1354 | 229.3039 | 215.3735 | 202.2893 | 190 | 190 | 190 | 190 | 190 | 190 | 190 | 190 | 190 | 190 | 190 | 190 | 190 | 190 | [403 empty] | 0 | 0 | 1 | 1 | 1 | 0 | 0 | 0 | 1 | 0 | 0 | 1 | 1 | 1 | 1 | 1 | 1 | 1 | 1 | 1 | 1 | 1 | 1 | 1 | 1 | 1 | 1 | 1 | 1 | [719 empty] | 0 | 193 | [61 empty] | 193 | 193 | #VALUE! | #VALUE! | [79 empty] | 0 | 0.03 |  | #VALUE! | #VALUE! | #VALUE! | #VALUE! | #VALUE! | #VALUE! | #VALUE! | #VALUE! | #VALUE! | #VALUE! | #VALUE! | #VALUE! | #VALUE! | #VALUE! | #VALUE! | #VALUE! | #VALUE! | #VALUE! | #VALUE! | #VALUE! | #VALUE! | #VALUE! | #VALUE! | #VALUE! | #VALUE! | #VALUE! | #VALUE! | #VALUE! | #VALUE! | #VALUE! | #VALUE! | #VALUE! | [190 empty] | 0 | [5 empty] | 0
| SRTVc_Mixed mild_4A | SRTVc_mm | [36 empty] | 194 | [8 empty] | 0 |  |  |  | 194 | 194 | [268 empty] | 0% | 0% | 0% | 0% | 0% | 0% | 0% | 0 | 0% | 0% | 0% | 0% | 0% | 0% | [81 empty] | 0 | 0 | 0 | 0 | [33 empty] | 0 | 0 | 0 | 0 | [190 empty] | 194 | [375 empty] | 194 | FALSE | #N/A | 0 | [262 empty] | 194 |  |  |  |  | 0 |  | SRVCc_mm | 0.034743 | 0.035016 | 0.053025 | 0.051167 | 0.057384 | 0.054862 | 0.055309 | 0.055928 | 0.05636 | 0.056628 | 0.056966 | 0.057232 | 0.057566 | 0.057883 | 0.058196 | 0.058586 | 0.058784 | 0.059083 | 0.059411 | 0.05965 | 0.059861 | 0.060202 | 0.060256 | 0.060481 | 0.060438 | 0.060558 | 0.061182 | 0.061175 | 0.061528 | 0.061823 | 0.062118 | [12 empty] | CDD | PL71 | 31.708 | 17.33 |  | 23.8 | 30.59 |  | NYSTc_c_SSC_1.5 | 115.1 | 107.8288 | 98.7884 | 90.2543 | 82.1838 | 74.6743 | 67.0357 | 60.1066 | 53.6007 | 47.5088 | 41.6349 | 36.6852 | 31.8976 | 27.4431 | 23.305 | 19.4796 | 15.9057 | 12.6372 | 9.8756 | 7.6748 | 5.9204 | 4.9432 | 4.2064 | 3.5645 | 3.01 | 2.4965 | 2.1277 | 1.7776 | 1.4705 | 1.191 | 0.92748 | 0.21194 |  |  |  | NYSTc_c_SSC_1.5 | 455.5375 | 429.1218 | 404.2379 | 380.797 | 358.7154 | 337.9142 | 318.3193 | 299.8606 | 282.4723 | 266.0923 | 250.6621 | 236.1268 | 222.4342 | 209.5357 | 197.3852 | 185.9392 | 175.157 | 165 | 165 | 165 | 165 | 165 | 165 | 165 | 165 | 165 | 165 | 165 | 165 | 165 | 165 | [403 empty] | 0 | 0 | 1 | 1 | 1 | 0 | 0 | 0 | 1 | 0 | 0 | 1 | 1 | 1 | 1 | 1 | 1 | 1 | 1 | 1 | 1 | 1 | 1 | 1 | 1 | 1 | 1 | 1 | 1 | [719 empty] | 0 | 194 | [61 empty] | 194 | 194 | #VALUE! | #VALUE! | [79 empty] | 0 | 0.03 |  | #VALUE! | #VALUE! | #VALUE! | #VALUE! | #VALUE! | #VALUE! | #VALUE! | #VALUE! | #VALUE! | #VALUE! | #VALUE! | #VALUE! | #VALUE! | #VALUE! | #VALUE! | #VALUE! | #VALUE! | #VALUE! | #VALUE! | #VALUE! | #VALUE! | #VALUE! | #VALUE! | #VALUE! | #VALUE! | #VALUE! | #VALUE! | #VALUE! | #VALUE! | #VALUE! | #VALUE! | #VALUE! | [190 empty] | 0 | [5 empty] | 0
| SRTVc_Warm_3A | SRTVc_w | [36 empty] | 195 | [8 empty] | 0 |  |  |  | 195 | 195 | [268 empty] | 0% | 0% | 0% | 0% | 0% | 0% | 0% | 0 | 0% | 0% | 0% | 0% | 0% | 0% | [81 empty] | 0 | 0 | 0 | 0 | [33 empty] | 0 | 0 | 0 | 0 | [190 empty] | 195 | [375 empty] | 195 | FALSE | #N/A | 0 | [262 empty] | 195 |  |  |  |  | 0 |  | SRVCc_w | 0.034743 | 0.035016 | 0.053025 | 0.051167 | 0.057384 | 0.054862 | 0.055309 | 0.055928 | 0.05636 | 0.056628 | 0.056966 | 0.057232 | 0.057566 | 0.057883 | 0.058196 | 0.058586 | 0.058784 | 0.059083 | 0.059411 | 0.05965 | 0.059861 | 0.060202 | 0.060256 | 0.060481 | 0.060438 | 0.060558 | 0.061182 | 0.061175 | 0.061528 | 0.061823 | 0.062118 | [12 empty] | CDD | PL72 | 27.998 | 7.17 |  | 29.91 | 35.05 |  | NYSTc_mm_SSC_1.5 | 65.082 | 60.9962 | 55.9164 | 51.1209 | 46.5861 | 42.3664 | 38.0742 | 34.1807 | 30.525 | 27.1019 | 23.8013 | 21.02 | 18.3299 | 15.8268 | 13.5016 | 11.3521 | 9.3438 | 7.5073 | 5.9555 | 4.7189 | 3.733 | 3.1839 | 2.77 | 2.4092 | 2.0977 | 1.8091 | 1.6019 | 1.4052 | 1.2326 | 1.0756 | 0.92748 | 0.20784 |  |  |  | NYSTc_mm_SSC_1.5 | 235.1385 | 226.5548 | 218.2845 | 210.3161 | 202.6385 | 195.2412 | 188.114 | 181.2469 | 174.6306 | 168.2557 | 162.1136 | 156.1956 | 150.4937 | 145 | 145 | 145 | 145 | 145 | 145 | 145 | 145 | 145 | 145 | 145 | 145 | 145 | 145 | 145 | 145 | 145 | 145 | [403 empty] | 0 | 0 | 1 | 1 | 1 | 0 | 0 | 0 | 1 | 0 | 0 | 1 | 1 | 1 | 1 | 1 | 1 | 1 | 1 | 1 | 1 | 1 | 1 | 1 | 1 | 1 | 1 | 1 | 1 | [719 empty] | 0 | 195 | [61 empty] | 195 | 195 | #VALUE! | #VALUE! | [79 empty] | 0 | 0.03 |  | #VALUE! | #VALUE! | #VALUE! | #VALUE! | #VALUE! | #VALUE! | #VALUE! | #VALUE! | #VALUE! | #VALUE! | #VALUE! | #VALUE! | #VALUE! | #VALUE! | #VALUE! | #VALUE! | #VALUE! | #VALUE! | #VALUE! | #VALUE! | #VALUE! | #VALUE! | #VALUE! | #VALUE! | #VALUE! | #VALUE! | #VALUE! | #VALUE! | #VALUE! | #VALUE! | #VALUE! | #VALUE! | [190 empty] | 0 | [5 empty] | 0
| SRVCc_Cool_5A | SRVCc_c | [36 empty] | 196 | [8 empty] | 0 |  |  |  | 196 | 196 | [268 empty] | 0% | 0% | 0% | 0% | 0% | 0% | 0% | 0 | 0% | 0% | 0% | 0% | 0% | 0% | [81 empty] | 0 | 0 | 0 | 0 | [33 empty] | 0 | 0 | 0 | 0 | [190 empty] | 196 | [375 empty] | 196 | FALSE | #N/A | 0 | [262 empty] | 196 |  |  |  |  | 0 |  | AKGD_vc | 0.034743 | 0.035016 | 0.053025 | 0.051167 | 0.057384 | 0.054862 | 0.055309 | 0.055928 | 0.05636 | 0.056628 | 0.056966 | 0.057232 | 0.057566 | 0.057883 | 0.058196 | 0.058586 | 0.058784 | 0.059083 | 0.059411 | 0.05965 | 0.059861 | 0.060202 | 0.060256 | 0.060481 | 0.060438 | 0.060558 | 0.061182 | 0.061175 | 0.061528 | 0.061823 | 0.062118 | [12 empty] | CDD | PL81 | 29.372 | 1.85 |  | 45.36 | 30.25 |  | RFCEc_vc_SSC_1.5 | 132.1841 | 123.8248 | 113.4318 | 103.6206 | 94.3425 | 85.7093 | 76.9278 | 68.9618 | 61.4824 | 54.4789 | 47.7261 | 42.0358 | 36.5318 | 31.4108 | 26.6535 | 22.2556 | 18.1469 | 14.3894 | 11.2146 | 8.6844 | 6.6675 | 5.544 | 4.6971 | 3.959 | 3.3216 | 2.7313 | 2.3073 | 1.9048 | 1.5518 | 1.2305 | 0.92748 | 0.21275 |  |  |  | RFCEc_vc_SSC_1.5 | 551.4189 | 508.0275 | 468.0505 | 431.2194 | 397.2865 | 366.0238 | 337.2212 | 310.6851 | 286.2371 | 263.713 | 242.9612 | 223.8425 | 206.2282 | 190 | 190 | 190 | 190 | 190 | 190 | 190 | 190 | 190 | 190 | 190 | 190 | 190 | 190 | 190 | 190 | 190 | 190 | [403 empty] | 0 | 0 | 1 | 1 | 1 | 0 | 0 | 0 | 1 | 0 | 0 | 1 | 1 | 1 | 1 | 1 | 1 | 1 | 1 | 1 | 1 | 1 | 1 | 1 | 1 | 1 | 1 | 1 | 1 | [719 empty] | 0 | 196 | [61 empty] | 196 | 196 | #VALUE! | #VALUE! | [79 empty] | 0 | 0.03 |  | #VALUE! | #VALUE! | #VALUE! | #VALUE! | #VALUE! | #VALUE! | #VALUE! | #VALUE! | #VALUE! | #VALUE! | #VALUE! | #VALUE! | #VALUE! | #VALUE! | #VALUE! | #VALUE! | #VALUE! | #VALUE! | #VALUE! | #VALUE! | #VALUE! | #VALUE! | #VALUE! | #VALUE! | #VALUE! | #VALUE! | #VALUE! | #VALUE! | #VALUE! | #VALUE! | #VALUE! | #VALUE! | [190 empty] | 0 | [5 empty] | 0
| SRVCc_Mixed mild_4A | SRVCc_mm | [36 empty] | 197 | [8 empty] | 0 |  |  |  | 197 | 197 | [268 empty] | 0% | 0% | 0% | 0% | 0% | 0% | 0% | 0 | 0% | 0% | 0% | 0% | 0% | 0% | [81 empty] | 0 | 0 | 0 | 0 | [33 empty] | 0 | 0 | 0 | 0 | [190 empty] | 197 | [375 empty] | 197 | FALSE | #N/A | 0 | [262 empty] | 197 |  |  |  |  | 0 |  | AKMS_vc | 0.034743 | 0.035016 | 0.053025 | 0.051167 | 0.057384 | 0.054862 | 0.055309 | 0.055928 | 0.05636 | 0.056628 | 0.056966 | 0.057232 | 0.057566 | 0.057883 | 0.058196 | 0.058586 | 0.058784 | 0.059083 | 0.059411 | 0.05965 | 0.059861 | 0.060202 | 0.060256 | 0.060481 | 0.060438 | 0.060558 | 0.061182 | 0.061175 | 0.061528 | 0.061823 | 0.062118 | [12 empty] | CDD | PL82 | 30.896 | 8.55 |  | 45.49 | 33.19 |  | RFCEc_c_SSC_1.5 | 110.7888 | 103.7921 | 95.0931 | 86.8812 | 79.1155 | 71.8896 | 64.5394 | 57.872 | 51.6117 | 45.7498 | 40.0977 | 35.335 | 30.7282 | 26.4419 | 22.46 | 18.7791 | 15.3401 | 12.1951 | 9.5377 | 7.42 | 5.7318 | 4.7915 | 4.0826 | 3.4649 | 2.9313 | 2.4372 | 2.0823 | 1.7455 | 1.45 | 1.1811 | 0.92748 | 0.17744 |  |  |  | RFCEc_c_SSC_1.5 | 455.5375 | 421.3063 | 389.6474 | 360.3675 | 333.2878 | 308.2431 | 285.0803 | 263.658 | 243.8455 | 225.5219 | 208.5751 | 192.9018 | 178.4063 | 165 | 165 | 165 | 165 | 165 | 165 | 165 | 165 | 165 | 165 | 165 | 165 | 165 | 165 | 165 | 165 | 165 | 165 | [403 empty] | 0 | 0 | 1 | 1 | 1 | 0 | 0 | 0 | 1 | 0 | 0 | 1 | 1 | 1 | 1 | 1 | 1 | 1 | 1 | 1 | 1 | 1 | 1 | 1 | 1 | 1 | 1 | 1 | 1 | [719 empty] | 0 | 197 | [61 empty] | 197 | 197 | #VALUE! | #VALUE! | [79 empty] | 0 | 0.03 |  | #VALUE! | #VALUE! | #VALUE! | #VALUE! | #VALUE! | #VALUE! | #VALUE! | #VALUE! | #VALUE! | #VALUE! | #VALUE! | #VALUE! | #VALUE! | #VALUE! | #VALUE! | #VALUE! | #VALUE! | #VALUE! | #VALUE! | #VALUE! | #VALUE! | #VALUE! | #VALUE! | #VALUE! | #VALUE! | #VALUE! | #VALUE! | #VALUE! | #VALUE! | #VALUE! | #VALUE! | #VALUE! | [190 empty] | 0 | [5 empty] | 0
| SRVCc_Warm_3A | SRVCc_w | [36 empty] | 198 | [8 empty] | 0 |  |  |  | 198 | 198 | [268 empty] | 0% | 0% | 0% | 0% | 0% | 0% | 0% | 0 | 0% | 0% | 0% | 0% | 0% | 0% | [81 empty] | 0 | 0 | 0 | 0 | [33 empty] | 0 | 0 | 0 | 0 | [190 empty] | 198 | [375 empty] | 198 | FALSE | #N/A | 0 | [262 empty] | 198 |  |  |  |  | 0 |  | HIMS_vh | 0.034743 | 0.035016 | 0.053025 | 0.051167 | 0.057384 | 0.054862 | 0.055309 | 0.055928 | 0.05636 | 0.056628 | 0.056966 | 0.057232 | 0.057566 | 0.057883 | 0.058196 | 0.058586 | 0.058784 | 0.059083 | 0.059411 | 0.05965 | 0.059861 | 0.060202 | 0.060256 | 0.060481 | 0.060438 | 0.060558 | 0.061182 | 0.061175 | 0.061528 | 0.061823 | 0.062118 | [12 empty] | CDD | PL84 | 17.0827 | 0.06 |  | 41.06 | 18.11 |  | RFCEc_mm_SSC_1.5 | 62.1079 | 58.2115 | 53.3671 | 48.794 | 44.4694 | 40.4454 | 36.3522 | 32.6392 | 29.1529 | 25.8885 | 22.7409 | 20.0886 | 17.5231 | 15.1361 | 12.9187 | 10.8688 | 8.9537 | 7.2023 | 5.7224 | 4.5431 | 3.603 | 3.0793 | 2.6845 | 2.3405 | 2.0434 | 1.7682 | 1.5706 | 1.383 | 1.2185 | 1.0687 | 0.92748 | 0.18264 |  |  |  | RFCEc_mm_SSC_1.5 | 235.1385 | 222.8411 | 211.1869 | 200.1421 | 189.675 | 179.7553 | 170.3544 | 161.4451 | 153.0018 | 145 | 145 | 145 | 145 | 145 | 145 | 145 | 145 | 145 | 145 | 145 | 145 | 145 | 145 | 145 | 145 | 145 | 145 | 145 | 145 | 145 | 145 | [403 empty] | 0 | 0 | 1 | 1 | 1 | 0 | 0 | 0 | 1 | 0 | 0 | 1 | 1 | 1 | 1 | 1 | 1 | 1 | 1 | 1 | 1 | 1 | 1 | 1 | 1 | 1 | 1 | 1 | 1 | [719 empty] | 0 | 198 | [61 empty] | 198 | 198 | #VALUE! | #VALUE! | [79 empty] | 0 | 0.03 |  | #VALUE! | #VALUE! | #VALUE! | #VALUE! | #VALUE! | #VALUE! | #VALUE! | #VALUE! | #VALUE! | #VALUE! | #VALUE! | #VALUE! | #VALUE! | #VALUE! | #VALUE! | #VALUE! | #VALUE! | #VALUE! | #VALUE! | #VALUE! | #VALUE! | #VALUE! | #VALUE! | #VALUE! | #VALUE! | #VALUE! | #VALUE! | #VALUE! | #VALUE! | #VALUE! | #VALUE! | #VALUE! | [190 empty] | 0 | [5 empty] | 0
| AKGD_Cold or very cold_7/8 | AKGD_vc | [36 empty] | 199 | [8 empty] | 0 |  |  |  | 199 | 199 | [268 empty] | 0% | 0% | 0% | 0% | 0% | 0% | 0% | 0 | 0% | 0% | 0% | 0% | 0% | 0% | [81 empty] | 0 | 0 | 0 | 0 | [33 empty] | 0 | 0 | 0 | 0 | [190 empty] | 199 | [375 empty] | 199 | FALSE | #N/A | 0 | [262 empty] | 199 |  |  |  |  | 0 |  | HIOA_vh | 0.034743 | 0.035016 | 0.053025 | 0.051167 | 0.057384 | 0.054862 | 0.055309 | 0.055928 | 0.05636 | 0.056628 | 0.056966 | 0.057232 | 0.057566 | 0.057883 | 0.058196 | 0.058586 | 0.058784 | 0.059083 | 0.059411 | 0.05965 | 0.059861 | 0.060202 | 0.060256 | 0.060481 | 0.060438 | 0.060558 | 0.061182 | 0.061175 | 0.061528 | 0.061823 | 0.062118 | [12 empty] | CDD | PL91 | 39.124 | 13.44 |  | 38.28 | 53.55 |  | RFCMc_vc_SSC_1.5 | 195.9001 | 183.4829 | 168.0448 | 153.4709 | 139.689 | 126.865 | 113.8206 | 101.9878 | 90.8776 | 80.4744 | 70.4436 | 61.991 | 53.8152 | 46.2082 | 39.1416 | 32.609 | 26.5057 | 20.9243 | 16.2082 | 12.4499 | 9.4538 | 7.7851 | 6.527 | 5.4306 | 4.4837 | 3.6069 | 2.977 | 2.3792 | 1.8548 | 1.3776 | 0.92748 | 0.162 |  |  |  | RFCMc_vc_SSC_1.5 | 551.4189 | 511.0103 | 473.5629 | 438.8596 | 406.6995 | 376.8961 | 349.2767 | 323.6813 | 299.9616 | 277.98 | 257.6093 | 238.7314 | 221.2369 | 205.0244 | 190 | 190 | 190 | 190 | 190 | 190 | 190 | 190 | 190 | 190 | 190 | 190 | 190 | 190 | 190 | 190 | 190 | [403 empty] | 0 | 0 | 1 | 1 | 1 | 0 | 0 | 0 | 1 | 0 | 0 | 1 | 1 | 1 | 1 | 1 | 1 | 1 | 1 | 1 | 1 | 1 | 1 | 1 | 1 | 1 | 1 | 1 | 1 | [719 empty] | 0 | 199 | [61 empty] | 199 | 199 | #VALUE! | #VALUE! | [79 empty] | 0 | 0.03 |  | #VALUE! | #VALUE! | #VALUE! | #VALUE! | #VALUE! | #VALUE! | #VALUE! | #VALUE! | #VALUE! | #VALUE! | #VALUE! | #VALUE! | #VALUE! | #VALUE! | #VALUE! | #VALUE! | #VALUE! | #VALUE! | #VALUE! | #VALUE! | #VALUE! | #VALUE! | #VALUE! | #VALUE! | #VALUE! | #VALUE! | #VALUE! | #VALUE! | #VALUE! | #VALUE! | #VALUE! | #VALUE! | [190 empty] | 0 | [5 empty] | 0
| AKMS_Cold or very cold_7/8 | AKMS_vc | [36 empty] | 200 | [8 empty] | 0 |  |  |  | 200 | 200 | [268 empty] | 0% | 0% | 0% | 0% | 0% | 0% | 0% | 0 | 0% | 0% | 0% | 0% | 0% | 0% | [81 empty] | 0 | 0 | 0 | 0 | [33 empty] | 0 | 0 | 0 | 0 | [190 empty] | 200 | [375 empty] | 200 | FALSE | #N/A | 0 | [262 empty] | 200 |  |  |  |  | 0 |  | AB | 0.034743 | 0.035016 | 0.053025 | 0.051167 | 0.057384 | 0.054862 | 0.055309 | 0.055928 | 0.05636 | 0.056628 | 0.056966 | 0.057232 | 0.057566 | 0.057883 | 0.058196 | 0.058586 | 0.058784 | 0.059083 | 0.059411 | 0.05965 | 0.059861 | 0.060202 | 0.060256 | 0.060481 | 0.060438 | 0.060558 | 0.061182 | 0.061175 | 0.061528 | 0.061823 | 0.062118 | [12 empty] | CDD | PL92 | 27.1327 | 4.58 |  | 30.47 | 32.92 |  | RFCMc_c_SSC_1.5 | 166.5526 | 156.0045 | 142.8901 | 130.51 | 118.8025 | 107.9088 | 96.8278 | 86.7761 | 77.3382 | 68.501 | 59.98 | 52.7996 | 45.8545 | 39.3925 | 33.3896 | 27.8402 | 22.6557 | 17.9143 | 13.9081 | 10.7155 | 8.1704 | 6.7529 | 5.6841 | 4.7528 | 3.9485 | 3.2036 | 2.6685 | 2.1607 | 1.7152 | 1.3098 | 0.92748 | 0.16553 |  |  |  | RFCMc_c_SSC_1.5 | 455.5375 | 423.6637 | 394.0201 | 366.4507 | 340.8103 | 316.9639 | 294.786 | 274.16 | 254.9771 | 237.1364 | 220.5441 | 205.1127 | 190.761 | 177.4136 | 165 | 165 | 165 | 165 | 165 | 165 | 165 | 165 | 165 | 165 | 165 | 165 | 165 | 165 | 165 | 165 | 165 | [403 empty] | 0 | 0 | 1 | 1 | 1 | 0 | 0 | 0 | 1 | 0 | 0 | 1 | 1 | 1 | 1 | 1 | 1 | 1 | 1 | 1 | 1 | 1 | 1 | 1 | 1 | 1 | 1 | 1 | 1 | [719 empty] | 0 | 200 | [61 empty] | 200 | 200 | #VALUE! | #VALUE! | [79 empty] | 0 | 0.03 |  | #VALUE! | #VALUE! | #VALUE! | #VALUE! | #VALUE! | #VALUE! | #VALUE! | #VALUE! | #VALUE! | #VALUE! | #VALUE! | #VALUE! | #VALUE! | #VALUE! | #VALUE! | #VALUE! | #VALUE! | #VALUE! | #VALUE! | #VALUE! | #VALUE! | #VALUE! | #VALUE! | #VALUE! | #VALUE! | #VALUE! | #VALUE! | #VALUE! | #VALUE! | #VALUE! | #VALUE! | #VALUE! | [190 empty] | 0 | [5 empty] | 0
| HIMS_Hot or very hot_1A | HIMS_vh | [36 empty] | 201 | [8 empty] | 0 |  |  |  | 201 | 201 | [268 empty] | 0% | 0% | 0% | 0% | 0% | 0% | 0% | 0 | 0% | 0% | 0% | 0% | 0% | 0% | [81 empty] | 0 | 0 | 0 | 0 | [33 empty] | 0 | 0 | 0 | 0 | [190 empty] | 201 | [375 empty] | 201 | FALSE | #N/A | 0 | [262 empty] | 201 |  |  |  |  | 0 |  | MB | 0.034743 | 0.035016 | 0.053025 | 0.051167 | 0.057384 | 0.054862 | 0.055309 | 0.055928 | 0.05636 | 0.056628 | 0.056966 | 0.057232 | 0.057566 | 0.057883 | 0.058196 | 0.058586 | 0.058784 | 0.059083 | 0.059411 | 0.05965 | 0.059861 | 0.060202 | 0.060256 | 0.060481 | 0.060438 | 0.060558 | 0.061182 | 0.061175 | 0.061528 | 0.061823 | 0.062118 | [12 empty] | CDD | PT11 | 108.48 | 149.51 |  | 65.79 | 226.47 |  | RFCWc_vc_SSC_1.5 | 174.5556 | 163.4978 | 149.7497 | 136.7714 | 124.4982 | 113.0781 | 101.4617 | 90.9243 | 81.0303 | 71.7661 | 62.8334 | 55.3061 | 48.0254 | 41.2512 | 34.9582 | 29.1406 | 23.7056 | 18.7351 | 14.5354 | 11.1885 | 8.5204 | 7.0343 | 5.914 | 4.9377 | 4.0944 | 3.3135 | 2.7527 | 2.2203 | 1.7533 | 1.3283 | 0.92748 | 0.16658 |  |  |  | RFCWc_vc_SSC_1.5 | 551.4189 | 513.6096 | 478.3928 | 445.5906 | 415.0377 | 386.5796 | 360.0729 | 335.3837 | 312.3873 | 290.9677 | 271.0168 | 252.4339 | 235.1252 | 219.0033 | 203.9868 | 190 | 190 | 190 | 190 | 190 | 190 | 190 | 190 | 190 | 190 | 190 | 190 | 190 | 190 | 190 | 190 | [403 empty] | 0 | 0 | 1 | 1 | 1 | 0 | 0 | 0 | 1 | 0 | 0 | 1 | 1 | 1 | 1 | 1 | 1 | 1 | 1 | 1 | 1 | 1 | 1 | 1 | 1 | 1 | 1 | 1 | 1 | [719 empty] | 0 | 201 | [61 empty] | 201 | 201 | #VALUE! | #VALUE! | [79 empty] | 0 | 0.03 |  | #VALUE! | #VALUE! | #VALUE! | #VALUE! | #VALUE! | #VALUE! | #VALUE! | #VALUE! | #VALUE! | #VALUE! | #VALUE! | #VALUE! | #VALUE! | #VALUE! | #VALUE! | #VALUE! | #VALUE! | #VALUE! | #VALUE! | #VALUE! | #VALUE! | #VALUE! | #VALUE! | #VALUE! | #VALUE! | #VALUE! | #VALUE! | #VALUE! | #VALUE! | #VALUE! | #VALUE! | #VALUE! | [190 empty] | 0 | [5 empty] | 0
| HIOA_Hot or very hot_1A | HIOA_vh | [36 empty] | 202 | [8 empty] | 0 |  |  |  | 202 | 202 | [268 empty] | 0% | 0% | 0% | 0% | 0% | 0% | 0% | 0 | 0% | 0% | 0% | 0% | 0% | 0% | [81 empty] | 0 | 0 | 0 | 0 | [33 empty] | 0 | 0 | 0 | 0 | [190 empty] | 202 | [375 empty] | 202 | FALSE | #N/A | 0 | [262 empty] | 202 |  |  |  |  | 0 |  | QC | 0.034743 | 0.035016 | 0.053025 | 0.051167 | 0.057384 | 0.054862 | 0.055309 | 0.055928 | 0.05636 | 0.056628 | 0.056966 | 0.057232 | 0.057566 | 0.057883 | 0.058196 | 0.058586 | 0.058784 | 0.059083 | 0.059411 | 0.05965 | 0.059861 | 0.060202 | 0.060256 | 0.060481 | 0.060438 | 0.060558 | 0.061182 | 0.061175 | 0.061528 | 0.061823 | 0.062118 | [12 empty] | CDD | PT15 | 166.8973 | 190.74 |  | 111.48 | 213.52 |  | RFCWc_c_SSC_1.5 | 147.8721 | 138.5137 | 126.8784 | 115.8946 | 105.5076 | 95.8426 | 86.0114 | 77.0934 | 68.72 | 60.8795 | 53.3195 | 46.9491 | 40.7873 | 35.0541 | 29.7283 | 24.8048 | 20.205 | 15.9984 | 12.4441 | 9.6116 | 7.3535 | 6.0958 | 5.1476 | 4.3214 | 3.6077 | 2.9468 | 2.4722 | 2.0216 | 1.6264 | 1.2667 | 0.92748 | 0.16333 |  |  |  | RFCWc_c_SSC_1.5 | 455.5375 | 425.7175 | 397.8495 | 371.8058 | 347.4669 | 324.7213 | 303.4646 | 283.5995 | 265.0347 | 247.6852 | 231.4714 | 216.319 | 202.1585 | 188.9249 | 176.5577 | 165 | 165 | 165 | 165 | 165 | 165 | 165 | 165 | 165 | 165 | 165 | 165 | 165 | 165 | 165 | 165 | [403 empty] | 0 | 0 | 1 | 1 | 1 | 0 | 0 | 0 | 1 | 0 | 0 | 1 | 1 | 1 | 1 | 1 | 1 | 1 | 1 | 1 | 1 | 1 | 1 | 1 | 1 | 1 | 1 | 1 | 1 | [719 empty] | 0 | 202 | [61 empty] | 202 | 202 | #VALUE! | #VALUE! | [79 empty] | 0 | 0.03 |  | #VALUE! | #VALUE! | #VALUE! | #VALUE! | #VALUE! | #VALUE! | #VALUE! | #VALUE! | #VALUE! | #VALUE! | #VALUE! | #VALUE! | #VALUE! | #VALUE! | #VALUE! | #VALUE! | #VALUE! | #VALUE! | #VALUE! | #VALUE! | #VALUE! | #VALUE! | #VALUE! | #VALUE! | #VALUE! | #VALUE! | #VALUE! | #VALUE! | #VALUE! | #VALUE! | #VALUE! | #VALUE! | [190 empty] | 0 | [5 empty] | 0
| Alberta | AB | [36 empty] | 203 | [8 empty] | 0 |  |  |  | 203 | 203 | [268 empty] | 0% | 0% | 0% | 0% | 0% | 0% | 0% | 0 | 0% | 0% | 0% | 0% | 0% | 0% | [81 empty] | 0 | 0 | 0 | 0 | [33 empty] | 0 | 0 | 0 | 0 | [190 empty] | 203 | [375 empty] | 203 | FALSE | #N/A | 0 | [262 empty] | 203 |  |  |  |  | 0 |  | ON | 0.034743 | 0.035016 | 0.053025 | 0.051167 | 0.057384 | 0.054862 | 0.055309 | 0.055928 | 0.05636 | 0.056628 | 0.056966 | 0.057232 | 0.057566 | 0.057883 | 0.058196 | 0.058586 | 0.058784 | 0.059083 | 0.059411 | 0.05965 | 0.059861 | 0.060202 | 0.060256 | 0.060481 | 0.060438 | 0.060558 | 0.061182 | 0.061175 | 0.061528 | 0.061823 | 0.062118 | [12 empty] | CDD | PT16 | 208.016 | 276.19 |  | 148.22 | 307.26 |  | RFCWc_mm_SSC_1.5 | 87.6896 | 82.164 | 75.2941 | 68.8088 | 62.6759 | 56.9693 | 51.1645 | 45.899 | 40.955 | 36.3256 | 31.8619 | 28.1005 | 24.4624 | 21.0773 | 17.9326 | 15.0256 | 12.3097 | 9.826 | 7.7274 | 6.0549 | 4.7217 | 3.9791 | 3.4192 | 2.9314 | 2.51 | 2.1198 | 1.8395 | 1.5735 | 1.3401 | 1.1278 | 0.92748 | 0.1535 |  |  |  | RFCWc_mm_SSC_1.5 | 235.1385 | 225.0282 | 215.3525 | 206.0929 | 197.2315 | 188.751 | 180.6352 | 172.8684 | 165.4355 | 158.3222 | 151.5147 | 145 | 145 | 145 | 145 | 145 | 145 | 145 | 145 | 145 | 145 | 145 | 145 | 145 | 145 | 145 | 145 | 145 | 145 | 145 | 145 | [403 empty] | 0 | 0 | 1 | 1 | 1 | 0 | 0 | 0 | 1 | 0 | 0 | 1 | 1 | 1 | 1 | 1 | 1 | 1 | 1 | 1 | 1 | 1 | 1 | 1 | 1 | 1 | 1 | 1 | 1 | [719 empty] | 0 | 203 | [61 empty] | 203 | 203 | #VALUE! | #VALUE! | [79 empty] | 0 | 0.03 |  | #VALUE! | #VALUE! | #VALUE! | #VALUE! | #VALUE! | #VALUE! | #VALUE! | #VALUE! | #VALUE! | #VALUE! | #VALUE! | #VALUE! | #VALUE! | #VALUE! | #VALUE! | #VALUE! | #VALUE! | #VALUE! | #VALUE! | #VALUE! | #VALUE! | #VALUE! | #VALUE! | #VALUE! | #VALUE! | #VALUE! | #VALUE! | #VALUE! | #VALUE! | #VALUE! | #VALUE! | #VALUE! | [190 empty] | 0 | [5 empty] | 0
| Manitoba | MB | [36 empty] | 204 | [8 empty] | 0 |  |  |  | 204 | 204 | [268 empty] | 0% | 0% | 0% | 0% | 0% | 0% | 0% | 0 | 0% | 0% | 0% | 0% | 0% | 0% | [81 empty] | 0 | 0 | 0 | 0 | [33 empty] | 0 | 0 | 0 | 0 | [190 empty] | 204 | [375 empty] | 204 | FALSE | #N/A | 0 | [262 empty] | 204 |  |  |  |  | 0 |  | SK | 0.034743 | 0.035016 | 0.053025 | 0.051167 | 0.057384 | 0.054862 | 0.055309 | 0.055928 | 0.05636 | 0.056628 | 0.056966 | 0.057232 | 0.057566 | 0.057883 | 0.058196 | 0.058586 | 0.058784 | 0.059083 | 0.059411 | 0.05965 | 0.059861 | 0.060202 | 0.060256 | 0.060481 | 0.060438 | 0.060558 | 0.061182 | 0.061175 | 0.061528 | 0.061823 | 0.062118 | [12 empty] | CDD | PT17 | 174.4313 | 257.87 |  | 97.01 | 208.04 |  | RMPAc_vc_SSC_1.5 | 194.8642 | 182.513 | 167.1569 | 152.6605 | 138.9517 | 126.1959 | 113.2208 | 101.4508 | 90.3996 | 80.0518 | 70.0742 | 61.6665 | 53.5343 | 45.9677 | 38.9386 | 32.4406 | 26.3698 | 20.818 | 16.127 | 12.3887 | 9.4085 | 7.7486 | 6.4972 | 5.4067 | 4.4649 | 3.5926 | 2.9661 | 2.3715 | 1.8499 | 1.3752 | 0.92748 | 0.1643 |  |  |  | RMPAc_vc_SSC_1.5 | 551.4189 | 517.9196 | 486.4554 | 456.9027 | 429.1454 | 403.0744 | 378.5872 | 355.5876 | 333.9852 | 313.6953 | 294.638 | 276.7384 | 259.9262 | 244.1354 | 229.3039 | 215.3735 | 202.2893 | 190 | 190 | 190 | 190 | 190 | 190 | 190 | 190 | 190 | 190 | 190 | 190 | 190 | 190 | [403 empty] | 0 | 0 | 1 | 1 | 1 | 0 | 0 | 0 | 1 | 0 | 0 | 1 | 1 | 1 | 1 | 1 | 1 | 1 | 1 | 1 | 1 | 1 | 1 | 1 | 1 | 1 | 1 | 1 | 1 | [719 empty] | 0 | 204 | [61 empty] | 204 | 204 | #VALUE! | #VALUE! | [79 empty] | 0 | 0.03 |  | #VALUE! | #VALUE! | #VALUE! | #VALUE! | #VALUE! | #VALUE! | #VALUE! | #VALUE! | #VALUE! | #VALUE! | #VALUE! | #VALUE! | #VALUE! | #VALUE! | #VALUE! | #VALUE! | #VALUE! | #VALUE! | #VALUE! | #VALUE! | #VALUE! | #VALUE! | #VALUE! | #VALUE! | #VALUE! | #VALUE! | #VALUE! | #VALUE! | #VALUE! | #VALUE! | #VALUE! | #VALUE! | [190 empty] | 0 | [5 empty] | 0
| Quebec | QC | [36 empty] | 205 | [8 empty] | 0 |  |  |  | 205 | 205 | [268 empty] | 0% | 0% | 0% | 0% | 0% | 0% | 0% | 0 | 0% | 0% | 0% | 0% | 0% | 0% | [81 empty] | 0 | 0 | 0 | 0 | [33 empty] | 0 | 0 | 0 | 0 | [190 empty] | 205 | [375 empty] | 205 | FALSE | #N/A | 0 | [262 empty] | 205 |  |  |  |  | 0 |  | NL | 0.034743 | 0.035016 | 0.053025 | 0.051167 | 0.057384 | 0.054862 | 0.055309 | 0.055928 | 0.05636 | 0.056628 | 0.056966 | 0.057232 | 0.057566 | 0.057883 | 0.058196 | 0.058586 | 0.058784 | 0.059083 | 0.059411 | 0.05965 | 0.059861 | 0.060202 | 0.060256 | 0.060481 | 0.060438 | 0.060558 | 0.061182 | 0.061175 | 0.061528 | 0.061823 | 0.062118 | [12 empty] | CDD | PT18 | 265.1647 | 350.42 |  | 172.12 | 329.47 |  | RMPAc_c_SSC_1.5 | 165.646 | 155.1557 | 142.113 | 129.8006 | 118.1572 | 107.3232 | 96.3029 | 86.3062 | 76.9199 | 68.1311 | 59.6567 | 52.5157 | 45.6086 | 39.182 | 33.2119 | 27.6929 | 22.5367 | 17.8213 | 13.8371 | 10.662 | 8.1308 | 6.721 | 5.6581 | 4.7319 | 3.9319 | 3.1911 | 2.659 | 2.154 | 1.7109 | 1.3077 | 0.92748 | 0.1596 |  |  |  | RMPAc_c_SSC_1.5 | 455.5375 | 429.1218 | 404.2379 | 380.797 | 358.7154 | 337.9142 | 318.3193 | 299.8606 | 282.4723 | 266.0923 | 250.6621 | 236.1268 | 222.4342 | 209.5357 | 197.3852 | 185.9392 | 175.157 | 165 | 165 | 165 | 165 | 165 | 165 | 165 | 165 | 165 | 165 | 165 | 165 | 165 | 165 | [403 empty] | 0 | 0 | 1 | 1 | 1 | 0 | 0 | 0 | 1 | 0 | 0 | 1 | 1 | 1 | 1 | 1 | 1 | 1 | 1 | 1 | 1 | 1 | 1 | 1 | 1 | 1 | 1 | 1 | 1 | [719 empty] | 0 | 205 | [61 empty] | 205 | 205 | #VALUE! | #VALUE! | [79 empty] | 0 | 0.03 |  | #VALUE! | #VALUE! | #VALUE! | #VALUE! | #VALUE! | #VALUE! | #VALUE! | #VALUE! | #VALUE! | #VALUE! | #VALUE! | #VALUE! | #VALUE! | #VALUE! | #VALUE! | #VALUE! | #VALUE! | #VALUE! | #VALUE! | #VALUE! | #VALUE! | #VALUE! | #VALUE! | #VALUE! | #VALUE! | #VALUE! | #VALUE! | #VALUE! | #VALUE! | #VALUE! | #VALUE! | #VALUE! | [190 empty] | 0 | [5 empty] | 0
| Ontario | ON | [36 empty] | 206 | [8 empty] | 0 |  |  |  | 206 | 206 | [268 empty] | 0% | 0% | 0% | 0% | 0% | 0% | 0% | 0 | 0% | 0% | 0% | 0% | 0% | 0% | [81 empty] | 0 | 0 | 0 | 0 | [33 empty] | 0 | 0 | 0 | 0 | [190 empty] | 206 | [375 empty] | 206 | FALSE | #N/A | 0 | [262 empty] | 206 |  |  |  |  | 0 |  | PE | 0.034743 | 0.035016 | 0.053025 | 0.051167 | 0.057384 | 0.054862 | 0.055309 | 0.055928 | 0.05636 | 0.056628 | 0.056966 | 0.057232 | 0.057566 | 0.057883 | 0.058196 | 0.058586 | 0.058784 | 0.059083 | 0.059411 | 0.05965 | 0.059861 | 0.060202 | 0.060256 | 0.060481 | 0.060438 | 0.060558 | 0.061182 | 0.061175 | 0.061528 | 0.061823 | 0.062118 | [12 empty] | CDD | PT30 | [6 empty] | RMPAc_mm_SSC_1.5 | 99.9509 | 93.6444 | 85.8036 | 78.4018 | 71.4022 | 64.8891 | 58.2641 | 52.2544 | 46.6117 | 41.3281 | 36.2336 | 31.9406 | 27.7883 | 23.9248 | 20.3358 | 17.018 | 13.9183 | 11.0835 | 8.6883 | 6.7795 | 5.2579 | 4.4103 | 3.7714 | 3.2146 | 2.7337 | 2.2883 | 1.9684 | 1.6648 | 1.3985 | 1.1561 | 0.92748 | 0.15254 |  |  |  | RMPAc_mm_SSC_1.5 | 235.1385 | 227.681 | 220.4599 | 213.4679 | 206.6977 | 200.1421 | 193.7945 | 187.6482 | 181.6968 | 175.9342 | 170.3544 | 164.9515 | 159.7199 | 154.6543 | 149.7494 | 145 | 145 | 145 | 145 | 145 | 145 | 145 | 145 | 145 | 145 | 145 | 145 | 145 | 145 | 145 | 145 | [403 empty] | 0 | 0 | 1 | 1 | 1 | 0 | 0 | 0 | 1 | 0 | 0 | 1 | 1 | 1 | 1 | 1 | 1 | 1 | 1 | 1 | 1 | 1 | 1 | 1 | 1 | 1 | 1 | 1 | 1 | [719 empty] | 0 | 206 | [61 empty] | 206 | 206 | #VALUE! | #VALUE! | [79 empty] | 0 | 0.03 |  | #VALUE! | #VALUE! | #VALUE! | #VALUE! | #VALUE! | #VALUE! | #VALUE! | #VALUE! | #VALUE! | #VALUE! | #VALUE! | #VALUE! | #VALUE! | #VALUE! | #VALUE! | #VALUE! | #VALUE! | #VALUE! | #VALUE! | #VALUE! | #VALUE! | #VALUE! | #VALUE! | #VALUE! | #VALUE! | #VALUE! | #VALUE! | #VALUE! | #VALUE! | #VALUE! | #VALUE! | #VALUE! | [190 empty] | 0 | [5 empty] | 0
| Saskatchewan | SK | [36 empty] | 207 | [8 empty] | 0 |  |  |  | 207 | 207 | [268 empty] | 0% | 0% | 0% | 0% | 0% | 0% | 0% | 0 | 0% | 0% | 0% | 0% | 0% | 0% | [81 empty] | 0 | 0 | 0 | 0 | [33 empty] | 0 | 0 | 0 | 0 | [190 empty] | 207 | [375 empty] | 207 | FALSE | #N/A | 0 | [262 empty] | 207 |  |  |  |  | 0 |  | NS | 0.034743 | 0.035016 | 0.053025 | 0.051167 | 0.057384 | 0.054862 | 0.055309 | 0.055928 | 0.05636 | 0.056628 | 0.056966 | 0.057232 | 0.057566 | 0.057883 | 0.058196 | 0.058586 | 0.058784 | 0.059083 | 0.059411 | 0.05965 | 0.059861 | 0.060202 | 0.060256 | 0.060481 | 0.060438 | 0.060558 | 0.061182 | 0.061175 | 0.061528 | 0.061823 | 0.062118 | [12 empty] | CDD | RO11 | 67.4927 | 29.6 |  | 92.59 | 85.79 |  | SPNOc_c_SSC_1.5 | 144.5551 | 135.408 | 124.0354 | 113.2995 | 103.1469 | 93.7001 | 84.0908 | 75.3741 | 67.1897 | 59.5262 | 52.1369 | 45.9102 | 39.8876 | 34.2838 | 29.0781 | 24.2658 | 19.7698 | 15.6582 | 12.1841 | 9.4155 | 7.2085 | 5.9792 | 5.0524 | 4.2448 | 3.5472 | 2.9013 | 2.4373 | 1.9969 | 1.6106 | 1.259 | 0.92748 | 0.15537 |  |  |  | SPNOc_c_SSC_1.5 | 455.5375 | 429.1218 | 404.2379 | 380.797 | 358.7154 | 337.9142 | 318.3193 | 299.8606 | 282.4723 | 266.0923 | 250.6621 | 236.1268 | 222.4342 | 209.5357 | 197.3852 | 185.9392 | 175.157 | 165 | 165 | 165 | 165 | 165 | 165 | 165 | 165 | 165 | 165 | 165 | 165 | 165 | 165 | [403 empty] | 0 | 0 | 1 | 1 | 1 | 0 | 0 | 0 | 1 | 0 | 0 | 1 | 1 | 1 | 1 | 1 | 1 | 1 | 1 | 1 | 1 | 1 | 1 | 1 | 1 | 1 | 1 | 1 | 1 | [719 empty] | 0 | 207 | [61 empty] | 207 | 207 | #VALUE! | #VALUE! | [79 empty] | 0 | 0.03 |  | #VALUE! | #VALUE! | #VALUE! | #VALUE! | #VALUE! | #VALUE! | #VALUE! | #VALUE! | #VALUE! | #VALUE! | #VALUE! | #VALUE! | #VALUE! | #VALUE! | #VALUE! | #VALUE! | #VALUE! | #VALUE! | #VALUE! | #VALUE! | #VALUE! | #VALUE! | #VALUE! | #VALUE! | #VALUE! | #VALUE! | #VALUE! | #VALUE! | #VALUE! | #VALUE! | #VALUE! | #VALUE! | [190 empty] | 0 | [5 empty] | 0
| Newfoundland | NL | [36 empty] | 208 | [8 empty] | 0 |  |  |  | 208 | 208 | [268 empty] | 0% | 0% | 0% | 0% | 0% | 0% | 0% | 0 | 0% | 0% | 0% | 0% | 0% | 0% | [81 empty] | 0 | 0 | 0 | 0 | [33 empty] | 0 | 0 | 0 | 0 | [190 empty] | 208 | [375 empty] | 208 | FALSE | #N/A | 0 | [262 empty] | 208 |  |  |  |  | 0 |  | NB | 0.034743 | 0.035016 | 0.053025 | 0.051167 | 0.057384 | 0.054862 | 0.055309 | 0.055928 | 0.05636 | 0.056628 | 0.056966 | 0.057232 | 0.057566 | 0.057883 | 0.058196 | 0.058586 | 0.058784 | 0.059083 | 0.059411 | 0.05965 | 0.059861 | 0.060202 | 0.060256 | 0.060481 | 0.060438 | 0.060558 | 0.061182 | 0.061175 | 0.061528 | 0.061823 | 0.062118 | [12 empty] | CDD | RO12 | 26.1713 | 7.56 |  | 37.51 | 31.61 |  | SPNOc_mm_SSC_1.5 | 85.4014 | 80.0216 | 73.3328 | 67.0186 | 61.0474 | 55.4913 | 49.8396 | 44.7129 | 39.8993 | 35.392 | 31.0461 | 27.3839 | 23.8417 | 20.5459 | 17.4842 | 14.6538 | 12.0095 | 9.5913 | 7.548 | 5.9197 | 4.6216 | 3.8986 | 3.3535 | 2.8785 | 2.4683 | 2.0884 | 1.8155 | 1.5565 | 1.3293 | 1.1225 | 0.92748 | 0.156 |  |  |  | SPNOc_mm_SSC_1.5 | 235.1385 | 227.681 | 220.4599 | 213.4679 | 206.6977 | 200.1421 | 193.7945 | 187.6482 | 181.6968 | 175.9342 | 170.3544 | 164.9515 | 159.7199 | 154.6543 | 149.7494 | 145 | 145 | 145 | 145 | 145 | 145 | 145 | 145 | 145 | 145 | 145 | 145 | 145 | 145 | 145 | 145 | [403 empty] | 0 | 0 | 1 | 1 | 1 | 0 | 0 | 0 | 1 | 0 | 0 | 1 | 1 | 1 | 1 | 1 | 1 | 1 | 1 | 1 | 1 | 1 | 1 | 1 | 1 | 1 | 1 | 1 | 1 | [719 empty] | 0 | 208 | [61 empty] | 208 | 208 | #VALUE! | #VALUE! | [79 empty] | 0 | 0.03 |  | #VALUE! | #VALUE! | #VALUE! | #VALUE! | #VALUE! | #VALUE! | #VALUE! | #VALUE! | #VALUE! | #VALUE! | #VALUE! | #VALUE! | #VALUE! | #VALUE! | #VALUE! | #VALUE! | #VALUE! | #VALUE! | #VALUE! | #VALUE! | #VALUE! | #VALUE! | #VALUE! | #VALUE! | #VALUE! | #VALUE! | #VALUE! | #VALUE! | #VALUE! | #VALUE! | #VALUE! | #VALUE! | [190 empty] | 0 | [5 empty] | 0
| Prince Edward Island | PE | [36 empty] | 209 | [8 empty] | 0 |  |  |  | 209 | 209 | [268 empty] | 0% | 0% | 0% | 0% | 0% | 0% | 0% | 0 | 0% | 0% | 0% | 0% | 0% | 0% | [81 empty] | 0 | 0 | 0 | 0 | [33 empty] | 0 | 0 | 0 | 0 | [190 empty] | 209 | [375 empty] | 209 | FALSE | #N/A | 0 | [262 empty] | 209 |  |  |  |  | 0 |  | BC | 0.034743 | 0.035016 | 0.053025 | 0.051167 | 0.057384 | 0.054862 | 0.055309 | 0.055928 | 0.05636 | 0.056628 | 0.056966 | 0.057232 | 0.057566 | 0.057883 | 0.058196 | 0.058586 | 0.058784 | 0.059083 | 0.059411 | 0.05965 | 0.059861 | 0.060202 | 0.060256 | 0.060481 | 0.060438 | 0.060558 | 0.061182 | 0.061175 | 0.061528 | 0.061823 | 0.062118 | [12 empty] | CDD | RO21 | 69.5667 | 57.08 |  | 69.5 | 80.4 |  | SPSOc_mm_SSC_1.5 | 83.4932 | 78.2349 | 71.6972 | 65.5256 | 59.6893 | 54.2587 | 48.7347 | 43.7239 | 39.019 | 34.6135 | 30.3657 | 26.7863 | 23.3241 | 20.1027 | 17.1102 | 14.3437 | 11.7592 | 9.3956 | 7.3985 | 5.8069 | 4.5382 | 3.8315 | 3.2987 | 2.8345 | 2.4335 | 2.0621 | 1.7954 | 1.5423 | 1.3202 | 1.1181 | 0.92748 | 0.1846 |  |  |  | SPSOc_mm_SSC_1.5 | 235.1385 | 226.5548 | 218.2845 | 210.3161 | 202.6385 | 195.2412 | 188.114 | 181.2469 | 174.6306 | 168.2557 | 162.1136 | 156.1956 | 150.4937 | 145 | 145 | 145 | 145 | 145 | 145 | 145 | 145 | 145 | 145 | 145 | 145 | 145 | 145 | 145 | 145 | 145 | 145 | [403 empty] | 0 | 0 | 1 | 1 | 1 | 0 | 0 | 0 | 1 | 0 | 0 | 1 | 1 | 1 | 1 | 1 | 1 | 1 | 1 | 1 | 1 | 1 | 1 | 1 | 1 | 1 | 1 | 1 | 1 | [719 empty] | 0 | 209 | [61 empty] | 209 | 209 | #VALUE! | #VALUE! | [79 empty] | 0 | 0.03 |  | #VALUE! | #VALUE! | #VALUE! | #VALUE! | #VALUE! | #VALUE! | #VALUE! | #VALUE! | #VALUE! | #VALUE! | #VALUE! | #VALUE! | #VALUE! | #VALUE! | #VALUE! | #VALUE! | #VALUE! | #VALUE! | #VALUE! | #VALUE! | #VALUE! | #VALUE! | #VALUE! | #VALUE! | #VALUE! | #VALUE! | #VALUE! | #VALUE! | #VALUE! | #VALUE! | #VALUE! | #VALUE! | [190 empty] | 0 | [5 empty] | 0
| Nova Scotia | NS | [36 empty] | 210 | [8 empty] | 0 |  |  |  | 210 | 210 | [268 empty] | 0% | 0% | 0% | 0% | 0% | 0% | 0% | 0 | 0% | 0% | 0% | 0% | 0% | 0% | [81 empty] | 0 | 0 | 0 | 0 | [33 empty] | 0 | 0 | 0 | 0 | [190 empty] | 210 | [375 empty] | 210 | FALSE | #N/A | 0 | [262 empty] | 210 |  |  |  |  | 0 |  | TER | 0.034743 | 0.035016 | 0.053025 | 0.051167 | 0.057384 | 0.054862 | 0.055309 | 0.055928 | 0.05636 | 0.056628 | 0.056966 | 0.057232 | 0.057566 | 0.057883 | 0.058196 | 0.058586 | 0.058784 | 0.059083 | 0.059411 | 0.05965 | 0.059861 | 0.060202 | 0.060256 | 0.060481 | 0.060438 | 0.060558 | 0.061182 | 0.061175 | 0.061528 | 0.061823 | 0.062118 | [12 empty] | CDD | RO22 | 191.7873 | 201.14 |  | 184.99 | 252.18 |  | SPSOc_w_SSC_1.5 | 114.5762 | 107.3383 | 98.3395 | 89.8444 | 81.811 | 74.336 | 66.7324 | 59.8351 | 53.359 | 47.2951 | 41.4481 | 36.5211 | 31.7555 | 27.3215 | 23.2024 | 19.3945 | 15.8369 | 12.5835 | 9.8346 | 7.6439 | 5.8975 | 4.9247 | 4.1914 | 3.5524 | 3.0004 | 2.4893 | 2.1222 | 1.7737 | 1.468 | 1.1898 | 0.92748 | 0.83127 |  |  |  | SPSOc_w_SSC_1.5 | 340.4157 | 321.9863 | 304.5547 | 288.0667 | 272.4713 | 257.7203 | 243.7679 | 230.5708 | 218.0881 | 206.2813 | 195.1136 | 184.5506 | 174.5594 | 165.1091 | 156.1704 | 147.7157 | 139.7187 | 132.1546 | 125 | 125 | 125 | 125 | 125 | 125 | 125 | 125 | 125 | 125 | 125 | 125 | 125 | [403 empty] | 0 | 0 | 1 | 1 | 1 | 0 | 0 | 0 | 1 | 0 | 0 | 1 | 1 | 1 | 1 | 1 | 1 | 1 | 1 | 1 | 1 | 1 | 1 | 1 | 1 | 1 | 1 | 1 | 1 | [719 empty] | 0 | 210 | [61 empty] | 210 | 210 | #VALUE! | #VALUE! | [79 empty] | 0 | 0.03 |  | #VALUE! | #VALUE! | #VALUE! | #VALUE! | #VALUE! | #VALUE! | #VALUE! | #VALUE! | #VALUE! | #VALUE! | #VALUE! | #VALUE! | #VALUE! | #VALUE! | #VALUE! | #VALUE! | #VALUE! | #VALUE! | #VALUE! | #VALUE! | #VALUE! | #VALUE! | #VALUE! | #VALUE! | #VALUE! | #VALUE! | #VALUE! | #VALUE! | #VALUE! | #VALUE! | #VALUE! | #VALUE! | [190 empty] | 0 | [5 empty] | 0
| New Brunswick | NB | [36 empty] | 211 | [8 empty] | 0 |  |  |  | 211 | 211 | [268 empty] | 0% | 0% | 0% | 0% | 0% | 0% | 0% | 0 | 0% | 0% | 0% | 0% | 0% | 0% | [81 empty] | 0 | 0 | 0 | 0 | [33 empty] | 0 | 0 | 0 | 0 | [190 empty] | 211 | [375 empty] | 211 | FALSE | #N/A | 0 | [262 empty] | 211 |  |  |  |  | 0 | [45 empty] | CDD | RO31 | 178.8633 | 179.8 |  | 193.25 | 226.7 |  | SRMVc_vh_SSC_1.5 | 89.7412 | 84.085 | 77.0526 | 70.4139 | 64.136 | 58.2944 | 52.3524 | 46.9624 | 41.9015 | 37.1626 | 32.5934 | 28.7431 | 25.0189 | 21.5537 | 18.3348 | 15.359 | 12.5789 | 10.0364 | 7.8881 | 6.1762 | 4.8114 | 4.0512 | 3.4782 | 2.9788 | 2.5474 | 2.148 | 1.8611 | 1.5888 | 1.3499 | 1.1325 | 0.92748 | 0.927 |  |  |  | SRMVc_vh_SSC_1.5 | 290.8318 | 274.6652 | 259.3973 | 244.9781 | 231.3605 | 218.4997 | 206.3539 | 194.8833 | 184.0502 | 173.8194 | 164.1572 | 155.0322 | 146.4143 | 138.2756 | 130.5892 | 123.3301 | 116.4745 | 110 | 110 | 110 | 110 | 110 | 110 | 110 | 110 | 110 | 110 | 110 | 110 | 110 | 110 | [403 empty] | 0 | 0 | 1 | 1 | 1 | 0 | 0 | 0 | 1 | 0 | 0 | 1 | 1 | 1 | 1 | 1 | 1 | 1 | 1 | 1 | 1 | 1 | 1 | 1 | 1 | 1 | 1 | 1 | 1 | [719 empty] | 0 | 211 | [61 empty] | 211 | 211 | #VALUE! | #VALUE! | [79 empty] | 0 | 0.03 |  | #VALUE! | #VALUE! | #VALUE! | #VALUE! | #VALUE! | #VALUE! | #VALUE! | #VALUE! | #VALUE! | #VALUE! | #VALUE! | #VALUE! | #VALUE! | #VALUE! | #VALUE! | #VALUE! | #VALUE! | #VALUE! | #VALUE! | #VALUE! | #VALUE! | #VALUE! | #VALUE! | #VALUE! | #VALUE! | #VALUE! | #VALUE! | #VALUE! | #VALUE! | #VALUE! | #VALUE! | #VALUE! | [190 empty] | 0 | [5 empty] | 0
| British Columbia | BC | [36 empty] | 212 | [8 empty] | 0 |  |  |  | 212 | 212 | [268 empty] | 0% | 0% | 0% | 0% | 0% | 0% | 0% | 0 | 0% | 0% | 0% | 0% | 0% | 0% | [81 empty] | 0 | 0 | 0 | 0 | [33 empty] | 0 | 0 | 0 | 0 | [190 empty] | 212 | [375 empty] | 212 | FALSE | #N/A | 0 | [262 empty] | 212 |  |  |  |  | 0 |  | WOOD CHIPS | [43 empty] | CDD | RO32 | 233.8567 | 252.74 |  | 238.85 | 304.6 |  | SRMVc_mm_SSC_1.5 | 68.7471 | 64.4279 | 59.0578 | 53.9884 | 49.1945 | 44.7338 | 40.1964 | 36.0805 | 32.2159 | 28.5972 | 25.1081 | 22.1679 | 19.3241 | 16.678 | 14.22 | 11.9476 | 9.8247 | 7.8832 | 6.2428 | 4.9355 | 3.8933 | 3.3128 | 2.8752 | 2.4939 | 2.1645 | 1.8595 | 1.6404 | 1.4325 | 1.25 | 1.084 | 0.92748 | 0.99483 |  |  |  | SRMVc_mm_SSC_1.5 | 235.1385 | 225.8538 | 216.9358 | 208.3698 | 200.1421 | 192.2393 | 184.6485 | 177.3575 | 170.3544 | 163.6277 | 157.1667 | 150.9608 | 145 | 145 | 145 | 145 | 145 | 145 | 145 | 145 | 145 | 145 | 145 | 145 | 145 | 145 | 145 | 145 | 145 | 145 | 145 | [403 empty] | 0 | 0 | 1 | 1 | 1 | 0 | 0 | 0 | 1 | 0 | 0 | 1 | 1 | 1 | 1 | 1 | 1 | 1 | 1 | 1 | 1 | 1 | 1 | 1 | 1 | 1 | 1 | 1 | 1 | [719 empty] | 0 | 212 | [61 empty] | 212 | 212 | #VALUE! | #VALUE! | [79 empty] | 0 | 0.03 |  | #VALUE! | #VALUE! | #VALUE! | #VALUE! | #VALUE! | #VALUE! | #VALUE! | #VALUE! | #VALUE! | #VALUE! | #VALUE! | #VALUE! | #VALUE! | #VALUE! | #VALUE! | #VALUE! | #VALUE! | #VALUE! | #VALUE! | #VALUE! | #VALUE! | #VALUE! | #VALUE! | #VALUE! | #VALUE! | #VALUE! | #VALUE! | #VALUE! | #VALUE! | #VALUE! | #VALUE! | #VALUE! | [190 empty] | 0 | [5 empty] | 0
| Territories | TER | [36 empty] | 213 | [8 empty] | 0 |  |  |  | 213 | 213 | [268 empty] | 0% | 0% | 0% | 0% | 0% | 0% | 0% | 0 | 0% | 0% | 0% | 0% | 0% | 0% | [81 empty] | 0 | 0 | 0 | 0 | [33 empty] | 0 | 0 | 0 | 0 | [190 empty] | 213 | [375 empty] | 213 | FALSE | #N/A | 0 | [262 empty] | 213 |  |  |  |  | 0 |  | Tot.incl.Vat | 2020 | 2021 | 2022 | 2023 | 2024 | 2025 | 2026 | 2027 | 2028 | 2029 | 2030 | 2031 | 2032 | 2033 | 2034 | 2035 | 2036 | 2037 | 2038 | 2039 | 2040 | 2041 | 2042 | 2043 | 2044 | 2045 | 2046 | 2047 | 2048 | 2049 | 2050 | [12 empty] | CDD | RO41 | 168.6453 | 134.52 |  | 230.36 | 205.95 |  | SRMVc_w_SSC_1.5 | 95.497 | 89.4742 | 81.9861 | 74.9172 | 68.2324 | 62.0123 | 55.6852 | 49.9458 | 44.5569 | 39.511 | 34.6456 | 30.5457 | 26.5802 | 22.8905 | 19.4629 | 16.2943 | 13.334 | 10.6267 | 8.3393 | 6.5163 | 5.0631 | 4.2537 | 3.6435 | 3.1117 | 2.6524 | 2.2271 | 1.9216 | 1.6316 | 1.3773 | 1.1458 | 0.92748 | 0.91608 |  |  |  | SRMVc_w_SSC_1.5 | 340.4157 | 319.7539 | 300.3462 | 282.1165 | 264.9932 | 248.9092 | 233.8015 | 219.6107 | 206.2813 | 193.7609 | 182.0004 | 170.9538 | 160.5776 | 150.8312 | 141.6764 | 133.0772 | 125 | 125 | 125 | 125 | 125 | 125 | 125 | 125 | 125 | 125 | 125 | 125 | 125 | 125 | 125 | [403 empty] | 0 | 0 | 1 | 1 | 1 | 0 | 0 | 0 | 1 | 0 | 0 | 1 | 1 | 1 | 1 | 1 | 1 | 1 | 1 | 1 | 1 | 1 | 1 | 1 | 1 | 1 | 1 | 1 | 1 | [719 empty] | 0 | 213 | [61 empty] | 213 | 213 | #VALUE! | #VALUE! | [79 empty] | 0 | 0.03 |  | #VALUE! | #VALUE! | #VALUE! | #VALUE! | #VALUE! | #VALUE! | #VALUE! | #VALUE! | #VALUE! | #VALUE! | #VALUE! | #VALUE! | #VALUE! | #VALUE! | #VALUE! | #VALUE! | #VALUE! | #VALUE! | #VALUE! | #VALUE! | #VALUE! | #VALUE! | #VALUE! | #VALUE! | #VALUE! | #VALUE! | #VALUE! | #VALUE! | #VALUE! | #VALUE! | #VALUE! | #VALUE! | [190 empty] | 0 | [5 empty] | 0
[39 empty] | 214 | [8 empty] | 0 |  |  |  | 214 | 214 | [268 empty] | 0% | 0% | 0% | 0% | 0% | 0% | 0% | 0 | 0% | 0% | 0% | 0% | 0% | 0% | [81 empty] | 0 | 0 | 0 | 0 | [33 empty] | 0 | 0 | 0 | 0 | [190 empty] | 214 | [375 empty] | 214 | FALSE | #N/A | 0 | [262 empty] | 214 |  |  |  |  | 0 |  | AZNMc_c | 0.07 | 0.0721 | 0.074263 | 0.076491 | 0.078786 | 0.081149 | 0.083584 | 0.086091 | 0.088674 | 0.091334 | 0.094074 | 0.096896 | 0.099803 | 0.1028 | 0.10588 | 0.10906 | 0.11233 | 0.1157 | 0.11917 | 0.12275 | 0.12643 | 0.13022 | 0.13413 | 0.13815 | 0.1423 | 0.14656 | 0.15096 | 0.15549 | 0.16015 | 0.16496 | 0.16991 | [12 empty] | CDD | RO42 | 108.4727 | 56.95 |  | 170.05 | 135.76 |  | SRMWc_c_SSC_1.5 | 203.2021 | 190.32 | 174.3036 | 159.1839 | 144.8858 | 131.5816 | 118.0486 | 105.7727 | 94.2463 | 83.4536 | 73.0471 | 64.2779 | 55.796 | 47.9041 | 40.5728 | 33.7955 | 27.4637 | 21.6732 | 16.7805 | 12.8814 | 9.7732 | 8.0419 | 6.7367 | 5.5993 | 4.6169 | 3.7072 | 3.0538 | 2.4336 | 1.8895 | 1.3944 | 0.92748 | 0.96421 |  |  |  | SRMWc_c_SSC_1.5 | 455.5375 | 429.1218 | 404.2379 | 380.797 | 358.7154 | 337.9142 | 318.3193 | 299.8606 | 282.4723 | 266.0923 | 250.6621 | 236.1268 | 222.4342 | 209.5357 | 197.3852 | 185.9392 | 175.157 | 165 | 165 | 165 | 165 | 165 | 165 | 165 | 165 | 165 | 165 | 165 | 165 | 165 | 165 | [403 empty] | 0 | 0 | 1 | 1 | 1 | 0 | 0 | 0 | 1 | 0 | 0 | 1 | 1 | 1 | 1 | 1 | 1 | 1 | 1 | 1 | 1 | 1 | 1 | 1 | 1 | 1 | 1 | 1 | 1 | [719 empty] | 0 | 214 | [61 empty] | 214 | 214 | #VALUE! | #VALUE! | [79 empty] | 0 | 0.03 |  | #VALUE! | #VALUE! | #VALUE! | #VALUE! | #VALUE! | #VALUE! | #VALUE! | #VALUE! | #VALUE! | #VALUE! | #VALUE! | #VALUE! | #VALUE! | #VALUE! | #VALUE! | #VALUE! | #VALUE! | #VALUE! | #VALUE! | #VALUE! | #VALUE! | #VALUE! | #VALUE! | #VALUE! | #VALUE! | #VALUE! | #VALUE! | #VALUE! | #VALUE! | #VALUE! | #VALUE! | #VALUE! | [190 empty] | 0 | [5 empty] | 0
Global Warming Potential of Cooling Gases | [14 empty] | 2020: | 2 | 2037: | 19 | [20 empty] | 215 | [8 empty] | 0 |  |  |  | 215 | 215 | [268 empty] | 0% | 0% | 0% | 0% | 0% | 0% | 0% | 0 | 0% | 0% | 0% | 0% | 0% | 0% | [81 empty] | 0 | 0 | 0 | 0 | [33 empty] | 0 | 0 | 0 | 0 | [190 empty] | 215 | [375 empty] | 215 | FALSE | #N/A | 0 | [262 empty] | 215 |  |  |  |  | 0 |  | AZNMc_vh | 0.07 | 0.0721 | 0.074263 | 0.076491 | 0.078786 | 0.081149 | 0.083584 | 0.086091 | 0.088674 | 0.091334 | 0.094074 | 0.096896 | 0.099803 | 0.1028 | 0.10588 | 0.10906 | 0.11233 | 0.1157 | 0.11917 | 0.12275 | 0.12643 | 0.13022 | 0.13413 | 0.13815 | 0.1423 | 0.14656 | 0.15096 | 0.15549 | 0.16015 | 0.16496 | 0.16991 | [12 empty] | CDD | SI03 | 53.9 | 28.01 |  | 70.14 | 71.86 |  | SRMWc_mm_SSC_1.5 | 125.8588 | 117.9024 | 108.0101 | 98.6718 | 89.8408 | 81.6237 | 73.2653 | 65.6832 | 58.5642 | 51.8983 | 45.4709 | 40.0547 | 34.816 | 29.9417 | 25.4137 | 21.2278 | 17.3171 | 13.7407 | 10.7188 | 8.3106 | 6.3909 | 5.3216 | 4.5154 | 3.8129 | 3.2062 | 2.6443 | 2.2408 | 1.8577 | 1.5217 | 1.2159 | 0.92748 | 0.99403 |  |  |  | SRMWc_mm_SSC_1.5 | 235.1385 | 226.5548 | 218.2845 | 210.3161 | 202.6385 | 195.2412 | 188.114 | 181.2469 | 174.6306 | 168.2557 | 162.1136 | 156.1956 | 150.4937 | 145 | 145 | 145 | 145 | 145 | 145 | 145 | 145 | 145 | 145 | 145 | 145 | 145 | 145 | 145 | 145 | 145 | 145 | [403 empty] | 0 | 0 | 1 | 1 | 1 | 0 | 0 | 0 | 1 | 0 | 0 | 1 | 1 | 1 | 1 | 1 | 1 | 1 | 1 | 1 | 1 | 1 | 1 | 1 | 1 | 1 | 1 | 1 | 1 | [719 empty] | 0 | 215 | [61 empty] | 215 | 215 | #VALUE! | #VALUE! | [79 empty] | 0 | 0.03 |  | #VALUE! | #VALUE! | #VALUE! | #VALUE! | #VALUE! | #VALUE! | #VALUE! | #VALUE! | #VALUE! | #VALUE! | #VALUE! | #VALUE! | #VALUE! | #VALUE! | #VALUE! | #VALUE! | #VALUE! | #VALUE! | #VALUE! | #VALUE! | #VALUE! | #VALUE! | #VALUE! | #VALUE! | #VALUE! | #VALUE! | #VALUE! | #VALUE! | #VALUE! | #VALUE! | #VALUE! | #VALUE! | [190 empty] | 0 | [5 empty] | 0
|  | Carbon dioxide (CO2) | 1 |  |  |  | Legend dummy: | [7 empty] | 2021: | 3 | 2038: | 20 | [20 empty] | 216 | [8 empty] | 0 |  |  |  | 216 | 216 | [268 empty] | 0% | 0% | 0% | 0% | 0% | 0% | 0% | 0 | 0% | 0% | 0% | 0% | 0% | 0% | [81 empty] | 0 | 0 | 0 | 0 | [33 empty] | 0 | 0 | 0 | 0 | [190 empty] | 216 | [375 empty] | 216 | FALSE | #N/A | 0 | [262 empty] | 216 |  |  |  |  | 0 |  | AZNMc_mm | 0.07 | 0.0721 | 0.074263 | 0.076491 | 0.078786 | 0.081149 | 0.083584 | 0.086091 | 0.088674 | 0.091334 | 0.094074 | 0.096896 | 0.099803 | 0.1028 | 0.10588 | 0.10906 | 0.11233 | 0.1157 | 0.11917 | 0.12275 | 0.12643 | 0.13022 | 0.13413 | 0.13815 | 0.1423 | 0.14656 | 0.15096 | 0.15549 | 0.16015 | 0.16496 | 0.16991 | [12 empty] | CDD | SI04 | 59.8813 | 32.6 |  | 53.81 | 95.91 |  | SRSOc_vh_SSC_1.5 | 102.8965 | 96.4025 | 88.3284 | 80.7064 | 73.4986 | 66.7918 | 59.9696 | 53.7812 | 47.9706 | 42.5299 | 37.2838 | 32.8632 | 28.5873 | 24.6089 | 20.9132 | 17.4966 | 14.3047 | 11.3856 | 8.9192 | 6.9536 | 5.3867 | 4.5139 | 3.856 | 3.2826 | 2.7874 | 2.3288 | 1.9994 | 1.6867 | 1.4125 | 1.1629 | 0.92748 | 0.92525 |  |  |  | SRSOc_vh_SSC_1.5 | 290.8318 | 273.6852 | 257.5495 | 242.3651 | 228.076 | 214.6293 | 201.9754 | 190.0675 | 178.8617 | 168.3165 | 158.3931 | 149.0547 | 140.2668 | 131.9971 | 124.2149 | 116.8916 | 110 | 110 | 110 | 110 | 110 | 110 | 110 | 110 | 110 | 110 | 110 | 110 | 110 | 110 | 110 | [403 empty] | 0 | 0 | 1 | 1 | 1 | 0 | 0 | 0 | 1 | 0 | 0 | 1 | 1 | 1 | 1 | 1 | 1 | 1 | 1 | 1 | 1 | 1 | 1 | 1 | 1 | 1 | 1 | 1 | 1 | [719 empty] | 0 | 216 | [61 empty] | 216 | 216 | #VALUE! | #VALUE! | [79 empty] | 0 | 0.03 |  | #VALUE! | #VALUE! | #VALUE! | #VALUE! | #VALUE! | #VALUE! | #VALUE! | #VALUE! | #VALUE! | #VALUE! | #VALUE! | #VALUE! | #VALUE! | #VALUE! | #VALUE! | #VALUE! | #VALUE! | #VALUE! | #VALUE! | #VALUE! | #VALUE! | #VALUE! | #VALUE! | #VALUE! | #VALUE! | #VALUE! | #VALUE! | #VALUE! | #VALUE! | #VALUE! | #VALUE! | #VALUE! | [190 empty] | 0 | [5 empty] | 0
|  | Methane (CH4) | 28 |  |  |  | Climate and grid corrected asset performance | [7 empty] | 2022: | 4 | 2039: | 21 | [20 empty] | 217 | [8 empty] | 0 |  |  |  | 217 | 217 | [268 empty] | 0% | 0% | 0% | 0% | 0% | 0% | 0% | 0 | 0% | 0% | 0% | 0% | 0% | 0% | [81 empty] | 0 | 0 | 0 | 0 | [33 empty] | 0 | 0 | 0 | 0 | [190 empty] | 217 | [375 empty] | 217 | FALSE | #N/A | 0 | [262 empty] | 217 |  |  |  |  | 0 |  | AZNMc_w | 0.07 | 0.0721 | 0.074263 | 0.076491 | 0.078786 | 0.081149 | 0.083584 | 0.086091 | 0.088674 | 0.091334 | 0.094074 | 0.096896 | 0.099803 | 0.1028 | 0.10588 | 0.10906 | 0.11233 | 0.1157 | 0.11917 | 0.12275 | 0.12643 | 0.13022 | 0.13413 | 0.13815 | 0.1423 | 0.14656 | 0.15096 | 0.15549 | 0.16015 | 0.16496 | 0.16991 | [12 empty] | CDD | SK01 | 94.4627 | 43.53 |  | 104.68 | 105.98 |  | SRSOc_mm_SSC_1.5 | 78.0326 | 73.122 | 67.0167 | 61.2533 | 55.803 | 50.7315 | 45.5729 | 40.8934 | 36.4997 | 32.3856 | 28.4188 | 25.076 | 21.8428 | 18.8345 | 16.0399 | 13.4564 | 11.0428 | 8.8355 | 6.9705 | 5.4842 | 4.2994 | 3.6394 | 3.1419 | 2.7083 | 2.3339 | 1.9871 | 1.738 | 1.5016 | 1.2942 | 1.1055 | 0.92748 | 0.98908 |  |  |  | SRSOc_mm_SSC_1.5 | 235.1385 | 225.0282 | 215.3525 | 206.0929 | 197.2315 | 188.751 | 180.6352 | 172.8684 | 165.4355 | 158.3222 | 151.5147 | 145 | 145 | 145 | 145 | 145 | 145 | 145 | 145 | 145 | 145 | 145 | 145 | 145 | 145 | 145 | 145 | 145 | 145 | 145 | 145 | [403 empty] | 0 | 0 | 1 | 1 | 1 | 0 | 0 | 0 | 1 | 0 | 0 | 1 | 1 | 1 | 1 | 1 | 1 | 1 | 1 | 1 | 1 | 1 | 1 | 1 | 1 | 1 | 1 | 1 | 1 | [719 empty] | 0 | 217 | [61 empty] | 217 | 217 | #VALUE! | #VALUE! | [79 empty] | 0 | 0.03 |  | #VALUE! | #VALUE! | #VALUE! | #VALUE! | #VALUE! | #VALUE! | #VALUE! | #VALUE! | #VALUE! | #VALUE! | #VALUE! | #VALUE! | #VALUE! | #VALUE! | #VALUE! | #VALUE! | #VALUE! | #VALUE! | #VALUE! | #VALUE! | #VALUE! | #VALUE! | #VALUE! | #VALUE! | #VALUE! | #VALUE! | #VALUE! | #VALUE! | #VALUE! | #VALUE! | #VALUE! | #VALUE! | [190 empty] | 0 | [5 empty] | 0
|  | Nitrous oxide (N20) | 265 |  |  |  | Start x: | 5 | Start y: | - |  |  |  |  | 2023: | 5 | 2040: | 22 | [20 empty] | 218 | [8 empty] | 0 |  |  |  | 218 | 218 | [268 empty] | 0% | 0% | 0% | 0% | 0% | 0% | 0% | 0 | 0% | 0% | 0% | 0% | 0% | 0% | [81 empty] | 0 | 0 | 0 | 0 | [33 empty] | 0 | 0 | 0 | 0 | [190 empty] | 218 | [375 empty] | 218 | FALSE | #N/A | 0 | [262 empty] | 218 |  |  |  |  | 0 |  | CAMXc_vc | 0.07 | 0.0721 | 0.074263 | 0.076491 | 0.078786 | 0.081149 | 0.083584 | 0.086091 | 0.088674 | 0.091334 | 0.094074 | 0.096896 | 0.099803 | 0.1028 | 0.10588 | 0.10906 | 0.11233 | 0.1157 | 0.11917 | 0.12275 | 0.12643 | 0.13022 | 0.13413 | 0.13815 | 0.1423 | 0.14656 | 0.15096 | 0.15549 | 0.16015 | 0.16496 | 0.16991 | [12 empty] | CDD | SK02 | 81.9067 | 41.38 |  | 97.23 | 106.68 |  | SRSOc_w_SSC_1.5 | 107.511 | 100.7231 | 92.2836 | 84.3167 | 76.7827 | 69.7724 | 62.6415 | 56.173 | 50.0995 | 44.4125 | 38.9291 | 34.3084 | 29.8391 | 25.6806 | 21.8176 | 18.2464 | 14.9101 | 11.8589 | 9.2808 | 7.2263 | 5.5885 | 4.6762 | 3.9885 | 3.3892 | 2.8715 | 2.3922 | 2.0479 | 1.7211 | 1.4344 | 1.1735 | 0.92748 | 0.95233 |  |  |  | SRSOc_w_SSC_1.5 | 340.4157 | 318.422 | 297.8491 | 278.6055 | 260.6052 | 243.7679 | 228.0183 | 213.2864 | 199.5063 | 186.6164 | 174.5594 | 163.2813 | 152.732 | 142.8642 | 133.6339 | 125 | 125 | 125 | 125 | 125 | 125 | 125 | 125 | 125 | 125 | 125 | 125 | 125 | 125 | 125 | 125 | [403 empty] | 0 | 0 | 1 | 1 | 1 | 0 | 0 | 0 | 1 | 0 | 0 | 1 | 1 | 1 | 1 | 1 | 1 | 1 | 1 | 1 | 1 | 1 | 1 | 1 | 1 | 1 | 1 | 1 | 1 | [719 empty] | 0 | 218 | [61 empty] | 218 | 218 | #VALUE! | #VALUE! | [79 empty] | 0 | 0.03 |  | #VALUE! | #VALUE! | #VALUE! | #VALUE! | #VALUE! | #VALUE! | #VALUE! | #VALUE! | #VALUE! | #VALUE! | #VALUE! | #VALUE! | #VALUE! | #VALUE! | #VALUE! | #VALUE! | #VALUE! | #VALUE! | #VALUE! | #VALUE! | #VALUE! | #VALUE! | #VALUE! | #VALUE! | #VALUE! | #VALUE! | #VALUE! | #VALUE! | #VALUE! | #VALUE! | #VALUE! | #VALUE! | [190 empty] | 0 | [5 empty] | 0
| Substances controlled by the Montreal Protocol (i.a. Chlorofluorocarbons CFCs) | R-11¦CFC-11 ¦ Trichlorofluoromethane (CCI3F) | 4660 | [11 empty] | 2024: | 6 | 2041: | 23 | [20 empty] | 219 | [8 empty] | 0 |  |  |  | 219 | 219 | [268 empty] | 0% | 0% | 0% | 0% | 0% | 0% | 0% | 0 | 0% | 0% | 0% | 0% | 0% | 0% | [81 empty] | 0 | 0 | 0 | 0 | [33 empty] | 0 | 0 | 0 | 0 | [190 empty] | 219 | [375 empty] | 219 | FALSE | #N/A | 0 | [262 empty] | 219 |  |  |  |  | 0 |  | CAMXc_c | 0.07 | 0.0721 | 0.074263 | 0.076491 | 0.078786 | 0.081149 | 0.083584 | 0.086091 | 0.088674 | 0.091334 | 0.094074 | 0.096896 | 0.099803 | 0.1028 | 0.10588 | 0.10906 | 0.11233 | 0.1157 | 0.11917 | 0.12275 | 0.12643 | 0.13022 | 0.13413 | 0.13815 | 0.1423 | 0.14656 | 0.15096 | 0.15549 | 0.16015 | 0.16496 | 0.16991 | [12 empty] | CDD | SK03 | 29.7247 | 7.41 |  | 34.95 | 41.79 |  | SRTVc_mm_SSC_1.5 | 76.1294 | 71.34 | 65.3855 | 59.7643 | 54.4485 | 49.5022 | 44.4709 | 39.907 | 35.6217 | 31.6091 | 27.7402 | 24.48 | 21.3266 | 18.3925 | 15.6669 | 13.1472 | 10.7931 | 8.6403 | 6.8213 | 5.3717 | 4.2161 | 3.5725 | 3.0872 | 2.6644 | 2.2992 | 1.9609 | 1.718 | 1.4874 | 1.2852 | 1.1011 | 0.92748 | 0.91624 |  |  |  | SRTVc_mm_SSC_1.5 | 235.1385 | 224.0414 | 213.4679 | 203.3935 | 193.7945 | 184.6485 | 175.9342 | 167.6312 | 159.7199 | 152.1821 | 145 | 145 | 145 | 145 | 145 | 145 | 145 | 145 | 145 | 145 | 145 | 145 | 145 | 145 | 145 | 145 | 145 | 145 | 145 | 145 | 145 | [403 empty] | 0 | 0 | 1 | 1 | 1 | 0 | 0 | 0 | 1 | 0 | 0 | 1 | 1 | 1 | 1 | 1 | 1 | 1 | 1 | 1 | 1 | 1 | 1 | 1 | 1 | 1 | 1 | 1 | 1 | [719 empty] | 0 | 219 | [61 empty] | 219 | 219 | #VALUE! | #VALUE! | [79 empty] | 0 | 0.03 |  | #VALUE! | #VALUE! | #VALUE! | #VALUE! | #VALUE! | #VALUE! | #VALUE! | #VALUE! | #VALUE! | #VALUE! | #VALUE! | #VALUE! | #VALUE! | #VALUE! | #VALUE! | #VALUE! | #VALUE! | #VALUE! | #VALUE! | #VALUE! | #VALUE! | #VALUE! | #VALUE! | #VALUE! | #VALUE! | #VALUE! | #VALUE! | #VALUE! | #VALUE! | #VALUE! | #VALUE! | #VALUE! | [190 empty] | 0 | [5 empty] | 0
|  | R-12 ¦ CFC-12 ¦ Dichlorofluoromethane (CCI2F2) | 10200 |  |  |  | US Emission factors | [7 empty] | 2025: | 7 | 2042: | 24 | [20 empty] | 220 | [8 empty] | 0 |  |  |  | 220 | 220 | [268 empty] | 0% | 0% | 0% | 0% | 0% | 0% | 0% | 0 | 0% | 0% | 0% | 0% | 0% | 0% | [81 empty] | 0 | 0 | 0 | 0 | [33 empty] | 0 | 0 | 0 | 0 | [190 empty] | 220 | [375 empty] | 220 | FALSE | #N/A | 0 | [262 empty] | 220 |  |  |  |  | 0 |  | CAMXc_vh | 0.07 | 0.0721 | 0.074263 | 0.076491 | 0.078786 | 0.081149 | 0.083584 | 0.086091 | 0.088674 | 0.091334 | 0.094074 | 0.096896 | 0.099803 | 0.1028 | 0.10588 | 0.10906 | 0.11233 | 0.1157 | 0.11917 | 0.12275 | 0.12643 | 0.13022 | 0.13413 | 0.13815 | 0.1423 | 0.14656 | 0.15096 | 0.15549 | 0.16015 | 0.16496 | 0.16991 | [12 empty] | CDD | SK04 | 35.382 | 9.41 |  | 51.69 | 52.53 |  | SRTVc_w_SSC_1.5 | 105.0486 | 98.4175 | 90.173 | 82.3902 | 75.0302 | 68.1818 | 61.2157 | 54.8967 | 48.9635 | 43.4079 | 38.0511 | 33.5372 | 29.1711 | 25.1087 | 21.335 | 17.8463 | 14.587 | 11.6063 | 9.0878 | 7.0808 | 5.4808 | 4.5896 | 3.9178 | 3.3323 | 2.8266 | 2.3583 | 2.022 | 1.7028 | 1.4227 | 1.1678 | 0.92748 | 0.91739 |  |  |  | SRTVc_w_SSC_1.5 | 340.4157 | 316.9065 | 295.0207 | 274.6465 | 255.6792 | 238.0219 | 221.584 | 206.2813 | 192.0354 | 178.7733 | 166.4272 | 154.9336 | 144.2338 | 134.273 | 125 | 125 | 125 | 125 | 125 | 125 | 125 | 125 | 125 | 125 | 125 | 125 | 125 | 125 | 125 | 125 | 125 | [403 empty] | 0 | 0 | 1 | 1 | 1 | 0 | 0 | 0 | 1 | 0 | 0 | 1 | 1 | 1 | 1 | 1 | 1 | 1 | 1 | 1 | 1 | 1 | 1 | 1 | 1 | 1 | 1 | 1 | 1 | [719 empty] | 0 | 220 | [61 empty] | 220 | 220 | #VALUE! | #VALUE! | [79 empty] | 0 | 0.03 |  | #VALUE! | #VALUE! | #VALUE! | #VALUE! | #VALUE! | #VALUE! | #VALUE! | #VALUE! | #VALUE! | #VALUE! | #VALUE! | #VALUE! | #VALUE! | #VALUE! | #VALUE! | #VALUE! | #VALUE! | #VALUE! | #VALUE! | #VALUE! | #VALUE! | #VALUE! | #VALUE! | #VALUE! | #VALUE! | #VALUE! | #VALUE! | #VALUE! | #VALUE! | #VALUE! | #VALUE! | #VALUE! | [190 empty] | 0 | [5 empty] | 0
|  | R-13 ¦ CFC-13 ¦ Chlorodifluoromethane (CCIF3) | 13900 | [11 empty] | 2026: | 8 | 2043: | 25 | [20 empty] | 221 | [8 empty] | 0 |  |  |  | 221 | 221 | [268 empty] | 0% | 0% | 0% | 0% | 0% | 0% | 0% | 0 | 0% | 0% | 0% | 0% | 0% | 0% | [81 empty] | 0 | 0 | 0 | 0 | [33 empty] | 0 | 0 | 0 | 0 | [190 empty] | 221 | [375 empty] | 221 | FALSE | #N/A | 0 | [262 empty] | 221 |  |  |  |  | 0 |  | CAMXc_mm | 0.07 | 0.0721 | 0.074263 | 0.076491 | 0.078786 | 0.081149 | 0.083584 | 0.086091 | 0.088674 | 0.091334 | 0.094074 | 0.096896 | 0.099803 | 0.1028 | 0.10588 | 0.10906 | 0.11233 | 0.1157 | 0.11917 | 0.12275 | 0.12643 | 0.13022 | 0.13413 | 0.13815 | 0.1423 | 0.14656 | 0.15096 | 0.15549 | 0.16015 | 0.16496 | 0.16991 | [12 empty] | CDD | FI19 | 3.5247 | 0.49 |  | 6.21 | 5.09 |  | SRVCc_c_SSC_1.5 | 107.5742 | 100.7822 | 92.3378 | 84.3662 | 76.8277 | 69.8132 | 62.6781 | 56.2058 | 50.1286 | 44.4383 | 38.9516 | 34.3282 | 29.8562 | 25.6953 | 21.83 | 18.2567 | 14.9184 | 11.8654 | 9.2858 | 7.23 | 5.5913 | 4.6785 | 3.9903 | 3.3906 | 2.8727 | 2.3931 | 2.0486 | 1.7216 | 1.4347 | 1.1737 | 0.92748 | 0.91672 |  |  |  | SRVCc_c_SSC_1.5 | 455.5375 | 423.6637 | 394.0201 | 366.4507 | 340.8103 | 316.9639 | 294.786 | 274.16 | 254.9771 | 237.1364 | 220.5441 | 205.1127 | 190.761 | 177.4136 | 165 | 165 | 165 | 165 | 165 | 165 | 165 | 165 | 165 | 165 | 165 | 165 | 165 | 165 | 165 | 165 | 165 | [403 empty] | 0 | 0 | 1 | 1 | 1 | 0 | 0 | 0 | 1 | 0 | 0 | 1 | 1 | 1 | 1 | 1 | 1 | 1 | 1 | 1 | 1 | 1 | 1 | 1 | 1 | 1 | 1 | 1 | 1 | [719 empty] | 0 | 221 | [61 empty] | 221 | 221 | #VALUE! | #VALUE! | [79 empty] | 0 | 0.03 |  | #VALUE! | #VALUE! | #VALUE! | #VALUE! | #VALUE! | #VALUE! | #VALUE! | #VALUE! | #VALUE! | #VALUE! | #VALUE! | #VALUE! | #VALUE! | #VALUE! | #VALUE! | #VALUE! | #VALUE! | #VALUE! | #VALUE! | #VALUE! | #VALUE! | #VALUE! | #VALUE! | #VALUE! | #VALUE! | #VALUE! | #VALUE! | #VALUE! | #VALUE! | #VALUE! | #VALUE! | #VALUE! | [190 empty] | 0 | [5 empty] | 0
|  | R-113 ¦ CFC-113 ¦ 1,1,2-Trichloro-1,2,2-trifluoroethane (C2CI3F3) | 5820 |  |  |  | Activity | Unit | kg CO2e per unit | [5 empty] | 2027: | 9 | 2044: | 26 | [20 empty] | 222 | [8 empty] | 0 |  |  |  | 222 | 222 | [268 empty] | 0% | 0% | 0% | 0% | 0% | 0% | 0% | 0 | 0% | 0% | 0% | 0% | 0% | 0% | [81 empty] | 0 | 0 | 0 | 0 | [33 empty] | 0 | 0 | 0 | 0 | [190 empty] | 222 | [375 empty] | 222 | FALSE | #N/A | 0 | [262 empty] | 222 |  |  |  |  | 0 |  | CAMXc_w | 0.07 | 0.0721 | 0.074263 | 0.076491 | 0.078786 | 0.081149 | 0.083584 | 0.086091 | 0.088674 | 0.091334 | 0.094074 | 0.096896 | 0.099803 | 0.1028 | 0.10588 | 0.10906 | 0.11233 | 0.1157 | 0.11917 | 0.12275 | 0.12643 | 0.13022 | 0.13413 | 0.13815 | 0.1423 | 0.14656 | 0.15096 | 0.15549 | 0.16015 | 0.16496 | 0.16991 | [12 empty] | CDD | FI1B | 5.9987 | 0.21 |  | 21.34 | 3.66 |  | SRVCc_mm_SSC_1.5 | 59.8903 | 56.1352 | 51.4664 | 47.059 | 42.8912 | 39.013 | 35.0682 | 31.4897 | 28.1298 | 24.9837 | 21.9503 | 19.3941 | 16.9216 | 14.6211 | 12.484 | 10.5085 | 8.6628 | 6.9748 | 5.5486 | 4.412 | 3.506 | 3.0013 | 2.6209 | 2.2893 | 2.003 | 1.7378 | 1.5473 | 1.3665 | 1.2079 | 1.0636 | 0.92748 | 0.91822 |  |  |  | SRVCc_mm_SSC_1.5 | 235.1385 | 225.0282 | 215.3525 | 206.0929 | 197.2315 | 188.751 | 180.6352 | 172.8684 | 165.4355 | 158.3222 | 151.5147 | 145 | 145 | 145 | 145 | 145 | 145 | 145 | 145 | 145 | 145 | 145 | 145 | 145 | 145 | 145 | 145 | 145 | 145 | 145 | 145 | [403 empty] | 0 | 0 | 1 | 1 | 1 | 0 | 0 | 0 | 1 | 0 | 0 | 1 | 1 | 1 | 1 | 1 | 1 | 1 | 1 | 1 | 1 | 1 | 1 | 1 | 1 | 1 | 1 | 1 | 1 | [719 empty] | 0 | 222 | [61 empty] | 222 | 222 | #VALUE! | #VALUE! | [79 empty] | 0 | 0.03 |  | #VALUE! | #VALUE! | #VALUE! | #VALUE! | #VALUE! | #VALUE! | #VALUE! | #VALUE! | #VALUE! | #VALUE! | #VALUE! | #VALUE! | #VALUE! | #VALUE! | #VALUE! | #VALUE! | #VALUE! | #VALUE! | #VALUE! | #VALUE! | #VALUE! | #VALUE! | #VALUE! | #VALUE! | #VALUE! | #VALUE! | #VALUE! | #VALUE! | #VALUE! | #VALUE! | #VALUE! | #VALUE! | [190 empty] | 0 | [5 empty] | 0
|  | R-114 ¦ CFC-114 ¦ Halon-242 ¦ 1,2-Dichlorotetrafluoroethane (C2Cl2F4) | 8590 |  |  |  | Gas | kWh | 0.18105 | [5 empty] | 2028: | 10 | 2045: | 27 | [20 empty] | 223 | [8 empty] | 0 |  |  |  | 223 | 223 | [268 empty] | 0% | 0% | 0% | 0% | 0% | 0% | 0% | 0 | 0% | 0% | 0% | 0% | 0% | 0% | [81 empty] | 0 | 0 | 0 | 0 | [33 empty] | 0 | 0 | 0 | 0 | [190 empty] | 223 | [375 empty] | 223 | FALSE | #N/A | 0 | [262 empty] | 223 |  |  |  |  | 0 |  | ERCTc_vh | 0.07 | 0.0721 | 0.074263 | 0.076491 | 0.078786 | 0.081149 | 0.083584 | 0.086091 | 0.088674 | 0.091334 | 0.094074 | 0.096896 | 0.099803 | 0.1028 | 0.10588 | 0.10906 | 0.11233 | 0.1157 | 0.11917 | 0.12275 | 0.12643 | 0.13022 | 0.13413 | 0.13815 | 0.1423 | 0.14656 | 0.15096 | 0.15549 | 0.16015 | 0.16496 | 0.16991 | [12 empty] | CDD | FI1C | 6.7653 | 0.87 |  | 21.89 | 6.71 |  | SRVCc_w_SSC_1.5 | 84.0378 | 78.7448 | 72.164 | 65.9517 | 60.0769 | 54.6105 | 49.05 | 44.0061 | 39.2702 | 34.8357 | 30.5599 | 26.9568 | 23.4718 | 20.2292 | 17.2169 | 14.4322 | 11.8306 | 9.4514 | 7.4411 | 5.8391 | 4.562 | 3.8506 | 3.3144 | 2.847 | 2.4434 | 2.0696 | 1.8011 | 1.5463 | 1.3228 | 1.1193 | 0.92748 | 0.92499 |  |  |  | SRVCc_w_SSC_1.5 | 340.4157 | 318.422 | 297.8491 | 278.6055 | 260.6052 | 243.7679 | 228.0183 | 213.2864 | 199.5063 | 186.6164 | 174.5594 | 163.2813 | 152.732 | 142.8642 | 133.6339 | 125 | 125 | 125 | 125 | 125 | 125 | 125 | 125 | 125 | 125 | 125 | 125 | 125 | 125 | 125 | 125 | [403 empty] | 0 | 0 | 1 | 1 | 1 | 0 | 0 | 0 | 1 | 0 | 0 | 1 | 1 | 1 | 1 | 1 | 1 | 1 | 1 | 1 | 1 | 1 | 1 | 1 | 1 | 1 | 1 | 1 | 1 | [719 empty] | 0 | 223 | [61 empty] | 223 | 223 | #VALUE! | #VALUE! | [79 empty] | 0 | 0.03 |  | #VALUE! | #VALUE! | #VALUE! | #VALUE! | #VALUE! | #VALUE! | #VALUE! | #VALUE! | #VALUE! | #VALUE! | #VALUE! | #VALUE! | #VALUE! | #VALUE! | #VALUE! | #VALUE! | #VALUE! | #VALUE! | #VALUE! | #VALUE! | #VALUE! | #VALUE! | #VALUE! | #VALUE! | #VALUE! | #VALUE! | #VALUE! | #VALUE! | #VALUE! | #VALUE! | #VALUE! | #VALUE! | [190 empty] | 0 | [5 empty] | 0
|  | R-115 ¦ CFC-115 ¦ Chloropentafluoroethane (C2ClF5) | 7670 |  |  |  | Oil | kWh | 0.25298 | [5 empty] | 2029: | 11 | 2046: | 28 | [20 empty] | 224 | [8 empty] | 0 |  |  |  | 224 | 224 | [268 empty] | 0% | 0% | 0% | 0% | 0% | 0% | 0% | 0 | 0% | 0% | 0% | 0% | 0% | 0% | [81 empty] | 0 | 0 | 0 | 0 | [33 empty] | 0 | 0 | 0 | 0 | [190 empty] | 224 | [375 empty] | 224 | FALSE | #N/A | 0 | [262 empty] | 224 |  |  |  |  | 0 |  | ERCTc_mm | 0.07 | 0.0721 | 0.074263 | 0.076491 | 0.078786 | 0.081149 | 0.083584 | 0.086091 | 0.088674 | 0.091334 | 0.094074 | 0.096896 | 0.099803 | 0.1028 | 0.10588 | 0.10906 | 0.11233 | 0.1157 | 0.11917 | 0.12275 | 0.12643 | 0.13022 | 0.13413 | 0.13815 | 0.1423 | 0.14656 | 0.15096 | 0.15549 | 0.16015 | 0.16496 | 0.16991 | [12 empty] | CDD | FI1D | 1.984 | 0.34 |  | 5.9 | 1.03 |  | AKGD_vc_SSC_1.5 | 188.8744 | 176.9047 | 162.0228 | 147.9741 | 134.6888 | 122.3269 | 109.7525 | 98.3461 | 87.6363 | 77.608 | 67.9386 | 59.7906 | 51.9095 | 44.5766 | 37.7646 | 31.4673 | 25.584 | 20.2037 | 15.6576 | 12.0347 | 9.1466 | 7.538 | 6.3252 | 5.2684 | 4.3556 | 3.5103 | 2.9032 | 2.3269 | 1.8214 | 1.3614 | 0.92748 | 0.93294 |  |  |  | AKGD_vc_SSC_1.5 | 551.4189 | 515.8948 | 482.6593 | 451.5649 | 422.4737 | 395.2566 | 369.793 | 345.9698 | 323.6813 | 302.8288 | 283.3196 | 265.0673 | 247.9908 | 232.0145 | 217.0674 | 203.0833 | 190 | 190 | 190 | 190 | 190 | 190 | 190 | 190 | 190 | 190 | 190 | 190 | 190 | 190 | 190 | [403 empty] | 0 | 0 | 1 | 1 | 1 | 0 | 0 | 0 | 1 | 0 | 0 | 1 | 1 | 1 | 1 | 1 | 1 | 1 | 1 | 1 | 1 | 1 | 1 | 1 | 1 | 1 | 1 | 1 | 1 | [719 empty] | 0 | 224 | [61 empty] | 224 | 224 | #VALUE! | #VALUE! | [79 empty] | 0 | 0.03 |  | #VALUE! | #VALUE! | #VALUE! | #VALUE! | #VALUE! | #VALUE! | #VALUE! | #VALUE! | #VALUE! | #VALUE! | #VALUE! | #VALUE! | #VALUE! | #VALUE! | #VALUE! | #VALUE! | #VALUE! | #VALUE! | #VALUE! | #VALUE! | #VALUE! | #VALUE! | #VALUE! | #VALUE! | #VALUE! | #VALUE! | #VALUE! | #VALUE! | #VALUE! | #VALUE! | #VALUE! | #VALUE! | [190 empty] | 0 | [5 empty] | 0
|  | R13 B1 ¦ Halon-1301 ¦ Bromotrifluoromethane (CBrF3) | 6290 |  |  |  | Heat/Steam | kWh | 0.20431 | [5 empty] | 2030: | 12 | 2047: | 29 | [20 empty] | 225 | [8 empty] | 0 |  |  |  | 225 | 225 | [268 empty] | 0% | 0% | 0% | 0% | 0% | 0% | 0% | 0 | 0% | 0% | 0% | 0% | 0% | 0% | [81 empty] | 0 | 0 | 0 | 0 | [33 empty] | 0 | 0 | 0 | 0 | [190 empty] | 225 | [375 empty] | 225 | FALSE | #N/A | 0 | [262 empty] | 225 |  |  |  |  | 0 |  | ERCTc_w | 0.07 | 0.0721 | 0.074263 | 0.076491 | 0.078786 | 0.081149 | 0.083584 | 0.086091 | 0.088674 | 0.091334 | 0.094074 | 0.096896 | 0.099803 | 0.1028 | 0.10588 | 0.10906 | 0.11233 | 0.1157 | 0.11917 | 0.12275 | 0.12643 | 0.13022 | 0.13413 | 0.13815 | 0.1423 | 0.14656 | 0.15096 | 0.15549 | 0.16015 | 0.16496 | 0.16991 | [12 empty] | CDD | FI20 | 1.558 | 0 |  | 1.37 | 0.14 |  | AKMS_vc_SSC_1.5 | 117.1219 | 109.7219 | 100.5214 | 91.8361 | 83.6227 | 75.9803 | 68.2064 | 61.1546 | 54.5334 | 48.3337 | 42.3558 | 37.3184 | 32.4461 | 27.9127 | 23.7013 | 19.8081 | 16.1709 | 12.8446 | 10.0341 | 7.7943 | 6.0088 | 5.0143 | 4.2645 | 3.6112 | 3.0468 | 2.5243 | 2.1489 | 1.7927 | 1.4801 | 1.1957 | 0.92748 | 0.91832 |  |  |  | AKMS_vc_SSC_1.5 | 551.4189 | 513.6096 | 478.3928 | 445.5906 | 415.0377 | 386.5796 | 360.0729 | 335.3837 | 312.3873 | 290.9677 | 271.0168 | 252.4339 | 235.1252 | 219.0033 | 203.9868 | 190 | 190 | 190 | 190 | 190 | 190 | 190 | 190 | 190 | 190 | 190 | 190 | 190 | 190 | 190 | 190 | [403 empty] | 0 | 0 | 1 | 1 | 1 | 0 | 0 | 0 | 1 | 0 | 0 | 1 | 1 | 1 | 1 | 1 | 1 | 1 | 1 | 1 | 1 | 1 | 1 | 1 | 1 | 1 | 1 | 1 | 1 | [719 empty] | 0 | 225 | [61 empty] | 225 | 225 | #VALUE! | #VALUE! | [79 empty] | 0 | 0.03 |  | #VALUE! | #VALUE! | #VALUE! | #VALUE! | #VALUE! | #VALUE! | #VALUE! | #VALUE! | #VALUE! | #VALUE! | #VALUE! | #VALUE! | #VALUE! | #VALUE! | #VALUE! | #VALUE! | #VALUE! | #VALUE! | #VALUE! | #VALUE! | #VALUE! | #VALUE! | #VALUE! | #VALUE! | #VALUE! | #VALUE! | #VALUE! | #VALUE! | #VALUE! | #VALUE! | #VALUE! | #VALUE! | [190 empty] | 0 | [5 empty] | 0
|  | R-12B1 ¦ Halon-1211 ¦ Bromochlorodifluoromethane (CBrCIF2) | 1750 | [11 empty] | 2031: | 13 | 2048: | 30 | [20 empty] | 226 | [8 empty] | 0 |  |  |  | 226 | 226 | [268 empty] | 0% | 0% | 0% | 0% | 0% | 0% | 0% | 0 | 0% | 0% | 0% | 0% | 0% | 0% | [81 empty] | 0 | 0 | 0 | 0 | [33 empty] | 0 | 0 | 0 | 0 | [190 empty] | 226 | [375 empty] | 226 | FALSE | #N/A | 0 | [262 empty] | 226 |  |  |  |  | 0 |  | FRCCc_vh | 0.07 | 0.0721 | 0.074263 | 0.076491 | 0.078786 | 0.081149 | 0.083584 | 0.086091 | 0.088674 | 0.091334 | 0.094074 | 0.096896 | 0.099803 | 0.1028 | 0.10588 | 0.10906 | 0.11233 | 0.1157 | 0.11917 | 0.12275 | 0.12643 | 0.13022 | 0.13413 | 0.13815 | 0.1423 | 0.14656 | 0.15096 | 0.15549 | 0.16015 | 0.16496 | 0.16991 | [12 empty] | CDD | SE11 | 3.1067 | 0 |  | 3.55 | 3.52 |  | HIMS_vh_SSC_1.5 | 133.8971 | 125.4287 | 114.9 | 104.9608 | 95.5616 | 86.8158 | 77.9196 | 69.8497 | 62.2727 | 55.1778 | 48.3369 | 42.5723 | 36.9965 | 31.8086 | 26.9892 | 22.534 | 18.3716 | 14.5651 | 11.3488 | 8.7857 | 6.7424 | 5.6043 | 4.7463 | 3.9986 | 3.3528 | 2.7548 | 2.3253 | 1.9176 | 1.5599 | 1.2344 | 0.92748 | 0.93581 |  |  |  | HIMS_vh_SSC_1.5 | 290.8318 | 275.5393 | 261.051 | 247.3244 | 234.3197 | 221.9987 | 210.3256 | 199.2663 | 188.7885 | 178.8617 | 169.4568 | 160.5464 | 152.1046 | 144.1067 | 136.5293 | 129.3503 | 122.5489 | 116.105 | 110 | 110 | 110 | 110 | 110 | 110 | 110 | 110 | 110 | 110 | 110 | 110 | 110 | [403 empty] | 0 | 0 | 1 | 1 | 1 | 0 | 0 | 0 | 1 | 0 | 0 | 1 | 1 | 1 | 1 | 1 | 1 | 1 | 1 | 1 | 1 | 1 | 1 | 1 | 1 | 1 | 1 | 1 | 1 | [719 empty] | 0 | 226 | [61 empty] | 226 | 226 | #VALUE! | #VALUE! | [79 empty] | 0 | 0.03 |  | #VALUE! | #VALUE! | #VALUE! | #VALUE! | #VALUE! | #VALUE! | #VALUE! | #VALUE! | #VALUE! | #VALUE! | #VALUE! | #VALUE! | #VALUE! | #VALUE! | #VALUE! | #VALUE! | #VALUE! | #VALUE! | #VALUE! | #VALUE! | #VALUE! | #VALUE! | #VALUE! | #VALUE! | #VALUE! | #VALUE! | #VALUE! | #VALUE! | #VALUE! | #VALUE! | #VALUE! | #VALUE! | [190 empty] | 0 | [5 empty] | 0
|  | R 114B2 ¦ Halon-2402 ¦ 1,2-Dibromotetrafluoroethane (C2Br2F4) | 1470 |  |  |  | Other energy sources: | Unit | kg CO2e per unit | [5 empty] | 2032: | 14 | 2049: | 31 | [20 empty] | 227 | [8 empty] | 0 |  |  |  | 227 | 227 | [268 empty] | 0% | 0% | 0% | 0% | 0% | 0% | 0% | 0 | 0% | 0% | 0% | 0% | 0% | 0% | [81 empty] | 0 | 0 | 0 | 0 | [33 empty] | 0 | 0 | 0 | 0 | [190 empty] | 227 | [375 empty] | 227 | FALSE | #N/A | 0 | [262 empty] | 227 |  |  |  |  | 0 |  | MROEc_vc | 0.07 | 0.0721 | 0.074263 | 0.076491 | 0.078786 | 0.081149 | 0.083584 | 0.086091 | 0.088674 | 0.091334 | 0.094074 | 0.096896 | 0.099803 | 0.1028 | 0.10588 | 0.10906 | 0.11233 | 0.1157 | 0.11917 | 0.12275 | 0.12643 | 0.13022 | 0.13413 | 0.13815 | 0.1423 | 0.14656 | 0.15096 | 0.15549 | 0.16015 | 0.16496 | 0.16991 | [12 empty] | CDD | SE12 | 2.78 | 0.1 |  | 3.19 | 7.2 |  | HIOA_vh_SSC_1.5 | 189.4695 | 177.4619 | 162.5329 | 148.4398 | 135.1124 | 122.7114 | 110.0972 | 98.6546 | 87.9108 | 77.8508 | 68.1508 | 59.977 | 52.0709 | 44.7148 | 37.8813 | 31.564 | 25.6621 | 20.2647 | 15.7042 | 12.0699 | 9.1726 | 7.5589 | 6.3423 | 5.2821 | 4.3665 | 3.5185 | 2.9094 | 2.3314 | 1.8242 | 1.3627 | 0.92748 | 0.84082 |  |  |  | HIOA_vh_SSC_1.5 | 290.8318 | 276.3238 | 262.5395 | 249.4428 | 236.9994 | 225.1768 | 213.944 | 203.2714 | 193.1313 | 183.4971 | 174.3434 | 165.6463 | 157.3831 | 149.5321 | 142.0728 | 134.9855 | 128.2518 | 121.854 | 115.7754 | 110 | 110 | 110 | 110 | 110 | 110 | 110 | 110 | 110 | 110 | 110 | 110 | [403 empty] | 0 | 0 | 1 | 1 | 1 | 0 | 0 | 0 | 1 | 0 | 0 | 1 | 1 | 1 | 1 | 1 | 1 | 1 | 1 | 1 | 1 | 1 | 1 | 1 | 1 | 1 | 1 | 1 | 1 | [719 empty] | 0 | 227 | [61 empty] | 227 | 227 | #VALUE! | #VALUE! | [79 empty] | 0 | 0.03 |  | #VALUE! | #VALUE! | #VALUE! | #VALUE! | #VALUE! | #VALUE! | #VALUE! | #VALUE! | #VALUE! | #VALUE! | #VALUE! | #VALUE! | #VALUE! | #VALUE! | #VALUE! | #VALUE! | #VALUE! | #VALUE! | #VALUE! | #VALUE! | #VALUE! | #VALUE! | #VALUE! | #VALUE! | #VALUE! | #VALUE! | #VALUE! | #VALUE! | #VALUE! | #VALUE! | #VALUE! | #VALUE! | [190 empty] | 0 | [5 empty] | 0
|  | R-10 ¦ Carbon tetrachloride (CCl4) | 1730 | [8 empty] | All |  |  | 2033: | 15 | 2050: | 32 | [20 empty] | 228 | [8 empty] | 0 |  |  |  | 228 | 228 | [268 empty] | 0% | 0% | 0% | 0% | 0% | 0% | 0% | 0 | 0% | 0% | 0% | 0% | 0% | 0% | [81 empty] | 0 | 0 | 0 | 0 | [33 empty] | 0 | 0 | 0 | 0 | [190 empty] | 228 | [375 empty] | 228 | FALSE | #N/A | 0 | [262 empty] | 228 |  |  |  |  | 0 |  | MROWc_vc | 0.07 | 0.0721 | 0.074263 | 0.076491 | 0.078786 | 0.081149 | 0.083584 | 0.086091 | 0.088674 | 0.091334 | 0.094074 | 0.096896 | 0.099803 | 0.1028 | 0.10588 | 0.10906 | 0.11233 | 0.1157 | 0.11917 | 0.12275 | 0.12643 | 0.13022 | 0.13413 | 0.13815 | 0.1423 | 0.14656 | 0.15096 | 0.15549 | 0.16015 | 0.16496 | 0.16991 | [12 empty] | CDD | SE21 | 1.922 | 0.01 |  | 2.84 | 4 |  | AZNMc_c_RST_1.5 | 40.2838 | 37.737 | 34.5707 | 31.5816 | 28.7549 | 26.1247 | 23.4493 | 21.0224 | 18.7437 | 16.61 | 14.5527 | 12.8191 | 11.1422 | 9.582 | 8.1327 | 6.7928 | 5.5411 | 4.3963 | 3.429 | 2.6582 | 2.0437 | 1.7015 | 1.4434 | 1.2186 | 1.0244 | 0.8445 | 0.71533 | 0.59272 | 0.48516 | 0.38728 | 0.29496 | 0.86546 |  |  |  | AZNMc_c_RST_1.5 | 126.9673 | 120.4991 | 114.3604 | 108.5345 | 103.0053 | 97.7578 | 92.7777 | 88.0512 | 83.5655 | 79.3084 | 75.2681 | 71.4337 | 67.7946 | 64.3409 | 61.0631 | 57.9523 | 55 | 55 | 55 | 55 | 55 | 55 | 55 | 55 | 55 | 55 | 55 | 55 | 55 | 55 | 55 | [403 empty] | 0 | 0 | 1 | 1 | 1 | 0 | 0 | 0 | 1 | 0 | 0 | 1 | 1 | 1 | 1 | 1 | 1 | 1 | 1 | 1 | 1 | 1 | 1 | 1 | 1 | 1 | 1 | 1 | 1 | [719 empty] | 0 | 228 | [61 empty] | 228 | 228 | #VALUE! | #VALUE! | [79 empty] | 0 | 0.03 |  | #VALUE! | #VALUE! | #VALUE! | #VALUE! | #VALUE! | #VALUE! | #VALUE! | #VALUE! | #VALUE! | #VALUE! | #VALUE! | #VALUE! | #VALUE! | #VALUE! | #VALUE! | #VALUE! | #VALUE! | #VALUE! | #VALUE! | #VALUE! | #VALUE! | #VALUE! | #VALUE! | #VALUE! | #VALUE! | #VALUE! | #VALUE! | #VALUE! | #VALUE! | #VALUE! | #VALUE! | #VALUE! | [190 empty] | 0 | [5 empty] | 0
|  | Bromomethane ¦ Methyl bromide (CH3Br) | 2 |  |  |  | Biogas | kWh | 0.18054 |  |  | Residential MF | RESI |  | 2034: | 16 | [22 empty] | 229 | [8 empty] | 0 |  |  |  | 229 | 229 | [268 empty] | 0% | 0% | 0% | 0% | 0% | 0% | 0% | 0 | 0% | 0% | 0% | 0% | 0% | 0% | [81 empty] | 0 | 0 | 0 | 0 | [33 empty] | 0 | 0 | 0 | 0 | [190 empty] | 229 | [375 empty] | 229 | FALSE | #N/A | 0 | [262 empty] | 229 |  |  |  |  | 0 |  | MROWc_c | 0.07 | 0.0721 | 0.074263 | 0.076491 | 0.078786 | 0.081149 | 0.083584 | 0.086091 | 0.088674 | 0.091334 | 0.094074 | 0.096896 | 0.099803 | 0.1028 | 0.10588 | 0.10906 | 0.11233 | 0.1157 | 0.11917 | 0.12275 | 0.12643 | 0.13022 | 0.13413 | 0.13815 | 0.1423 | 0.14656 | 0.15096 | 0.15549 | 0.16015 | 0.16496 | 0.16991 | [12 empty] | CDD | SE22 | 2.8213 | 0.53 |  | 7.76 | 2.18 |  | AZNMc_vh_RST_1.5 | 41.028 | 38.4338 | 35.2085 | 32.1638 | 29.2845 | 26.6054 | 23.8802 | 21.4081 | 19.087 | 16.9136 | 14.818 | 13.0521 | 11.3441 | 9.7549 | 8.2785 | 6.9137 | 5.6387 | 4.4726 | 3.4874 | 2.7022 | 2.0763 | 1.7276 | 1.4648 | 1.2357 | 1.0379 | 0.85473 | 0.72315 | 0.59826 | 0.4887 | 0.38899 | 0.29496 | 0.76766 |  |  |  | AZNMc_vh_RST_1.5 | 107.4208 | 102.309 | 97.4404 | 92.8034 | 88.3872 | 84.1811 | 80.1751 | 76.3598 | 72.7261 | 69.2652 | 65.9691 | 62.8298 | 59.8399 | 56.9923 | 54.2802 | 51.6971 | 49.237 | 46.894 | 44.6624 | 42.537 | 40.5128 | 38.5849 | 36.7488 | 35 | 35 | 35 | 35 | 35 | 35 | 35 | 35 | [403 empty] | 0 | 0 | 1 | 1 | 1 | 0 | 0 | 0 | 1 | 0 | 0 | 1 | 1 | 1 | 1 | 1 | 1 | 1 | 1 | 1 | 1 | 1 | 1 | 1 | 1 | 1 | 1 | 1 | 1 | [719 empty] | 0 | 229 | [61 empty] | 229 | 229 | #VALUE! | #VALUE! | [79 empty] | 0 | 0.03 |  | #VALUE! | #VALUE! | #VALUE! | #VALUE! | #VALUE! | #VALUE! | #VALUE! | #VALUE! | #VALUE! | #VALUE! | #VALUE! | #VALUE! | #VALUE! | #VALUE! | #VALUE! | #VALUE! | #VALUE! | #VALUE! | #VALUE! | #VALUE! | #VALUE! | #VALUE! | #VALUE! | #VALUE! | #VALUE! | #VALUE! | #VALUE! | #VALUE! | #VALUE! | #VALUE! | #VALUE! | #VALUE! | [190 empty] | 0 | [5 empty] | 0
|  | R-140a ¦ 1,1,1- Trichloroethane ¦ Methyl chloroform (C2H3Cl3) | 160 |  |  |  | Wood logs | kWh | 0.018 |  |  | Office | OFF |  | 2035: | 17 | [22 empty] | 230 | [8 empty] | 0 |  |  |  | 230 | 230 | [268 empty] | 0% | 0% | 0% | 0% | 0% | 0% | 0% | 0 | 0% | 0% | 0% | 0% | 0% | 0% | [81 empty] | 0 | 0 | 0 | 0 | [33 empty] | 0 | 0 | 0 | 0 | [190 empty] | 230 | [375 empty] | 230 | FALSE | #N/A | 0 | [262 empty] | 230 |  |  |  |  | 0 |  | NEWEc_vc | 0.07 | 0.0721 | 0.074263 | 0.076491 | 0.078786 | 0.081149 | 0.083584 | 0.086091 | 0.088674 | 0.091334 | 0.094074 | 0.096896 | 0.099803 | 0.1028 | 0.10588 | 0.10906 | 0.11233 | 0.1157 | 0.11917 | 0.12275 | 0.12643 | 0.13022 | 0.13413 | 0.13815 | 0.1423 | 0.14656 | 0.15096 | 0.15549 | 0.16015 | 0.16496 | 0.16991 | [12 empty] | CDD | SE23 | 1.2813 | 0.32 |  | 1.22 | 3.28 |  | AZNMc_mm_RST_1.5 | 41.3284 | 38.7151 | 35.466 | 32.3988 | 29.4983 | 26.7994 | 24.0541 | 21.5638 | 19.2256 | 17.0362 | 14.9251 | 13.1462 | 11.4256 | 9.8246 | 8.3374 | 6.9626 | 5.6781 | 4.5034 | 3.5109 | 2.7199 | 2.0894 | 1.7382 | 1.4734 | 1.2427 | 1.0434 | 0.85886 | 0.72631 | 0.6005 | 0.49012 | 0.38969 | 0.29496 | 0.78438 |  |  |  | AZNMc_mm_RST_1.5 | 122.5906 | 116.6323 | 110.9637 | 105.5705 | 100.4395 | 95.5578 | 90.9134 | 86.4948 | 82.2909 | 78.2913 | 74.4861 | 70.8659 | 67.4216 | 64.1447 | 61.0271 | 58.061 | 55.2391 | 52.5543 | 50 | 50 | 50 | 50 | 50 | 50 | 50 | 50 | 50 | 50 | 50 | 50 | 50 | [403 empty] | 0 | 0 | 1 | 1 | 1 | 0 | 0 | 0 | 1 | 0 | 0 | 1 | 1 | 1 | 1 | 1 | 1 | 1 | 1 | 1 | 1 | 1 | 1 | 1 | 1 | 1 | 1 | 1 | 1 | [719 empty] | 0 | 230 | [61 empty] | 230 | 230 | #VALUE! | #VALUE! | [79 empty] | 0 | 0.03 |  | #VALUE! | #VALUE! | #VALUE! | #VALUE! | #VALUE! | #VALUE! | #VALUE! | #VALUE! | #VALUE! | #VALUE! | #VALUE! | #VALUE! | #VALUE! | #VALUE! | #VALUE! | #VALUE! | #VALUE! | #VALUE! | #VALUE! | #VALUE! | #VALUE! | #VALUE! | #VALUE! | #VALUE! | #VALUE! | #VALUE! | #VALUE! | #VALUE! | #VALUE! | #VALUE! | #VALUE! | #VALUE! | [190 empty] | 0 | [5 empty] | 0
| Hydroclorofluorocarbons (HCFCs) | R-21 ¦ HCFC-21 ¦ Dichlorofluoromethane (CHCl2F) | 148 |  |  |  | Wood chips | kWh | 0.018 |  |  | Retail High Street | RHS |  | 2036: | 18 | [22 empty] | 231 | [8 empty] | 0 |  |  |  | 231 | 231 | [268 empty] | 0% | 0% | 0% | 0% | 0% | 0% | 0% | 0 | 0% | 0% | 0% | 0% | 0% | 0% | [81 empty] | 0 | 0 | 0 | 0 | [33 empty] | 0 | 0 | 0 | 0 | [190 empty] | 231 | [375 empty] | 231 | FALSE | #N/A | 0 | [262 empty] | 231 |  |  |  |  | 0 |  | NEWEc_c | 0.07 | 0.0721 | 0.074263 | 0.076491 | 0.078786 | 0.081149 | 0.083584 | 0.086091 | 0.088674 | 0.091334 | 0.094074 | 0.096896 | 0.099803 | 0.1028 | 0.10588 | 0.10906 | 0.11233 | 0.1157 | 0.11917 | 0.12275 | 0.12643 | 0.13022 | 0.13413 | 0.13815 | 0.1423 | 0.14656 | 0.15096 | 0.15549 | 0.16015 | 0.16496 | 0.16991 | [12 empty] | CDD | SE31 | 0.28067 | 0.13 |  | 0.14 | 0.99 |  | AZNMc_w_RST_1.5 | 39.8038 | 37.2876 | 34.1593 | 31.2061 | 28.4133 | 25.8147 | 23.1714 | 20.7736 | 18.5223 | 16.4142 | 14.3816 | 12.6688 | 11.012 | 9.4706 | 8.0386 | 6.7148 | 5.4781 | 4.3471 | 3.3914 | 2.6298 | 2.0227 | 1.6846 | 1.4296 | 1.2075 | 1.0156 | 0.83791 | 0.71028 | 0.58914 | 0.48287 | 0.38617 | 0.29496 | 0.78934 |  |  |  | AZNMc_w_RST_1.5 | 114.726 | 108.537 | 102.6818 | 97.1424 | 91.9019 | 86.9442 | 82.2538 | 77.8165 | 73.6186 | 69.6471 | 65.8899 | 62.3354 | 58.9726 | 55.7912 | 52.7815 | 49.9341 | 47.2403 | 44.6919 | 42.2809 | 40 | 40 | 40 | 40 | 40 | 40 | 40 | 40 | 40 | 40 | 40 | 40 | [403 empty] | 0 | 0 | 1 | 1 | 1 | 0 | 0 | 0 | 1 | 0 | 0 | 1 | 1 | 1 | 1 | 1 | 1 | 1 | 1 | 1 | 1 | 1 | 1 | 1 | 1 | 1 | 1 | 1 | 1 | [719 empty] | 0 | 231 | [61 empty] | 231 | 231 | #VALUE! | #VALUE! | [79 empty] | 0 | 0.03 |  | #VALUE! | #VALUE! | #VALUE! | #VALUE! | #VALUE! | #VALUE! | #VALUE! | #VALUE! | #VALUE! | #VALUE! | #VALUE! | #VALUE! | #VALUE! | #VALUE! | #VALUE! | #VALUE! | #VALUE! | #VALUE! | #VALUE! | #VALUE! | #VALUE! | #VALUE! | #VALUE! | #VALUE! | #VALUE! | #VALUE! | #VALUE! | #VALUE! | #VALUE! | #VALUE! | #VALUE! | #VALUE! | [190 empty] | 0 | [5 empty] | 0
|  | R-22 ¦ HCFC-22 ¦ Chlorodifluoromethane (CHClF2) | 1760 |  |  |  | Wood pellets | kWh | 0.32006 |  |  | Enclosed Retail Mall | ERM | [25 empty] | 232 | [8 empty] | 0 |  |  |  | 232 | 232 | [268 empty] | 0% | 0% | 0% | 0% | 0% | 0% | 0% | 0 | 0% | 0% | 0% | 0% | 0% | 0% | [81 empty] | 0 | 0 | 0 | 0 | [33 empty] | 0 | 0 | 0 | 0 | [190 empty] | 232 | [375 empty] | 232 | FALSE | #N/A | 0 | [262 empty] | 232 |  |  |  |  | 0 |  | NWPPc_vc | 0.07 | 0.0721 | 0.074263 | 0.076491 | 0.078786 | 0.081149 | 0.083584 | 0.086091 | 0.088674 | 0.091334 | 0.094074 | 0.096896 | 0.099803 | 0.1028 | 0.10588 | 0.10906 | 0.11233 | 0.1157 | 0.11917 | 0.12275 | 0.12643 | 0.13022 | 0.13413 | 0.13815 | 0.1423 | 0.14656 | 0.15096 | 0.15549 | 0.16015 | 0.16496 | 0.16991 | [12 empty] | CDD | SE32 | 0.038 | 0 |  | 0 | 0 |  | CAMXc_vc_RST_1.5 | 28.1857 | 26.4095 | 24.201 | 22.1162 | 20.1447 | 18.3103 | 16.4443 | 14.7516 | 13.1623 | 11.6741 | 10.2392 | 9.0301 | 7.8605 | 6.7724 | 5.7615 | 4.827 | 3.9539 | 3.1555 | 2.4809 | 1.9432 | 1.5147 | 1.2759 | 1.096 | 0.93914 | 0.80369 | 0.67825 | 0.58815 | 0.50264 | 0.42762 | 0.35935 | 0.29496 | 0.77394 |  |  |  | CAMXc_vc_RST_1.5 | 134.1177 | 126.8493 | 119.9749 | 113.4729 | 107.3234 | 101.5071 | 96.0061 | 90.8031 | 85.8821 | 81.2278 | 76.8258 | 72.6623 | 68.7244 | 65 | 65 | 65 | 65 | 65 | 65 | 65 | 65 | 65 | 65 | 65 | 65 | 65 | 65 | 65 | 65 | 65 | 65 | [403 empty] | 0 | 0 | 1 | 1 | 1 | 0 | 0 | 0 | 1 | 0 | 0 | 1 | 1 | 1 | 1 | 1 | 1 | 1 | 1 | 1 | 1 | 1 | 1 | 1 | 1 | 1 | 1 | 1 | 1 | [719 empty] | 0 | 232 | [61 empty] | 232 | 232 | #VALUE! | #VALUE! | [79 empty] | 0 | 0.03 |  | #VALUE! | #VALUE! | #VALUE! | #VALUE! | #VALUE! | #VALUE! | #VALUE! | #VALUE! | #VALUE! | #VALUE! | #VALUE! | #VALUE! | #VALUE! | #VALUE! | #VALUE! | #VALUE! | #VALUE! | #VALUE! | #VALUE! | #VALUE! | #VALUE! | #VALUE! | #VALUE! | #VALUE! | #VALUE! | #VALUE! | #VALUE! | #VALUE! | #VALUE! | #VALUE! | #VALUE! | #VALUE! | [190 empty] | 0 | [5 empty] | 0
|  | R-123 ¦ HCFC-123 ¦ 2,2-Dichloro-1,1,1-trifluoroethane (C2Cl2F3) | 79 |  |  |  | Grass/straw | kWh | 0.01314 |  |  | Strip Shopping Center | SSC |  | Dummy for user-defined decarbonisation pathway | [23 empty] | 233 | [8 empty] | 0 |  |  |  | 233 | 233 | [268 empty] | 0% | 0% | 0% | 0% | 0% | 0% | 0% | 0 | 0% | 0% | 0% | 0% | 0% | 0% | [81 empty] | 0 | 0 | 0 | 0 | [33 empty] | 0 | 0 | 0 | 0 | [190 empty] | 233 | [375 empty] | 233 | FALSE | #N/A | 0 | [262 empty] | 233 |  |  |  |  | 0 |  | NWPPc_c | 0.07 | 0.0721 | 0.074263 | 0.076491 | 0.078786 | 0.081149 | 0.083584 | 0.086091 | 0.088674 | 0.091334 | 0.094074 | 0.096896 | 0.099803 | 0.1028 | 0.10588 | 0.10906 | 0.11233 | 0.1157 | 0.11917 | 0.12275 | 0.12643 | 0.13022 | 0.13413 | 0.13815 | 0.1423 | 0.14656 | 0.15096 | 0.15549 | 0.16015 | 0.16496 | 0.16991 | [12 empty] | CDD | SE33 | 0.166 | 0.03 |  | 0.09 | 0.07 |  | CAMXc_c_RST_1.5 | 27.4476 | 25.7183 | 23.5683 | 21.5387 | 19.6194 | 17.8335 | 16.0169 | 14.369 | 12.8217 | 11.373 | 9.976 | 8.7989 | 7.6603 | 6.6009 | 5.6168 | 4.707 | 3.8571 | 3.0798 | 2.423 | 1.8996 | 1.4824 | 1.25 | 1.0748 | 0.92209 | 0.79022 | 0.6681 | 0.58039 | 0.49714 | 0.42411 | 0.35764 | 0.29496 | 0.72738 |  |  |  | CAMXc_c_RST_1.5 | 126.9673 | 120.0798 | 113.5659 | 107.4054 | 101.579 | 96.0687 | 90.8574 | 85.9287 | 81.2674 | 76.8589 | 72.6896 | 68.7465 | 65.0172 | 61.4903 | 58.1547 | 55 | 55 | 55 | 55 | 55 | 55 | 55 | 55 | 55 | 55 | 55 | 55 | 55 | 55 | 55 | 55 | [403 empty] | 0 | 0 | 1 | 1 | 1 | 0 | 0 | 0 | 1 | 0 | 0 | 1 | 1 | 1 | 1 | 1 | 1 | 1 | 1 | 1 | 1 | 1 | 1 | 1 | 1 | 1 | 1 | 1 | 1 | [719 empty] | 0 | 233 | [61 empty] | 233 | 233 | #VALUE! | #VALUE! | [79 empty] | 0 | 0.03 |  | #VALUE! | #VALUE! | #VALUE! | #VALUE! | #VALUE! | #VALUE! | #VALUE! | #VALUE! | #VALUE! | #VALUE! | #VALUE! | #VALUE! | #VALUE! | #VALUE! | #VALUE! | #VALUE! | #VALUE! | #VALUE! | #VALUE! | #VALUE! | #VALUE! | #VALUE! | #VALUE! | #VALUE! | #VALUE! | #VALUE! | #VALUE! | #VALUE! | #VALUE! | #VALUE! | #VALUE! | #VALUE! | [190 empty] | 0 | [5 empty] | 0
|  | R-124 ¦ HCFC-124¦ 1-Chloro-1,2,2,2-tetrafluoroethane (C2ClF4) | 527 |  |  |  | Coal | kWh | 0.32729 |  |  | Retail Store | RST |  | 2 | 1.5°C | [22 empty] | 234 | [8 empty] | 0 |  |  |  | 234 | 234 | [268 empty] | 0% | 0% | 0% | 0% | 0% | 0% | 0% | 0 | 0% | 0% | 0% | 0% | 0% | 0% | [81 empty] | 0 | 0 | 0 | 0 | [33 empty] | 0 | 0 | 0 | 0 | [190 empty] | 234 | [375 empty] | 234 | FALSE | #N/A | 0 | [262 empty] | 234 |  |  |  |  | 0 |  | NWPPc_mm | 0.07 | 0.0721 | 0.074263 | 0.076491 | 0.078786 | 0.081149 | 0.083584 | 0.086091 | 0.088674 | 0.091334 | 0.094074 | 0.096896 | 0.099803 | 0.1028 | 0.10588 | 0.10906 | 0.11233 | 0.1157 | 0.11917 | 0.12275 | 0.12643 | 0.13022 | 0.13413 | 0.13815 | 0.1423 | 0.14656 | 0.15096 | 0.15549 | 0.16015 | 0.16496 | 0.16991 | [12 empty] | CDD | NO01 | 0.62133 | 0 |  | 0 | 0 |  | CAMXc_vh_RST_1.5 | 25.015 | 23.4407 | 21.4833 | 19.6355 | 17.8882 | 16.2622 | 14.6084 | 13.1081 | 11.6995 | 10.3805 | 9.1087 | 8.037 | 7.0005 | 6.036 | 5.14 | 4.3118 | 3.538 | 2.8303 | 2.2324 | 1.7559 | 1.376 | 1.1644 | 1.0049 | 0.86591 | 0.74585 | 0.63467 | 0.55482 | 0.47903 | 0.41254 | 0.35203 | 0.29496 | 0.77852 |  |  |  | CAMXc_vh_RST_1.5 | 107.4208 | 103.8053 | 100.3115 | 96.9352 | 93.6726 | 90.5198 | 87.4731 | 84.529 | 81.684 | 78.9347 | 76.2779 | 73.7106 | 71.2297 | 68.8322 | 66.5155 | 64.2768 | 62.1134 | 60.0228 | 58.0025 | 56.0503 | 54.1638 | 52.3408 | 50.5791 | 48.8767 | 47.2317 | 45.642 | 44.1058 | 42.6213 | 41.1867 | 39.8005 | 38.4609 | [403 empty] | 0 | 0 | 1 | 1 | 1 | 0 | 0 | 0 | 1 | 0 | 0 | 1 | 1 | 1 | 1 | 1 | 1 | 1 | 1 | 1 | 1 | 1 | 1 | 1 | 1 | 1 | 1 | 1 | 1 | [719 empty] | 0 | 234 | [61 empty] | 234 | 234 | #VALUE! | #VALUE! | [79 empty] | 0 | 0.03 |  | #VALUE! | #VALUE! | #VALUE! | #VALUE! | #VALUE! | #VALUE! | #VALUE! | #VALUE! | #VALUE! | #VALUE! | #VALUE! | #VALUE! | #VALUE! | #VALUE! | #VALUE! | #VALUE! | #VALUE! | #VALUE! | #VALUE! | #VALUE! | #VALUE! | #VALUE! | #VALUE! | #VALUE! | #VALUE! | #VALUE! | #VALUE! | #VALUE! | #VALUE! | #VALUE! | #VALUE! | #VALUE! | [190 empty] | 0 | [5 empty] | 0
|  | R-141b ¦ HCFC-141b ¦1,1,-Dichloro-1-1-fluoroethane (C2H3Cl2F) | 782 |  |  |  | Landfill gas | kWh | 0.17767 |  |  | Hotel | HOT |  |  | 1.5°C all GHG | [22 empty] | 235 | [8 empty] | 0 |  |  |  | 235 | 235 | [268 empty] | 0% | 0% | 0% | 0% | 0% | 0% | 0% | 0 | 0% | 0% | 0% | 0% | 0% | 0% | [81 empty] | 0 | 0 | 0 | 0 | [33 empty] | 0 | 0 | 0 | 0 | [190 empty] | 235 | [375 empty] | 235 | FALSE | #N/A | 0 | [262 empty] | 235 |  |  |  |  | 0 |  | NWPPc_w | 0.07 | 0.0721 | 0.074263 | 0.076491 | 0.078786 | 0.081149 | 0.083584 | 0.086091 | 0.088674 | 0.091334 | 0.094074 | 0.096896 | 0.099803 | 0.1028 | 0.10588 | 0.10906 | 0.11233 | 0.1157 | 0.11917 | 0.12275 | 0.12643 | 0.13022 | 0.13413 | 0.13815 | 0.1423 | 0.14656 | 0.15096 | 0.15549 | 0.16015 | 0.16496 | 0.16991 | [12 empty] | CDD | NO02 | 0.049333 | 0 |  | 0 | 0 |  | CAMXc_mm_RST_1.5 | 27.1295 | 25.4205 | 23.2957 | 21.2899 | 19.393 | 17.628 | 15.8327 | 14.2041 | 12.675 | 11.2432 | 9.8626 | 8.6993 | 7.574 | 6.5271 | 5.5545 | 4.6554 | 3.8154 | 3.0472 | 2.3981 | 1.8808 | 1.4685 | 1.2388 | 1.0656 | 0.91474 | 0.78442 | 0.66373 | 0.57705 | 0.49477 | 0.42259 | 0.35691 | 0.29496 | 0.74908 |  |  |  | CAMXc_mm_RST_1.5 | 122.5906 | 116.291 | 110.3151 | 104.6463 | 99.2689 | 94.1677 | 89.3287 | 84.7384 | 80.3839 | 76.2532 | 72.3348 | 68.6177 | 65.0916 | 61.7467 | 58.5737 | 55.5638 | 52.7085 | 50 | 50 | 50 | 50 | 50 | 50 | 50 | 50 | 50 | 50 | 50 | 50 | 50 | 50 | [403 empty] | 0 | 0 | 1 | 1 | 1 | 0 | 0 | 0 | 1 | 0 | 0 | 1 | 1 | 1 | 1 | 1 | 1 | 1 | 1 | 1 | 1 | 1 | 1 | 1 | 1 | 1 | 1 | 1 | 1 | [719 empty] | 0 | 235 | [61 empty] | 235 | 235 | #VALUE! | #VALUE! | [79 empty] | 0 | 0.03 |  | #VALUE! | #VALUE! | #VALUE! | #VALUE! | #VALUE! | #VALUE! | #VALUE! | #VALUE! | #VALUE! | #VALUE! | #VALUE! | #VALUE! | #VALUE! | #VALUE! | #VALUE! | #VALUE! | #VALUE! | #VALUE! | #VALUE! | #VALUE! | #VALUE! | #VALUE! | #VALUE! | #VALUE! | #VALUE! | #VALUE! | #VALUE! | #VALUE! | #VALUE! | #VALUE! | #VALUE! | #VALUE! | [190 empty] | 0 | [5 empty] | 0
|  | R-142b ¦ HCFC-142b ¦ 1-Chloro-1,1,-difluoroethane (C2ClF2) | 1980 |  |  |  | LPGs | kWh | 0.21456 |  |  | Shipping/Distribution Warehouse | SDW |  |  | User-defined | [22 empty] | 236 | [8 empty] | 0 |  |  |  | 236 | 236 | [268 empty] | 0% | 0% | 0% | 0% | 0% | 0% | 0% | 0 | 0% | 0% | 0% | 0% | 0% | 0% | [81 empty] | 0 | 0 | 0 | 0 | [33 empty] | 0 | 0 | 0 | 0 | [190 empty] | 236 | [375 empty] | 236 | FALSE | #N/A | 0 | [262 empty] | 236 |  |  |  |  | 0 |  | NYSTc_vc | 0.07 | 0.0721 | 0.074263 | 0.076491 | 0.078786 | 0.081149 | 0.083584 | 0.086091 | 0.088674 | 0.091334 | 0.094074 | 0.096896 | 0.099803 | 0.1028 | 0.10588 | 0.10906 | 0.11233 | 0.1157 | 0.11917 | 0.12275 | 0.12643 | 0.13022 | 0.13413 | 0.13815 | 0.1423 | 0.14656 | 0.15096 | 0.15549 | 0.16015 | 0.16496 | 0.16991 | [12 empty] | CDD | NO03 | 0.37067 | 0.07 |  | 0 | 0 |  | CAMXc_w_RST_1.5 | 25.6799 | 24.0633 | 22.0532 | 20.1558 | 18.3614 | 16.6917 | 14.9934 | 13.4528 | 12.0062 | 10.6518 | 9.3458 | 8.2453 | 7.1808 | 6.1904 | 5.2704 | 4.4198 | 3.6252 | 2.8985 | 2.2845 | 1.7952 | 1.4051 | 1.1878 | 1.024 | 0.88126 | 0.75798 | 0.64381 | 0.56181 | 0.48398 | 0.4157 | 0.35356 | 0.29496 | 0.72282 |  |  |  | CAMXc_w_RST_1.5 | 114.726 | 108.2031 | 102.051 | 96.2487 | 90.7763 | 85.6151 | 80.7473 | 76.1563 | 71.8263 | 67.7425 | 63.8908 | 60.2582 | 56.8321 | 53.6008 | 50.5533 | 47.679 | 44.9681 | 42.4114 | 40 | 40 | 40 | 40 | 40 | 40 | 40 | 40 | 40 | 40 | 40 | 40 | 40 | [403 empty] | 0 | 0 | 1 | 1 | 1 | 0 | 0 | 0 | 1 | 0 | 0 | 1 | 1 | 1 | 1 | 1 | 1 | 1 | 1 | 1 | 1 | 1 | 1 | 1 | 1 | 1 | 1 | 1 | 1 | [719 empty] | 0 | 236 | [61 empty] | 236 | 236 | #VALUE! | #VALUE! | [79 empty] | 0 | 0.03 |  | #VALUE! | #VALUE! | #VALUE! | #VALUE! | #VALUE! | #VALUE! | #VALUE! | #VALUE! | #VALUE! | #VALUE! | #VALUE! | #VALUE! | #VALUE! | #VALUE! | #VALUE! | #VALUE! | #VALUE! | #VALUE! | #VALUE! | #VALUE! | #VALUE! | #VALUE! | #VALUE! | #VALUE! | #VALUE! | #VALUE! | #VALUE! | #VALUE! | #VALUE! | #VALUE! | #VALUE! | #VALUE! | [190 empty] | 0 | [5 empty] | 0
|  | R-225ca ¦ HCFC-225ca ¦ 3.3-dichloro-1,1,1,2,2-pentafluoropropane (C3HCl2F5) | 127 | [8 empty] | Refrigerated Warehouse Cool | RFW |  |  | User-defined targets (not set) | [22 empty] | 237 | [8 empty] | 0 |  |  |  | 237 | 237 | [268 empty] | 0% | 0% | 0% | 0% | 0% | 0% | 0% | 0 | 0% | 0% | 0% | 0% | 0% | 0% | [81 empty] | 0 | 0 | 0 | 0 | [33 empty] | 0 | 0 | 0 | 0 | [190 empty] | 237 | [375 empty] | 237 | FALSE | #N/A | 0 | [262 empty] | 237 |  |  |  |  | 0 |  | NYSTc_c | 0.07 | 0.0721 | 0.074263 | 0.076491 | 0.078786 | 0.081149 | 0.083584 | 0.086091 | 0.088674 | 0.091334 | 0.094074 | 0.096896 | 0.099803 | 0.1028 | 0.10588 | 0.10906 | 0.11233 | 0.1157 | 0.11917 | 0.12275 | 0.12643 | 0.13022 | 0.13413 | 0.13815 | 0.1423 | 0.14656 | 0.15096 | 0.15549 | 0.16015 | 0.16496 | 0.16991 | [12 empty] | CDD | NO04 | 0.10267 | 0.1 |  | 0 | 0.19 |  | ERCTc_vh_RST_1.5 | 39.683 | 37.1745 | 34.0557 | 31.1115 | 28.3273 | 25.7367 | 23.1014 | 20.711 | 18.4665 | 16.3649 | 14.3385 | 12.6309 | 10.9793 | 9.4425 | 8.0149 | 6.6952 | 5.4622 | 4.3347 | 3.382 | 2.6227 | 2.0174 | 1.6803 | 1.4262 | 1.2047 | 1.0134 | 0.83625 | 0.70901 | 0.58825 | 0.4823 | 0.38589 | 0.29496 | 0.73624 |  |  |  | ERCTc_vh_RST_1.5 | 107.4208 | 102.0825 | 97.0094 | 92.1885 | 87.6071 | 83.2534 | 79.1161 | 75.1844 | 71.448 | 67.8974 | 64.5232 | 61.3166 | 58.2695 | 55.3737 | 52.6219 | 50.0068 | 47.5217 | 45.1601 | 42.9158 | 40.7831 | 38.7563 | 36.8303 | 35 | 35 | 35 | 35 | 35 | 35 | 35 | 35 | 35 | [403 empty] | 0 | 0 | 1 | 1 | 1 | 0 | 0 | 0 | 1 | 0 | 0 | 1 | 1 | 1 | 1 | 1 | 1 | 1 | 1 | 1 | 1 | 1 | 1 | 1 | 1 | 1 | 1 | 1 | 1 | [719 empty] | 0 | 237 | [61 empty] | 237 | 237 | #VALUE! | #VALUE! | [79 empty] | 0 | 0.03 |  | #VALUE! | #VALUE! | #VALUE! | #VALUE! | #VALUE! | #VALUE! | #VALUE! | #VALUE! | #VALUE! | #VALUE! | #VALUE! | #VALUE! | #VALUE! | #VALUE! | #VALUE! | #VALUE! | #VALUE! | #VALUE! | #VALUE! | #VALUE! | #VALUE! | #VALUE! | #VALUE! | #VALUE! | #VALUE! | #VALUE! | #VALUE! | #VALUE! | #VALUE! | #VALUE! | #VALUE! | #VALUE! | [190 empty] | 0 | [5 empty] | 0
| Hydrofluorocarbons (HFCs) | R-225cb ¦ HCFC-225cb ¦ 1,3-Dichloro-1,1,2,2,3-pentafluoropropane (C3HCl2F5) | 525 |  |  |  | District heating sources |  |  |  |  | Self Storage | SST | [25 empty] | 238 | [8 empty] | 0 |  |  |  | 238 | 238 | [268 empty] | 0% | 0% | 0% | 0% | 0% | 0% | 0% | 0 | 0% | 0% | 0% | 0% | 0% | 0% | [81 empty] | 0 | 0 | 0 | 0 | [33 empty] | 0 | 0 | 0 | 0 | [190 empty] | 238 | [375 empty] | 238 | FALSE | #N/A | 0 | [262 empty] | 238 |  |  |  |  | 0 |  | NYSTc_mm | 0.07 | 0.0721 | 0.074263 | 0.076491 | 0.078786 | 0.081149 | 0.083584 | 0.086091 | 0.088674 | 0.091334 | 0.094074 | 0.096896 | 0.099803 | 0.1028 | 0.10588 | 0.10906 | 0.11233 | 0.1157 | 0.11917 | 0.12275 | 0.12643 | 0.13022 | 0.13413 | 0.13815 | 0.1423 | 0.14656 | 0.15096 | 0.15549 | 0.16015 | 0.16496 | 0.16991 | [12 empty] | CDD | NO05 | 0.052 | 0.02 |  | 0 | 0 |  | ERCTc_mm_RST_1.5 | 40.1358 | 37.5984 | 34.4438 | 31.4658 | 28.6496 | 26.0291 | 23.3636 | 20.9457 | 18.6754 | 16.5496 | 14.4999 | 12.7727 | 11.1021 | 9.5477 | 8.1037 | 6.7688 | 5.5216 | 4.3811 | 3.4174 | 2.6495 | 2.0372 | 1.6962 | 1.4392 | 1.2151 | 1.0217 | 0.84247 | 0.71377 | 0.59162 | 0.48445 | 0.38693 | 0.29496 | 0.73919 |  |  |  | ERCTc_mm_RST_1.5 | 122.5906 | 116.6323 | 110.9637 | 105.5705 | 100.4395 | 95.5578 | 90.9134 | 86.4948 | 82.2909 | 78.2913 | 74.4861 | 70.8659 | 67.4216 | 64.1447 | 61.0271 | 58.061 | 55.2391 | 52.5543 | 50 | 50 | 50 | 50 | 50 | 50 | 50 | 50 | 50 | 50 | 50 | 50 | 50 | [403 empty] | 0 | 0 | 1 | 1 | 1 | 0 | 0 | 0 | 1 | 0 | 0 | 1 | 1 | 1 | 1 | 1 | 1 | 1 | 1 | 1 | 1 | 1 | 1 | 1 | 1 | 1 | 1 | 1 | 1 | [719 empty] | 0 | 238 | [61 empty] | 238 | 238 | #VALUE! | #VALUE! | [79 empty] | 0 | 0.03 |  | #VALUE! | #VALUE! | #VALUE! | #VALUE! | #VALUE! | #VALUE! | #VALUE! | #VALUE! | #VALUE! | #VALUE! | #VALUE! | #VALUE! | #VALUE! | #VALUE! | #VALUE! | #VALUE! | #VALUE! | #VALUE! | #VALUE! | #VALUE! | #VALUE! | #VALUE! | #VALUE! | #VALUE! | #VALUE! | #VALUE! | #VALUE! | #VALUE! | #VALUE! | #VALUE! | #VALUE! | #VALUE! | [190 empty] | 0 | [5 empty] | 0
|  | R-23 ¦ HFC-23 ¦ | 12400 | [5 empty] | Biogas |  |  | Inpatient Healthcare | IHC | [25 empty] | 239 | [8 empty] | 0 |  |  |  | 239 | 239 | [268 empty] | 0% | 0% | 0% | 0% | 0% | 0% | 0% | 0 | 0% | 0% | 0% | 0% | 0% | 0% | [81 empty] | 0 | 0 | 0 | 0 | [33 empty] | 0 | 0 | 0 | 0 | [190 empty] | 239 | [375 empty] | 239 | FALSE | #N/A | 0 | [262 empty] | 239 |  |  |  |  | 0 |  | RFCEc_vc | 0.07 | 0.0721 | 0.074263 | 0.076491 | 0.078786 | 0.081149 | 0.083584 | 0.086091 | 0.088674 | 0.091334 | 0.094074 | 0.096896 | 0.099803 | 0.1028 | 0.10588 | 0.10906 | 0.11233 | 0.1157 | 0.11917 | 0.12275 | 0.12643 | 0.13022 | 0.13413 | 0.13815 | 0.1423 | 0.14656 | 0.15096 | 0.15549 | 0.16015 | 0.16496 | 0.16991 | [12 empty] | CDD | NO06 | 0.54067 | 0.69 |  | 0.02 | 0 |  | ERCTc_w_RST_1.5 | 38.6175 | 36.1769 | 33.1425 | 30.2779 | 27.569 | 25.0484 | 22.4845 | 20.1587 | 17.975 | 15.9302 | 13.9586 | 12.2972 | 10.6902 | 9.1951 | 7.8061 | 6.5221 | 5.3225 | 4.2254 | 3.2984 | 2.5597 | 1.9709 | 1.6428 | 1.3956 | 1.1801 | 0.99396 | 0.8216 | 0.69781 | 0.58031 | 0.47723 | 0.38343 | 0.29496 | 0.81909 |  |  |  | ERCTc_w_RST_1.5 | 114.726 | 108.537 | 102.6818 | 97.1424 | 91.9019 | 86.9442 | 82.2538 | 77.8165 | 73.6186 | 69.6471 | 65.8899 | 62.3354 | 58.9726 | 55.7912 | 52.7815 | 49.9341 | 47.2403 | 44.6919 | 42.2809 | 40 | 40 | 40 | 40 | 40 | 40 | 40 | 40 | 40 | 40 | 40 | 40 | [403 empty] | 0 | 0 | 1 | 1 | 1 | 0 | 0 | 0 | 1 | 0 | 0 | 1 | 1 | 1 | 1 | 1 | 1 | 1 | 1 | 1 | 1 | 1 | 1 | 1 | 1 | 1 | 1 | 1 | 1 | [719 empty] | 0 | 239 | [61 empty] | 239 | 239 | #VALUE! | #VALUE! | [79 empty] | 0 | 0.03 |  | #VALUE! | #VALUE! | #VALUE! | #VALUE! | #VALUE! | #VALUE! | #VALUE! | #VALUE! | #VALUE! | #VALUE! | #VALUE! | #VALUE! | #VALUE! | #VALUE! | #VALUE! | #VALUE! | #VALUE! | #VALUE! | #VALUE! | #VALUE! | #VALUE! | #VALUE! | #VALUE! | #VALUE! | #VALUE! | #VALUE! | #VALUE! | #VALUE! | #VALUE! | #VALUE! | #VALUE! | #VALUE! | [190 empty] | 0 | [5 empty] | 0
|  | R-32 ¦ HFC-32 ¦ | 677 |  |  |  | Unknown |  | Wood chips |  |  | Outpatient Healthcare | OHC | [25 empty] | 240 | [8 empty] | 0 |  |  |  | 240 | 240 | [268 empty] | 0% | 0% | 0% | 0% | 0% | 0% | 0% | 0 | 0% | 0% | 0% | 0% | 0% | 0% | [81 empty] | 0 | 0 | 0 | 0 | [33 empty] | 0 | 0 | 0 | 0 | [190 empty] | 240 | [375 empty] | 240 | FALSE | #N/A | 0 | [262 empty] | 240 |  |  |  |  | 0 |  | RFCEc_c | 0.07 | 0.0721 | 0.074263 | 0.076491 | 0.078786 | 0.081149 | 0.083584 | 0.086091 | 0.088674 | 0.091334 | 0.094074 | 0.096896 | 0.099803 | 0.1028 | 0.10588 | 0.10906 | 0.11233 | 0.1157 | 0.11917 | 0.12275 | 0.12643 | 0.13022 | 0.13413 | 0.13815 | 0.1423 | 0.14656 | 0.15096 | 0.15549 | 0.16015 | 0.16496 | 0.16991 | [12 empty] | CDD | NO07 | 0.236 | 0.02 |  | 0.13 | 0.85 |  | FRCCc_vh_RST_1.5 | 40.4573 | 37.8995 | 34.7194 | 31.7173 | 28.8784 | 26.2368 | 23.5498 | 21.1123 | 18.8237 | 16.6808 | 14.6146 | 12.8734 | 11.1893 | 9.6223 | 8.1667 | 6.821 | 5.5638 | 4.4141 | 3.4426 | 2.6685 | 2.0513 | 1.7076 | 1.4484 | 1.2226 | 1.0275 | 0.84689 | 0.71715 | 0.59401 | 0.48598 | 0.38768 | 0.29496 | 0.65778 |  |  |  | FRCCc_vh_RST_1.5 | 107.4208 | 100.9327 | 94.8364 | 89.1084 | 83.7263 | 78.6693 | 73.9177 | 69.4531 | 65.2582 | 61.3166 | 57.6131 | 54.1333 | 50.8637 | 47.7916 | 44.905 | 42.1928 | 39.6444 | 37.2499 | 35 | 35 | 35 | 35 | 35 | 35 | 35 | 35 | 35 | 35 | 35 | 35 | 35 | [403 empty] | 0 | 0 | 1 | 1 | 1 | 0 | 0 | 0 | 1 | 0 | 0 | 1 | 1 | 1 | 1 | 1 | 1 | 1 | 1 | 1 | 1 | 1 | 1 | 1 | 1 | 1 | 1 | 1 | 1 | [719 empty] | 0 | 240 | [61 empty] | 240 | 240 | #VALUE! | #VALUE! | [79 empty] | 0 | 0.03 |  | #VALUE! | #VALUE! | #VALUE! | #VALUE! | #VALUE! | #VALUE! | #VALUE! | #VALUE! | #VALUE! | #VALUE! | #VALUE! | #VALUE! | #VALUE! | #VALUE! | #VALUE! | #VALUE! | #VALUE! | #VALUE! | #VALUE! | #VALUE! | #VALUE! | #VALUE! | #VALUE! | #VALUE! | #VALUE! | #VALUE! | #VALUE! | #VALUE! | #VALUE! | #VALUE! | #VALUE! | #VALUE! | [190 empty] | 0 | [5 empty] | 0
|  | R-41 ¦ HFC-41 ¦ | 116 |  |  |  | Natural gas |  | Wood pellets |  |  | Large Multi-Family - Low Rise (>20 Units) | MFL | [25 empty] | 241 | [8 empty] | 0 |  |  |  | 241 | 241 | [268 empty] | 0% | 0% | 0% | 0% | 0% | 0% | 0% | 0 | 0% | 0% | 0% | 0% | 0% | 0% | [81 empty] | 0 | 0 | 0 | 0 | [33 empty] | 0 | 0 | 0 | 0 | [190 empty] | 241 | [375 empty] | 241 | FALSE | #N/A | 0 | [262 empty] | 241 |  |  |  |  | 0 |  | RFCEc_mm | 0.07 | 0.0721 | 0.074263 | 0.076491 | 0.078786 | 0.081149 | 0.083584 | 0.086091 | 0.088674 | 0.091334 | 0.094074 | 0.096896 | 0.099803 | 0.1028 | 0.10588 | 0.10906 | 0.11233 | 0.1157 | 0.11917 | 0.12275 | 0.12643 | 0.13022 | 0.13413 | 0.13815 | 0.1423 | 0.14656 | 0.15096 | 0.15549 | 0.16015 | 0.16496 | 0.16991 | [12 empty] | HDD | BE10 | 2484.4267 | 2187.61 |  | 2604.47 | 2196.18 |  | MROEc_vc_RST_1.5 | 62.4497 | 58.4912 | 53.5697 | 48.9238 | 44.5303 | 40.4422 | 36.2838 | 32.5117 | 28.9699 | 25.6535 | 22.4558 | 19.7612 | 17.1549 | 14.7299 | 12.4771 | 10.3946 | 8.449 | 6.6697 | 5.1663 | 3.9682 | 3.0131 | 2.4811 | 2.08 | 1.7305 | 1.4287 | 1.1491 | 0.94833 | 0.75776 | 0.59058 | 0.43845 | 0.29496 | 0.64678 |  |  |  | MROEc_vc_RST_1.5 | 134.1177 | 128.5233 | 123.1622 | 118.0248 | 113.1016 | 108.3839 | 103.8629 | 99.5305 | 95.3788 | 91.4003 | 87.5877 | 83.9342 | 80.4331 | 77.078 | 73.8629 | 70.7818 | 67.8293 | 65 | 65 | 65 | 65 | 65 | 65 | 65 | 65 | 65 | 65 | 65 | 65 | 65 | 65 | [403 empty] | 0 | 0 | 1 | 1 | 1 | 0 | 0 | 0 | 1 | 0 | 0 | 1 | 1 | 1 | 1 | 1 | 1 | 1 | 1 | 1 | 1 | 1 | 1 | 1 | 1 | 1 | 1 | 1 | 1 | [719 empty] | 0 | 241 | [61 empty] | 241 | 241 | #VALUE! | #VALUE! | [79 empty] | 0 | 0.03 |  | #VALUE! | #VALUE! | #VALUE! | #VALUE! | #VALUE! | #VALUE! | #VALUE! | #VALUE! | #VALUE! | #VALUE! | #VALUE! | #VALUE! | #VALUE! | #VALUE! | #VALUE! | #VALUE! | #VALUE! | #VALUE! | #VALUE! | #VALUE! | #VALUE! | #VALUE! | #VALUE! | #VALUE! | #VALUE! | #VALUE! | #VALUE! | #VALUE! | #VALUE! | #VALUE! | #VALUE! | #VALUE! | [190 empty] | 0 | [5 empty] | 0
|  | R-125 ¦ HFC-125 ¦ | 3170 |  |  |  | Fuel oil |  | Coal |  |  | Large Multi-Family - High Rise (>20 Units) | MFH | [25 empty] | 242 | [8 empty] | 0 |  |  |  | 242 | 242 | [268 empty] | 0% | 0% | 0% | 0% | 0% | 0% | 0% | 0 | 0% | 0% | 0% | 0% | 0% | 0% | [81 empty] | 0 | 0 | 0 | 0 | [33 empty] | 0 | 0 | 0 | 0 | [190 empty] | 242 | [375 empty] | 242 | FALSE | #N/A | 0 | [262 empty] | 242 |  |  |  |  | 0 |  | RFCMc_vc | 0.07 | 0.0721 | 0.074263 | 0.076491 | 0.078786 | 0.081149 | 0.083584 | 0.086091 | 0.088674 | 0.091334 | 0.094074 | 0.096896 | 0.099803 | 0.1028 | 0.10588 | 0.10906 | 0.11233 | 0.1157 | 0.11917 | 0.12275 | 0.12643 | 0.13022 | 0.13413 | 0.13815 | 0.1423 | 0.14656 | 0.15096 | 0.15549 | 0.16015 | 0.16496 | 0.16991 | [12 empty] | HDD | BE21 | 2474.8413 | 2183.71 |  | 2595.12 | 2246.54 |  | MROWc_vc_RST_1.5 | 44.0073 | 41.2234 | 37.7622 | 34.4948 | 31.4049 | 28.5298 | 25.6053 | 22.9524 | 20.4615 | 18.1292 | 15.8803 | 13.9852 | 12.1523 | 10.4468 | 8.8625 | 7.3979 | 6.0295 | 4.7782 | 3.7209 | 2.8783 | 2.2066 | 1.8324 | 1.5504 | 1.3046 | 1.0923 | 0.89567 | 0.75447 | 0.62044 | 0.50287 | 0.39587 | 0.29496 | 0.64678 |  |  |  | MROWc_vc_RST_1.5 | 134.1177 | 128.1815 | 122.508 | 117.0856 | 111.9033 | 106.9503 | 102.2166 | 97.6923 | 93.3684 | 89.2358 | 85.2861 | 81.5112 | 77.9034 | 74.4553 | 71.1598 | 68.0102 | 65 | 65 | 65 | 65 | 65 | 65 | 65 | 65 | 65 | 65 | 65 | 65 | 65 | 65 | 65 | [403 empty] | 0 | 0 | 1 | 1 | 1 | 0 | 0 | 0 | 1 | 0 | 0 | 1 | 1 | 1 | 1 | 1 | 1 | 1 | 1 | 1 | 1 | 1 | 1 | 1 | 1 | 1 | 1 | 1 | 1 | [719 empty] | 0 | 242 | [61 empty] | 242 | 242 | #VALUE! | #VALUE! | [79 empty] | 0 | 0.03 |  | #VALUE! | #VALUE! | #VALUE! | #VALUE! | #VALUE! | #VALUE! | #VALUE! | #VALUE! | #VALUE! | #VALUE! | #VALUE! | #VALUE! | #VALUE! | #VALUE! | #VALUE! | #VALUE! | #VALUE! | #VALUE! | #VALUE! | #VALUE! | #VALUE! | #VALUE! | #VALUE! | #VALUE! | #VALUE! | #VALUE! | #VALUE! | #VALUE! | #VALUE! | #VALUE! | #VALUE! | #VALUE! | [190 empty] | 0 | [5 empty] | 0
|  | R-134 ¦ HFC-134 ¦ | 1120 |  |  |  | Waste |  | Landfill gas |  |  | Small Multi Family - High Rise (<20 Units) | MFS | [25 empty] | 243 | [8 empty] | 0 |  |  |  | 243 | 243 | [268 empty] | 0% | 0% | 0% | 0% | 0% | 0% | 0% | 0 | 0% | 0% | 0% | 0% | 0% | 0% | [81 empty] | 0 | 0 | 0 | 0 | [33 empty] | 0 | 0 | 0 | 0 | [190 empty] | 243 | [375 empty] | 243 | FALSE | #N/A | 0 | [262 empty] | 243 |  |  |  |  | 0 |  | RFCMc_c | 0.07 | 0.0721 | 0.074263 | 0.076491 | 0.078786 | 0.081149 | 0.083584 | 0.086091 | 0.088674 | 0.091334 | 0.094074 | 0.096896 | 0.099803 | 0.1028 | 0.10588 | 0.10906 | 0.11233 | 0.1157 | 0.11917 | 0.12275 | 0.12643 | 0.13022 | 0.13413 | 0.13815 | 0.1423 | 0.14656 | 0.15096 | 0.15549 | 0.16015 | 0.16496 | 0.16991 | [12 empty] | HDD | BE22 | 2523.6873 | 2242 |  | 2649.2 | 2278.58 |  | MROWc_c_RST_1.5 | 45.5189 | 42.6388 | 39.0579 | 35.6775 | 32.4807 | 29.5062 | 26.4806 | 23.7359 | 21.1589 | 18.7459 | 16.4192 | 14.4587 | 12.5623 | 10.7979 | 9.1587 | 7.6435 | 6.2278 | 4.9332 | 3.8393 | 2.9676 | 2.2727 | 1.8856 | 1.5938 | 1.3395 | 1.1198 | 0.91644 | 0.77036 | 0.6317 | 0.51006 | 0.39936 | 0.29496 | 0.64678 |  |  |  | MROWc_c_RST_1.5 | 126.9673 | 121.2012 | 115.697 | 110.4427 | 105.427 | 100.6392 | 96.0687 | 91.7059 | 87.5411 | 83.5655 | 79.7705 | 76.1478 | 72.6896 | 69.3885 | 66.2373 | 63.2292 | 60.3577 | 57.6166 | 55 | 55 | 55 | 55 | 55 | 55 | 55 | 55 | 55 | 55 | 55 | 55 | 55 | [403 empty] | 0 | 0 | 1 | 1 | 1 | 0 | 0 | 0 | 1 | 0 | 0 | 1 | 1 | 1 | 1 | 1 | 1 | 1 | 1 | 1 | 1 | 1 | 1 | 1 | 1 | 1 | 1 | 1 | 1 | [719 empty] | 0 | 243 | [61 empty] | 243 | 243 | #VALUE! | #VALUE! | [79 empty] | 0 | 0.03 |  | #VALUE! | #VALUE! | #VALUE! | #VALUE! | #VALUE! | #VALUE! | #VALUE! | #VALUE! | #VALUE! | #VALUE! | #VALUE! | #VALUE! | #VALUE! | #VALUE! | #VALUE! | #VALUE! | #VALUE! | #VALUE! | #VALUE! | #VALUE! | #VALUE! | #VALUE! | #VALUE! | #VALUE! | #VALUE! | #VALUE! | #VALUE! | #VALUE! | #VALUE! | #VALUE! | #VALUE! | #VALUE! | [190 empty] | 0 | [5 empty] | 0
|  | R-134a ¦ HFC-134a ¦ | 1300 |  |  |  | Nuclear |  | LPGs |  |  | Leisure | LEI | [25 empty] | 244 | [8 empty] | 0 |  |  |  | 244 | 244 | [268 empty] | 0% | 0% | 0% | 0% | 0% | 0% | 0% | 0 | 0% | 0% | 0% | 0% | 0% | 0% | [81 empty] | 0 | 0 | 0 | 0 | [33 empty] | 0 | 0 | 0 | 0 | [190 empty] | 244 | [375 empty] | 244 | FALSE | #N/A | 0 | [262 empty] | 244 |  |  |  |  | 0 |  | RFCWc_vc | 0.07 | 0.0721 | 0.074263 | 0.076491 | 0.078786 | 0.081149 | 0.083584 | 0.086091 | 0.088674 | 0.091334 | 0.094074 | 0.096896 | 0.099803 | 0.1028 | 0.10588 | 0.10906 | 0.11233 | 0.1157 | 0.11917 | 0.12275 | 0.12643 | 0.13022 | 0.13413 | 0.13815 | 0.1423 | 0.14656 | 0.15096 | 0.15549 | 0.16015 | 0.16496 | 0.16991 | [12 empty] | HDD | BE23 | 2412.6853 | 2157.22 |  | 2549.96 | 2186.16 |  | NEWEc_vc_RST_1.5 | 28.7735 | 26.9598 | 24.7049 | 22.5761 | 20.5631 | 18.69 | 16.7846 | 15.0563 | 13.4335 | 11.914 | 10.4488 | 9.2142 | 8.02 | 6.9089 | 5.8767 | 4.9225 | 4.031 | 3.2158 | 2.5269 | 1.978 | 1.5404 | 1.2966 | 1.1128 | 0.95272 | 0.81441 | 0.68632 | 0.59433 | 0.50701 | 0.43041 | 0.36071 | 0.29496 | 0.64678 |  |  |  | NEWEc_vc_RST_1.5 | 134.1177 | 124.7466 | 116.0303 | 107.9231 | 100.3823 | 93.3684 | 86.8445 | 80.7765 | 75.1325 | 69.8829 | 65 | 65 | 65 | 65 | 65 | 65 | 65 | 65 | 65 | 65 | 65 | 65 | 65 | 65 | 65 | 65 | 65 | 65 | 65 | 65 | 65 | [403 empty] | 0 | 0 | 1 | 1 | 1 | 0 | 0 | 0 | 1 | 0 | 0 | 1 | 1 | 1 | 1 | 1 | 1 | 1 | 1 | 1 | 1 | 1 | 1 | 1 | 1 | 1 | 1 | 1 | 1 | [719 empty] | 0 | 244 | [61 empty] | 244 | 244 | #VALUE! | #VALUE! | [79 empty] | 0 | 0.03 |  | #VALUE! | #VALUE! | #VALUE! | #VALUE! | #VALUE! | #VALUE! | #VALUE! | #VALUE! | #VALUE! | #VALUE! | #VALUE! | #VALUE! | #VALUE! | #VALUE! | #VALUE! | #VALUE! | #VALUE! | #VALUE! | #VALUE! | #VALUE! | #VALUE! | #VALUE! | #VALUE! | #VALUE! | #VALUE! | #VALUE! | #VALUE! | #VALUE! | #VALUE! | #VALUE! | #VALUE! | #VALUE! | [190 empty] | 0 | [5 empty] | 0
|  | R-143 ¦ HFC-143 ¦ | 328 | [8 empty] | Mixed Use | MIX | [25 empty] | 245 | [8 empty] | 0 |  |  |  | 245 | 245 | [268 empty] | 0% | 0% | 0% | 0% | 0% | 0% | 0% | 0 | 0% | 0% | 0% | 0% | 0% | 0% | [81 empty] | 0 | 0 | 0 | 0 | [33 empty] | 0 | 0 | 0 | 0 | [190 empty] | 245 | [375 empty] | 245 | FALSE | #N/A | 0 | [262 empty] | 245 |  |  |  |  | 0 |  | RFCWc_c | 0.07 | 0.0721 | 0.074263 | 0.076491 | 0.078786 | 0.081149 | 0.083584 | 0.086091 | 0.088674 | 0.091334 | 0.094074 | 0.096896 | 0.099803 | 0.1028 | 0.10588 | 0.10906 | 0.11233 | 0.1157 | 0.11917 | 0.12275 | 0.12643 | 0.13022 | 0.13413 | 0.13815 | 0.1423 | 0.14656 | 0.15096 | 0.15549 | 0.16015 | 0.16496 | 0.16991 | [12 empty] | HDD | BE24 | 2499.7293 | 2207.56 |  | 2621.65 | 2226.43 |  | NEWEc_c_RST_1.5 | 28.119 | 26.3469 | 24.1438 | 22.064 | 20.0972 | 18.2672 | 16.4056 | 14.717 | 13.1315 | 11.6469 | 10.2154 | 9.0092 | 7.8424 | 6.7569 | 5.7484 | 4.8161 | 3.9452 | 3.1486 | 2.4756 | 1.9393 | 1.5117 | 1.2736 | 1.0941 | 0.9376 | 0.80247 | 0.67733 | 0.58745 | 0.50214 | 0.4273 | 0.35919 | 0.29496 | 0.64678 |  |  |  | NEWEc_c_RST_1.5 | 126.9673 | 119.0539 | 111.6336 | 104.6759 | 98.1518 | 92.0343 | 86.2981 | 80.9195 | 75.876 | 71.1469 | 66.7126 | 62.5546 | 58.6558 | 55 | 55 | 55 | 55 | 55 | 55 | 55 | 55 | 55 | 55 | 55 | 55 | 55 | 55 | 55 | 55 | 55 | 55 | [403 empty] | 0 | 0 | 1 | 1 | 1 | 0 | 0 | 0 | 1 | 0 | 0 | 1 | 1 | 1 | 1 | 1 | 1 | 1 | 1 | 1 | 1 | 1 | 1 | 1 | 1 | 1 | 1 | 1 | 1 | [719 empty] | 0 | 245 | [61 empty] | 245 | 245 | #VALUE! | #VALUE! | [79 empty] | 0 | 0.03 |  | #VALUE! | #VALUE! | #VALUE! | #VALUE! | #VALUE! | #VALUE! | #VALUE! | #VALUE! | #VALUE! | #VALUE! | #VALUE! | #VALUE! | #VALUE! | #VALUE! | #VALUE! | #VALUE! | #VALUE! | #VALUE! | #VALUE! | #VALUE! | #VALUE! | #VALUE! | #VALUE! | #VALUE! | #VALUE! | #VALUE! | #VALUE! | #VALUE! | #VALUE! | #VALUE! | #VALUE! | #VALUE! | [190 empty] | 0 | [5 empty] | 0
|  | R-143a ¦ HFC-143a ¦ | 4800 |  |  |  | 2°C target | (Legend dummy) | [30 empty] | 246 | [8 empty] | 0 |  |  |  | 246 | 246 | [268 empty] | 0% | 0% | 0% | 0% | 0% | 0% | 0% | 0 | 0% | 0% | 0% | 0% | 0% | 0% | [81 empty] | 0 | 0 | 0 | 0 | [33 empty] | 0 | 0 | 0 | 0 | [190 empty] | 246 | [375 empty] | 246 | FALSE | #N/A | 0 | [262 empty] | 246 |  |  |  |  | 0 |  | RFCWc_mm | 0.07 | 0.0721 | 0.074263 | 0.076491 | 0.078786 | 0.081149 | 0.083584 | 0.086091 | 0.088674 | 0.091334 | 0.094074 | 0.096896 | 0.099803 | 0.1028 | 0.10588 | 0.10906 | 0.11233 | 0.1157 | 0.11917 | 0.12275 | 0.12643 | 0.13022 | 0.13413 | 0.13815 | 0.1423 | 0.14656 | 0.15096 | 0.15549 | 0.16015 | 0.16496 | 0.16991 | [12 empty] | HDD | BE25 | 2453.4647 | 2194.48 |  | 2545.99 | 2203.27 |  | NWPPc_vc_RST_1.5 | 31.1507 | 29.1856 | 26.7424 | 24.436 | 22.2549 | 20.2255 | 18.1611 | 16.2885 | 14.5302 | 12.8838 | 11.2964 | 9.9587 | 8.6648 | 7.461 | 6.3426 | 5.3088 | 4.3429 | 3.4596 | 2.7132 | 2.1185 | 1.6443 | 1.3802 | 1.1811 | 1.0076 | 0.85777 | 0.71899 | 0.61932 | 0.52471 | 0.44172 | 0.36619 | 0.29496 | 0.64678 |  |  |  | NWPPc_vc_RST_1.5 | 134.1177 | 126.8493 | 119.9749 | 113.4729 | 107.3234 | 101.5071 | 96.0061 | 90.8031 | 85.8821 | 81.2278 | 76.8258 | 72.6623 | 68.7244 | 65 | 65 | 65 | 65 | 65 | 65 | 65 | 65 | 65 | 65 | 65 | 65 | 65 | 65 | 65 | 65 | 65 | 65 | [403 empty] | 0 | 0 | 1 | 1 | 1 | 0 | 0 | 0 | 1 | 0 | 0 | 1 | 1 | 1 | 1 | 1 | 1 | 1 | 1 | 1 | 1 | 1 | 1 | 1 | 1 | 1 | 1 | 1 | 1 | [719 empty] | 0 | 246 | [61 empty] | 246 | 246 | #VALUE! | #VALUE! | [79 empty] | 0 | 0.03 |  | #VALUE! | #VALUE! | #VALUE! | #VALUE! | #VALUE! | #VALUE! | #VALUE! | #VALUE! | #VALUE! | #VALUE! | #VALUE! | #VALUE! | #VALUE! | #VALUE! | #VALUE! | #VALUE! | #VALUE! | #VALUE! | #VALUE! | #VALUE! | #VALUE! | #VALUE! | #VALUE! | #VALUE! | #VALUE! | #VALUE! | #VALUE! | #VALUE! | #VALUE! | #VALUE! | #VALUE! | #VALUE! | [190 empty] | 0 | [5 empty] | 0
|  | R-152 ¦ HFC-152 ¦ | 16 |  |  |  | Renewable energy sources: | Unit | kg CO2e per unit | [29 empty] | 247 | [8 empty] | 0 |  |  |  | 247 | 247 | [268 empty] | 0% | 0% | 0% | 0% | 0% | 0% | 0% | 0 | 0% | 0% | 0% | 0% | 0% | 0% | [81 empty] | 0 | 0 | 0 | 0 | [33 empty] | 0 | 0 | 0 | 0 | [190 empty] | 247 | [375 empty] | 247 | FALSE | #N/A | 0 | [262 empty] | 247 |  |  |  |  | 0 |  | RMPAc_vc | 0.07 | 0.0721 | 0.074263 | 0.076491 | 0.078786 | 0.081149 | 0.083584 | 0.086091 | 0.088674 | 0.091334 | 0.094074 | 0.096896 | 0.099803 | 0.1028 | 0.10588 | 0.10906 | 0.11233 | 0.1157 | 0.11917 | 0.12275 | 0.12643 | 0.13022 | 0.13413 | 0.13815 | 0.1423 | 0.14656 | 0.15096 | 0.15549 | 0.16015 | 0.16496 | 0.16991 | [12 empty] | HDD | BE31 | 2537.4633 | 2250.71 |  | 2674.17 | 2294.8 |  | NWPPc_c_RST_1.5 | 30.8342 | 28.8892 | 26.4711 | 24.1884 | 22.0297 | 20.021 | 17.9778 | 16.1244 | 14.3842 | 12.7547 | 11.1835 | 9.8595 | 8.579 | 7.3874 | 6.2806 | 5.2573 | 4.3014 | 3.4271 | 2.6884 | 2.0998 | 1.6305 | 1.3691 | 1.172 | 1.0003 | 0.85199 | 0.71464 | 0.61599 | 0.52236 | 0.44021 | 0.36546 | 0.29496 | 0.64678 |  |  |  | NWPPc_c_RST_1.5 | 126.9673 | 120.0798 | 113.5659 | 107.4054 | 101.579 | 96.0687 | 90.8574 | 85.9287 | 81.2674 | 76.8589 | 72.6896 | 68.7465 | 65.0172 | 61.4903 | 58.1547 | 55 | 55 | 55 | 55 | 55 | 55 | 55 | 55 | 55 | 55 | 55 | 55 | 55 | 55 | 55 | 55 | [403 empty] | 0 | 0 | 1 | 1 | 1 | 0 | 0 | 0 | 1 | 0 | 0 | 1 | 1 | 1 | 1 | 1 | 1 | 1 | 1 | 1 | 1 | 1 | 1 | 1 | 1 | 1 | 1 | 1 | 1 | [719 empty] | 0 | 247 | [61 empty] | 247 | 247 | #VALUE! | #VALUE! | [79 empty] | 0 | 0.03 |  | #VALUE! | #VALUE! | #VALUE! | #VALUE! | #VALUE! | #VALUE! | #VALUE! | #VALUE! | #VALUE! | #VALUE! | #VALUE! | #VALUE! | #VALUE! | #VALUE! | #VALUE! | #VALUE! | #VALUE! | #VALUE! | #VALUE! | #VALUE! | #VALUE! | #VALUE! | #VALUE! | #VALUE! | #VALUE! | #VALUE! | #VALUE! | #VALUE! | #VALUE! | #VALUE! | #VALUE! | #VALUE! | [190 empty] | 0 | [5 empty] | 0
|  | R-152a ¦ HFC-152a ¦ | 138 |  |  |  | Hydroelectric | kWh | 0.006 | [29 empty] | 248 | [8 empty] | 0 |  |  |  | 248 | 248 | [268 empty] | 0% | 0% | 0% | 0% | 0% | 0% | 0% | 0 | 0% | 0% | 0% | 0% | 0% | 0% | [81 empty] | 0 | 0 | 0 | 0 | [33 empty] | 0 | 0 | 0 | 0 | [190 empty] | 248 | [375 empty] | 248 | FALSE | #N/A | 0 | [262 empty] | 248 |  |  |  |  | 0 |  | RMPAc_c | 0.07 | 0.0721 | 0.074263 | 0.076491 | 0.078786 | 0.081149 | 0.083584 | 0.086091 | 0.088674 | 0.091334 | 0.094074 | 0.096896 | 0.099803 | 0.1028 | 0.10588 | 0.10906 | 0.11233 | 0.1157 | 0.11917 | 0.12275 | 0.12643 | 0.13022 | 0.13413 | 0.13815 | 0.1423 | 0.14656 | 0.15096 | 0.15549 | 0.16015 | 0.16496 | 0.16991 | [12 empty] | HDD | BE32 | 2580.48 | 2274.8 |  | 2684.86 | 2317.33 |  | NWPPc_mm_RST_1.5 | 30.8756 | 28.9281 | 26.5066 | 24.2208 | 22.0592 | 20.0478 | 18.0018 | 16.1459 | 14.4033 | 12.7716 | 11.1983 | 9.8725 | 8.5902 | 7.3971 | 6.2887 | 5.2641 | 4.3068 | 3.4314 | 2.6917 | 2.1022 | 1.6323 | 1.3705 | 1.1732 | 1.0013 | 0.85275 | 0.71521 | 0.61643 | 0.52267 | 0.44041 | 0.36556 | 0.29496 | 0.64678 |  |  |  | NWPPc_mm_RST_1.5 | 122.5906 | 116.291 | 110.3151 | 104.6463 | 99.2689 | 94.1677 | 89.3287 | 84.7384 | 80.3839 | 76.2532 | 72.3348 | 68.6177 | 65.0916 | 61.7467 | 58.5737 | 55.5638 | 52.7085 | 50 | 50 | 50 | 50 | 50 | 50 | 50 | 50 | 50 | 50 | 50 | 50 | 50 | 50 | [403 empty] | 0 | 0 | 1 | 1 | 0 | 0 | 0 | 0 | 1 | 0 | 0 | 1 | 1 | 1 | 1 | 1 | 1 | 1 | 1 | 1 | 1 | 1 | 1 | 1 | 1 | 1 | 1 | 1 | 1 | [719 empty] | 0 | 248 | [61 empty] | 248 | 248 | #VALUE! | #VALUE! | [79 empty] | 0 | 0.03 |  | #VALUE! | #VALUE! | #VALUE! | #VALUE! | #VALUE! | #VALUE! | #VALUE! | #VALUE! | #VALUE! | #VALUE! | #VALUE! | #VALUE! | #VALUE! | #VALUE! | #VALUE! | #VALUE! | #VALUE! | #VALUE! | #VALUE! | #VALUE! | #VALUE! | #VALUE! | #VALUE! | #VALUE! | #VALUE! | #VALUE! | #VALUE! | #VALUE! | #VALUE! | #VALUE! | #VALUE! | #VALUE! | [190 empty] | 0 | [5 empty] | 0
|  | R-161 ¦ HFC-161 ¦ | 4 |  |  |  | Wind | kWh | 0.01 | [29 empty] | 249 | [8 empty] | 0 |  |  |  | 249 | 249 | [268 empty] | 0% | 0% | 0% | 0% | 0% | 0% | 0% | 0 | 0% | 0% | 0% | 0% | 0% | 0% | [81 empty] | 0 | 0 | 0 | 0 | [33 empty] | 0 | 0 | 0 | 0 | [190 empty] | 249 | [375 empty] | 249 | FALSE | #N/A | 0 | [262 empty] | 249 |  |  |  |  | 0 |  | RMPAc_mm | 0.07 | 0.0721 | 0.074263 | 0.076491 | 0.078786 | 0.081149 | 0.083584 | 0.086091 | 0.088674 | 0.091334 | 0.094074 | 0.096896 | 0.099803 | 0.1028 | 0.10588 | 0.10906 | 0.11233 | 0.1157 | 0.11917 | 0.12275 | 0.12643 | 0.13022 | 0.13413 | 0.13815 | 0.1423 | 0.14656 | 0.15096 | 0.15549 | 0.16015 | 0.16496 | 0.16991 | [12 empty] | HDD | BE33 | 2808.144 | 2489.46 |  | 2910.08 | 2514.33 |  | NWPPc_w_RST_1.5 | 29.4063 | 27.5523 | 25.2472 | 23.0712 | 21.0134 | 19.0987 | 17.151 | 15.3843 | 13.7254 | 12.1721 | 10.6744 | 9.4123 | 8.1916 | 7.0558 | 6.0007 | 5.0253 | 4.114 | 3.2807 | 2.5765 | 2.0154 | 1.568 | 1.3189 | 1.131 | 0.96733 | 0.82595 | 0.69502 | 0.60098 | 0.51173 | 0.43342 | 0.36217 | 0.29496 | 0.64678 |  |  |  | NWPPc_w_RST_1.5 | 114.726 | 108.2031 | 102.051 | 96.2487 | 90.7763 | 85.6151 | 80.7473 | 76.1563 | 71.8263 | 67.7425 | 63.8908 | 60.2582 | 56.8321 | 53.6008 | 50.5533 | 47.679 | 44.9681 | 42.4114 | 40 | 40 | 40 | 40 | 40 | 40 | 40 | 40 | 40 | 40 | 40 | 40 | 40 | [403 empty] | 0 | 0 | 1 | 1 | 0 | 0 | 0 | 0 | 1 | 0 | 0 | 1 | 1 | 1 | 1 | 1 | 1 | 1 | 1 | 1 | 1 | 1 | 1 | 1 | 1 | 1 | 1 | 1 | 1 | [719 empty] | 0 | 249 | [61 empty] | 249 | 249 | #VALUE! | #VALUE! | [79 empty] | 0 | 0.03 |  | #VALUE! | #VALUE! | #VALUE! | #VALUE! | #VALUE! | #VALUE! | #VALUE! | #VALUE! | #VALUE! | #VALUE! | #VALUE! | #VALUE! | #VALUE! | #VALUE! | #VALUE! | #VALUE! | #VALUE! | #VALUE! | #VALUE! | #VALUE! | #VALUE! | #VALUE! | #VALUE! | #VALUE! | #VALUE! | #VALUE! | #VALUE! | #VALUE! | #VALUE! | #VALUE! | #VALUE! | #VALUE! | [190 empty] | 0 | [5 empty] | 0
|  | R-227ea ¦ HFC-227ea ¦ | 3350 |  |  |  | Photovoltaics | kWh | 0.03 | [29 empty] | 250 | [8 empty] | 0 |  |  |  | 250 | 250 | [268 empty] | 0% | 0% | 0% | 0% | 0% | 0% | 0% | 0 | 0% | 0% | 0% | 0% | 0% | 0% | [81 empty] | 0 | 0 | 0 | 0 | [33 empty] | 0 | 0 | 0 | 0 | [190 empty] | 250 | [375 empty] | 250 | FALSE | #N/A | 0 | [262 empty] | 250 |  |  |  |  | 0 |  | SPNOc_c | 0.07 | 0.0721 | 0.074263 | 0.076491 | 0.078786 | 0.081149 | 0.083584 | 0.086091 | 0.088674 | 0.091334 | 0.094074 | 0.096896 | 0.099803 | 0.1028 | 0.10588 | 0.10906 | 0.11233 | 0.1157 | 0.11917 | 0.12275 | 0.12643 | 0.13022 | 0.13413 | 0.13815 | 0.1423 | 0.14656 | 0.15096 | 0.15549 | 0.16015 | 0.16496 | 0.16991 | [12 empty] | HDD | BE34 | 2976.5733 | 2647.15 |  | 3225.05 | 2724.05 |  | NYSTc_vc_RST_1.5 | 34.1928 | 32.0339 | 29.3499 | 26.8161 | 24.4199 | 22.1904 | 19.9225 | 17.8652 | 15.9336 | 14.1249 | 12.381 | 10.9114 | 9.49 | 8.1674 | 6.9388 | 5.8031 | 4.742 | 3.7716 | 2.9517 | 2.2982 | 1.7774 | 1.4872 | 1.2685 | 1.0779 | 0.91325 | 0.7608 | 0.6513 | 0.54737 | 0.45619 | 0.37322 | 0.29496 | 0.64678 |  |  |  | NYSTc_vc_RST_1.5 | 134.1177 | 127.7952 | 121.7708 | 116.0303 | 110.5605 | 105.3485 | 100.3823 | 95.6501 | 91.141 | 86.8445 | 82.7506 | 78.8496 | 75.1325 | 71.5907 | 68.2158 | 65 | 65 | 65 | 65 | 65 | 65 | 65 | 65 | 65 | 65 | 65 | 65 | 65 | 65 | 65 | 65 | [403 empty] | 0 | 0 | 1 | 1 | 0 | 0 | 0 | 0 | 1 | 0 | 0 | 1 | 1 | 1 | 1 | 1 | 1 | 1 | 1 | 1 | 1 | 1 | 1 | 1 | 1 | 1 | 1 | 1 | 1 | [719 empty] | 0 | 250 | [61 empty] | 250 | 250 | #VALUE! | #VALUE! | [79 empty] | 0 | 0.03 |  | #VALUE! | #VALUE! | #VALUE! | #VALUE! | #VALUE! | #VALUE! | #VALUE! | #VALUE! | #VALUE! | #VALUE! | #VALUE! | #VALUE! | #VALUE! | #VALUE! | #VALUE! | #VALUE! | #VALUE! | #VALUE! | #VALUE! | #VALUE! | #VALUE! | #VALUE! | #VALUE! | #VALUE! | #VALUE! | #VALUE! | #VALUE! | #VALUE! | #VALUE! | #VALUE! | #VALUE! | #VALUE! | [190 empty] | 0 | [5 empty] | 0
|  | R-236cb ¦ HFC-236cb ¦ | 1210 |  |  |  | Don't know |  | 0.015333 | [320 empty] | x | x | x | x | x | x | x | x | x | [78 empty] | 0 | 0 | 0 | 0 | 0 | 0 | 0 | 0 | 0 | 0 | 0 | 0 | 0 | 0 | 0 | 0 | 0 | 0 | 0 | 0 | 0 | 0 | 0 | 0 | 0 | 0 | 0 | 0 | 0 | 0 | 0 | [6 empty] | 0 | 0 | 0 | 0 | 0 | 0 | 0 | 0 | 0 | 0 | 0 | 0 | 0 | 0 | 0 | 0 | 0 | 0 | 0 | 0 | 0 | 0 | 0 | 0 | 0 | 0 | 0 | 0 | 0 | 0 | 0 | [812 empty] | SPNOc_mm | 0.07 | 0.0721 | 0.074263 | 0.076491 | 0.078786 | 0.081149 | 0.083584 | 0.086091 | 0.088674 | 0.091334 | 0.094074 | 0.096896 | 0.099803 | 0.1028 | 0.10588 | 0.10906 | 0.11233 | 0.1157 | 0.11917 | 0.12275 | 0.12643 | 0.13022 | 0.13413 | 0.13815 | 0.1423 | 0.14656 | 0.15096 | 0.15549 | 0.16015 | 0.16496 | 0.16991 | [12 empty] | HDD | BE35 | 2756.208 | 2447.06 |  | 2877.66 | 2466.21 |  | NYSTc_c_RST_1.5 | 34.3088 | 32.1425 | 29.4493 | 26.9068 | 24.5025 | 22.2653 | 19.9896 | 17.9254 | 15.9871 | 14.1723 | 12.4223 | 10.9478 | 9.5215 | 8.1944 | 6.9616 | 5.8219 | 4.7572 | 3.7835 | 2.9608 | 2.3051 | 1.7824 | 1.4913 | 1.2718 | 1.0806 | 0.91537 | 0.76239 | 0.65252 | 0.54823 | 0.45674 | 0.37348 | 0.29496 | 0.64678 |  |  |  | NYSTc_c_RST_1.5 | 126.9673 | 120.8703 | 115.0661 | 109.5406 | 104.2804 | 99.2728 | 94.5057 | 89.9675 | 85.6473 | 81.5344 | 77.6191 | 73.8918 | 70.3435 | 66.9656 | 63.7499 | 60.6886 | 57.7743 | 55 | 55 | 55 | 55 | 55 | 55 | 55 | 55 | 55 | 55 | 55 | 55 | 55 | 55
|  | R-404A | 3922 | [1293 empty] | SPSOc_mm | 0.07 | 0.0721 | 0.074263 | 0.076491 | 0.078786 | 0.081149 | 0.083584 | 0.086091 | 0.088674 | 0.091334 | 0.094074 | 0.096896 | 0.099803 | 0.1028 | 0.10588 | 0.10906 | 0.11233 | 0.1157 | 0.11917 | 0.12275 | 0.12643 | 0.13022 | 0.13413 | 0.13815 | 0.1423 | 0.14656 | 0.15096 | 0.15549 | 0.16015 | 0.16496 | 0.16991 | [12 empty] | HDD | BG31 | 2502.952 | 2311.66 |  | 2602.86 | 2324.52 |  | NYSTc_mm_RST_1.5 | 34.7191 | 32.5267 | 29.801 | 27.2278 | 24.7945 | 22.5303 | 20.2272 | 18.138 | 16.1764 | 14.3397 | 12.5686 | 11.0763 | 9.6328 | 8.2897 | 7.042 | 5.8886 | 4.811 | 3.8256 | 2.9929 | 2.3293 | 1.8004 | 1.5057 | 1.2836 | 1.09 | 0.92285 | 0.76803 | 0.65683 | 0.55128 | 0.45869 | 0.37443 | 0.29496 | 0.64678 |  |  |  | NYSTc_mm_RST_1.5 | 122.5906 | 117.2149 | 112.0749 | 107.1603 | 102.4613 | 97.9682 | 93.6723 | 89.5646 | 85.6372 | 81.8819 | 78.2913 | 74.8582 | 71.5756 | 68.4369 | 65.4359 | 62.5665 | 59.8229 | 57.1996 | 54.6914 | 52.2931 | 50 | 50 | 50 | 50 | 50 | 50 | 50 | 50 | 50 | 50 | 50 | [1523 empty] | x | x | x | x | x | x | x
|  | R-407C | 1774 | [1293 empty] | SPSOc_w | 0.07 | 0.0721 | 0.074263 | 0.076491 | 0.078786 | 0.081149 | 0.083584 | 0.086091 | 0.088674 | 0.091334 | 0.094074 | 0.096896 | 0.099803 | 0.1028 | 0.10588 | 0.10906 | 0.11233 | 0.1157 | 0.11917 | 0.12275 | 0.12643 | 0.13022 | 0.13413 | 0.13815 | 0.1423 | 0.14656 | 0.15096 | 0.15549 | 0.16015 | 0.16496 | 0.16991 | [12 empty] | HDD | BG32 | 2436.0227 | 2246.27 |  | 2546.93 | 2310.48 |  | RFCEc_vc_RST_1.5 | 32.8831 | 30.8077 | 28.2273 | 25.7914 | 23.4879 | 21.3444 | 19.1642 | 17.1864 | 15.3294 | 13.5906 | 11.914 | 10.5013 | 9.1347 | 7.8633 | 6.6822 | 5.5903 | 4.5702 | 3.6373 | 2.849 | 2.2208 | 1.7201 | 1.4412 | 1.2309 | 1.0476 | 0.88937 | 0.7428 | 0.63753 | 0.53761 | 0.44996 | 0.37019 | 0.29496 | 0.64678 |  |  |  | RFCEc_vc_RST_1.5 | 134.1177 | 124.7466 | 116.0303 | 107.9231 | 100.3823 | 93.3684 | 86.8445 | 80.7765 | 75.1325 | 69.8829 | 65 | 65 | 65 | 65 | 65 | 65 | 65 | 65 | 65 | 65 | 65 | 65 | 65 | 65 | 65 | 65 | 65 | 65 | 65 | 65 | 65
|  | R-410A | 2088 | [1293 empty] | SRMVc_vh | 0.07 | 0.0721 | 0.074263 | 0.076491 | 0.078786 | 0.081149 | 0.083584 | 0.086091 | 0.088674 | 0.091334 | 0.094074 | 0.096896 | 0.099803 | 0.1028 | 0.10588 | 0.10906 | 0.11233 | 0.1157 | 0.11917 | 0.12275 | 0.12643 | 0.13022 | 0.13413 | 0.13815 | 0.1423 | 0.14656 | 0.15096 | 0.15549 | 0.16015 | 0.16496 | 0.16991 | [12 empty] | HDD | BG33 | 2361.6307 | 2114.34 |  | 2417.77 | 2218.87 |  | RFCEc_c_RST_1.5 | 32.8129 | 30.7419 | 28.1671 | 25.7365 | 23.4379 | 21.2991 | 19.1235 | 17.15 | 15.297 | 13.562 | 11.889 | 10.4793 | 9.1157 | 7.847 | 6.6684 | 5.5789 | 4.561 | 3.6301 | 2.8435 | 2.2167 | 1.717 | 1.4387 | 1.2289 | 1.046 | 0.88808 | 0.74183 | 0.63679 | 0.53709 | 0.44962 | 0.37003 | 0.29496 | 0.64678 |  |  |  | RFCEc_c_RST_1.5 | 126.9673 | 118.4171 | 110.4427 | 103.0053 | 96.0687 | 89.5993 | 83.5655 | 77.9381 | 72.6896 | 67.7946 | 63.2292 | 58.9712 | 55 | 55 | 55 | 55 | 55 | 55 | 55 | 55 | 55 | 55 | 55 | 55 | 55 | 55 | 55 | 55 | 55 | 55 | 55
|  | R-422D | 2729 | [1293 empty] | SRMVc_mm | 0.07 | 0.0721 | 0.074263 | 0.076491 | 0.078786 | 0.081149 | 0.083584 | 0.086091 | 0.088674 | 0.091334 | 0.094074 | 0.096896 | 0.099803 | 0.1028 | 0.10588 | 0.10906 | 0.11233 | 0.1157 | 0.11917 | 0.12275 | 0.12643 | 0.13022 | 0.13413 | 0.13815 | 0.1423 | 0.14656 | 0.15096 | 0.15549 | 0.16015 | 0.16496 | 0.16991 | [12 empty] | HDD | BG34 | 2094.024 | 1843.49 |  | 2115.08 | 1955.52 |  | RFCEc_mm_RST_1.5 | 33.0644 | 30.9774 | 28.3827 | 25.9332 | 23.6169 | 21.4615 | 19.2691 | 17.2804 | 15.4131 | 13.6646 | 11.9787 | 10.558 | 9.1839 | 7.9054 | 6.7177 | 5.6197 | 4.594 | 3.6559 | 2.8632 | 2.2316 | 1.728 | 1.4475 | 1.2361 | 1.0518 | 0.89267 | 0.74529 | 0.63944 | 0.53896 | 0.45082 | 0.37061 | 0.29496 | 0.64678 |  |  |  | RFCEc_mm_RST_1.5 | 122.5906 | 114.4186 | 106.7913 | 99.6725 | 93.0283 | 86.8269 | 81.039 | 75.6368 | 70.5948 | 65.8889 | 61.4967 | 57.3973 | 53.5711 | 50 | 50 | 50 | 50 | 50 | 50 | 50 | 50 | 50 | 50 | 50 | 50 | 50 | 50 | 50 | 50 | 50 | 50
|  | R-448A | 1387 | [1293 empty] | SRMVc_w | 0.07 | 0.0721 | 0.074263 | 0.076491 | 0.078786 | 0.081149 | 0.083584 | 0.086091 | 0.088674 | 0.091334 | 0.094074 | 0.096896 | 0.099803 | 0.1028 | 0.10588 | 0.10906 | 0.11233 | 0.1157 | 0.11917 | 0.12275 | 0.12643 | 0.13022 | 0.13413 | 0.13815 | 0.1423 | 0.14656 | 0.15096 | 0.15549 | 0.16015 | 0.16496 | 0.16991 | [12 empty] | HDD | BG41 | 2720.9813 | 2620.94 |  | 2826.8 | 2651.71 |  | RFCMc_vc_RST_1.5 | 49.8226 | 46.6683 | 42.7467 | 39.0446 | 35.5436 | 32.2861 | 28.9725 | 25.9667 | 23.1444 | 20.5018 | 17.9537 | 15.8065 | 13.7297 | 11.7973 | 10.0023 | 8.3428 | 6.7924 | 5.3746 | 4.1766 | 3.2219 | 2.4609 | 2.037 | 1.7174 | 1.4389 | 1.1983 | 0.97559 | 0.8156 | 0.66374 | 0.53052 | 0.4093 | 0.29496 | 0.64678 |  |  |  | RFCMc_vc_RST_1.5 | 134.1177 | 126.2617 | 118.8659 | 111.9033 | 105.3485 | 99.1777 | 93.3684 | 87.8993 | 82.7506 | 77.9034 | 73.3402 | 69.0443 | 65 | 65 | 65 | 65 | 65 | 65 | 65 | 65 | 65 | 65 | 65 | 65 | 65 | 65 | 65 | 65 | 65 | 65 | 65
|  | R-449A | 1397 | [1293 empty] | SRMWc_c | 0.07 | 0.0721 | 0.074263 | 0.076491 | 0.078786 | 0.081149 | 0.083584 | 0.086091 | 0.088674 | 0.091334 | 0.094074 | 0.096896 | 0.099803 | 0.1028 | 0.10588 | 0.10906 | 0.11233 | 0.1157 | 0.11917 | 0.12275 | 0.12643 | 0.13022 | 0.13413 | 0.13815 | 0.1423 | 0.14656 | 0.15096 | 0.15549 | 0.16015 | 0.16496 | 0.16991 | [12 empty] | HDD | BG42 | 2447.582 | 2299.13 |  | 2494.42 | 2346.14 |  | RFCMc_c_RST_1.5 | 52.1611 | 48.8579 | 44.7511 | 40.8742 | 37.208 | 33.7966 | 30.3265 | 27.1788 | 24.2233 | 21.4559 | 18.7875 | 16.5389 | 14.364 | 12.3404 | 10.4606 | 8.7228 | 7.0992 | 5.6145 | 4.3599 | 3.3601 | 2.5631 | 2.1192 | 1.7845 | 1.4929 | 1.241 | 1.0077 | 0.84018 | 0.68116 | 0.54165 | 0.41469 | 0.29496 | 0.74675 |  |  |  | RFCMc_c_RST_1.5 | 126.9673 | 119.0539 | 111.6336 | 104.6759 | 98.1518 | 92.0343 | 86.2981 | 80.9195 | 75.876 | 71.1469 | 66.7126 | 62.5546 | 58.6558 | 55 | 55 | 55 | 55 | 55 | 55 | 55 | 55 | 55 | 55 | 55 | 55 | 55 | 55 | 55 | 55 | 55 | 55
| Perfluorinated compounds | Sulfur hexafluoride (SF6) | 23500 | [1293 empty] | SRMWc_mm | 0.07 | 0.0721 | 0.074263 | 0.076491 | 0.078786 | 0.081149 | 0.083584 | 0.086091 | 0.088674 | 0.091334 | 0.094074 | 0.096896 | 0.099803 | 0.1028 | 0.10588 | 0.10906 | 0.11233 | 0.1157 | 0.11917 | 0.12275 | 0.12643 | 0.13022 | 0.13413 | 0.13815 | 0.1423 | 0.14656 | 0.15096 | 0.15549 | 0.16015 | 0.16496 | 0.16991 | [12 empty] | HDD | CZ01 | 2930.716 | 2725.97 |  | 3145.19 | 2759.24 |  | RFCWc_vc_RST_1.5 | 44.148 | 41.3551 | 37.8828 | 34.6049 | 31.505 | 28.6207 | 25.6867 | 23.0253 | 20.5264 | 18.1866 | 15.9304 | 14.0293 | 12.1904 | 10.4795 | 8.89 | 7.4207 | 6.048 | 4.7926 | 3.7319 | 2.8866 | 2.2127 | 1.8374 | 1.5544 | 1.3078 | 1.0948 | 0.8976 | 0.75595 | 0.62149 | 0.50353 | 0.3962 | 0.29496 | 0.76864 |  |  |  | RFCWc_vc_RST_1.5 | 134.1177 | 126.8493 | 119.9749 | 113.4729 | 107.3234 | 101.5071 | 96.0061 | 90.8031 | 85.8821 | 81.2278 | 76.8258 | 72.6623 | 68.7244 | 65 | 65 | 65 | 65 | 65 | 65 | 65 | 65 | 65 | 65 | 65 | 65 | 65 | 65 | 65 | 65 | 65 | 65
|  | Nitrogen trifluoride (NF3) | 16100 | [1293 empty] | SRSOc_vh | 0.07 | 0.0721 | 0.074263 | 0.076491 | 0.078786 | 0.081149 | 0.083584 | 0.086091 | 0.088674 | 0.091334 | 0.094074 | 0.096896 | 0.099803 | 0.1028 | 0.10588 | 0.10906 | 0.11233 | 0.1157 | 0.11917 | 0.12275 | 0.12643 | 0.13022 | 0.13413 | 0.13815 | 0.1423 | 0.14656 | 0.15096 | 0.15549 | 0.16015 | 0.16496 | 0.16991 | [12 empty] | HDD | CZ02 | 3118.1593 | 2926.56 |  | 3337.85 | 2934.98 |  | RFCWc_c_RST_1.5 | 45.6796 | 42.7892 | 39.1956 | 35.8032 | 32.5951 | 29.61 | 26.5736 | 23.8192 | 21.233 | 18.8115 | 16.4765 | 14.509 | 12.6059 | 10.8352 | 9.1902 | 7.6696 | 6.2489 | 4.9497 | 3.8519 | 2.9771 | 2.2797 | 1.8912 | 1.5984 | 1.3432 | 1.1228 | 0.91865 | 0.77205 | 0.6329 | 0.51082 | 0.39973 | 0.29496 | 0.68177 |  |  |  | RFCWc_c_RST_1.5 | 126.9673 | 119.6024 | 112.6647 | 106.1294 | 99.9732 | 94.1741 | 88.7114 | 83.5655 | 78.7182 | 74.152 | 69.8507 | 65.7989 | 61.9822 | 58.3868 | 55 | 55 | 55 | 55 | 55 | 55 | 55 | 55 | 55 | 55 | 55 | 55 | 55 | 55 | 55 | 55 | 55
[1297 empty] | SRSOc_mm | 0.07 | 0.0721 | 0.074263 | 0.076491 | 0.078786 | 0.081149 | 0.083584 | 0.086091 | 0.088674 | 0.091334 | 0.094074 | 0.096896 | 0.099803 | 0.1028 | 0.10588 | 0.10906 | 0.11233 | 0.1157 | 0.11917 | 0.12275 | 0.12643 | 0.13022 | 0.13413 | 0.13815 | 0.1423 | 0.14656 | 0.15096 | 0.15549 | 0.16015 | 0.16496 | 0.16991 | [12 empty] | HDD | CZ03 | 3301.5153 | 3125.52 |  | 3485.39 | 3090.21 |  | RFCWc_mm_RST_1.5 | 47.2969 | 44.3035 | 40.5819 | 37.0685 | 33.7461 | 30.6547 | 27.5101 | 24.6575 | 21.9792 | 19.4713 | 17.0532 | 15.0155 | 13.0446 | 11.2108 | 9.5072 | 7.9324 | 6.4611 | 5.1156 | 3.9787 | 3.0727 | 2.3504 | 1.9481 | 1.6448 | 1.3805 | 1.1523 | 0.94088 | 0.78905 | 0.64494 | 0.51851 | 0.40347 | 0.29496 | 0.69663 |  |  |  | RFCWc_mm_RST_1.5 | 122.5906 | 115.4759 | 108.7741 | 102.4613 | 96.5148 | 90.9134 | 85.6372 | 80.6671 | 75.9855 | 71.5756 | 67.4216 | 63.5087 | 59.8229 | 56.351 | 53.0806 | 50 | 50 | 50 | 50 | 50 | 50 | 50 | 50 | 50 | 50 | 50 | 50 | 50 | 50 | 50 | 50
Year |  |  |  | 2020 | 2021 | 2022 | 2023 | 2024 | 2025 | 2026 | 2027 | 2028 | 2029 | 2030 | 2031 | 2032 | 2033 | 2034 | 2035 | 2036 | 2037 | 2038 | 2039 | 2040 | 2041 | 2042 | 2043 | 2044 | 2045 | 2046 | 2047 | 2048 | 2049 | 2050 | 2051 | 2052 | [1260 empty] | SRSOc_w | 0.07 | 0.0721 | 0.074263 | 0.076491 | 0.078786 | 0.081149 | 0.083584 | 0.086091 | 0.088674 | 0.091334 | 0.094074 | 0.096896 | 0.099803 | 0.1028 | 0.10588 | 0.10906 | 0.11233 | 0.1157 | 0.11917 | 0.12275 | 0.12643 | 0.13022 | 0.13413 | 0.13815 | 0.1423 | 0.14656 | 0.15096 | 0.15549 | 0.16015 | 0.16496 | 0.16991 | [12 empty] | HDD | CZ04 | 3265.0267 | 3102.43 |  | 3486.05 | 3066.92 |  | RMPAc_vc_RST_1.5 | 49.5472 | 46.4105 | 42.5106 | 38.8291 | 35.3476 | 32.1082 | 28.813 | 25.8239 | 23.0173 | 20.3894 | 17.8555 | 15.7203 | 13.655 | 11.7334 | 9.9483 | 8.2981 | 6.7563 | 5.3464 | 4.155 | 3.2057 | 2.4488 | 2.0273 | 1.7095 | 1.4325 | 1.1933 | 0.9718 | 0.8127 | 0.66169 | 0.52921 | 0.40866 | 0.29496 | 0.70103 |  |  |  | RMPAc_vc_RST_1.5 | 134.1177 | 128.1815 | 122.508 | 117.0856 | 111.9033 | 106.9503 | 102.2166 | 97.6923 | 93.3684 | 89.2358 | 85.2861 | 81.5112 | 77.9034 | 74.4553 | 71.1598 | 68.0102 | 65 | 65 | 65 | 65 | 65 | 65 | 65 | 65 | 65 | 65 | 65 | 65 | 65 | 65 | 65
Portfolio Costs of Excess E |  |  |  | #N/A | #N/A | #N/A | #N/A | 0 | 0 | 0 | 0 | 0 | 0 | 0 | 0 | 0 | 0 | 0 | 0 | 0 | 0 | 0 | 0 | 0 | 0 | 0 | 0 | 0 | 0 | 0 | 0 | 0 | 0 | 0 | 0 | 0 | [1260 empty] | SRTVc_mm | 0.07 | 0.0721 | 0.074263 | 0.076491 | 0.078786 | 0.081149 | 0.083584 | 0.086091 | 0.088674 | 0.091334 | 0.094074 | 0.096896 | 0.099803 | 0.1028 | 0.10588 | 0.10906 | 0.11233 | 0.1157 | 0.11917 | 0.12275 | 0.12643 | 0.13022 | 0.13413 | 0.13815 | 0.1423 | 0.14656 | 0.15096 | 0.15549 | 0.16015 | 0.16496 | 0.16991 | [12 empty] | HDD | CZ05 | 3302.0527 | 3121.06 |  | 3510.84 | 3168.06 |  | RMPAc_c_RST_1.5 | 51.8466 | 48.5634 | 44.4815 | 40.6281 | 36.9841 | 33.5934 | 30.1444 | 27.0157 | 24.0781 | 21.3275 | 18.6753 | 16.4404 | 14.2787 | 12.2674 | 10.3989 | 8.6717 | 7.058 | 5.5822 | 4.3353 | 3.3415 | 2.5494 | 2.1081 | 1.7755 | 1.4856 | 1.2353 | 1.0034 | 0.83687 | 0.67881 | 0.54015 | 0.41397 | 0.29496 | 0.68736 |  |  |  | RMPAc_c_RST_1.5 | 126.9673 | 121.2012 | 115.697 | 110.4427 | 105.427 | 100.6392 | 96.0687 | 91.7059 | 87.5411 | 83.5655 | 79.7705 | 76.1478 | 72.6896 | 69.3885 | 66.2373 | 63.2292 | 60.3577 | 57.6166 | 55 | 55 | 55 | 55 | 55 | 55 | 55 | 55 | 55 | 55 | 55 | 55 | 55
PCEE pos |  |  |  | #N/A | #N/A | #N/A | #N/A | 0 | 0 | 0 | 0 | 0 | 0 | 0 | 0 | 0 | 0 | 0 | 0 | 0 | 0 | 0 | 0 | 0 | 0 | 0 | 0 | 0 | 0 | 0 | 0 | 0 | 0 | 0 | 0 | 0 | [1260 empty] | SRTVc_w | 0.07 | 0.0721 | 0.074263 | 0.076491 | 0.078786 | 0.081149 | 0.083584 | 0.086091 | 0.088674 | 0.091334 | 0.094074 | 0.096896 | 0.099803 | 0.1028 | 0.10588 | 0.10906 | 0.11233 | 0.1157 | 0.11917 | 0.12275 | 0.12643 | 0.13022 | 0.13413 | 0.13815 | 0.1423 | 0.14656 | 0.15096 | 0.15549 | 0.16015 | 0.16496 | 0.16991 | [12 empty] | HDD | CZ06 | 3209.604 | 3075.91 |  | 3406.37 | 3050.78 |  | RMPAc_mm_RST_1.5 | 54.1186 | 50.6907 | 46.4289 | 42.4057 | 38.6011 | 35.0609 | 31.4599 | 28.1934 | 25.1263 | 22.2545 | 19.4854 | 17.152 | 14.895 | 12.795 | 10.8443 | 9.0409 | 7.356 | 5.8152 | 4.5133 | 3.4758 | 2.6487 | 2.188 | 1.8407 | 1.5381 | 1.2767 | 1.0346 | 0.86076 | 0.69573 | 0.55096 | 0.41921 | 0.29496 | 0.646 |  |  |  | RMPAc_mm_RST_1.5 | 122.5906 | 116.9386 | 111.5471 | 106.4043 | 101.4985 | 96.819 | 92.3552 | 88.0971 | 84.0354 | 80.161 | 76.4652 | 72.9398 | 69.5769 | 66.3691 | 63.3092 | 60.3903 | 57.606 | 54.9501 | 52.4167 | 50 | 50 | 50 | 50 | 50 | 50 | 50 | 50 | 50 | 50 | 50 | 50
PCEE neg |  |  |  | #N/A | #N/A | #N/A | #N/A | 0 | 0 | 0 | 0 | 0 | 0 | 0 | 0 | 0 | 0 | 0 | 0 | 0 | 0 | 0 | 0 | 0 | 0 | 0 | 0 | 0 | 0 | 0 | 0 | 0 | 0 | 0 | 0 | 0 | [1260 empty] | SRVCc_c | 0.07 | 0.0721 | 0.074263 | 0.076491 | 0.078786 | 0.081149 | 0.083584 | 0.086091 | 0.088674 | 0.091334 | 0.094074 | 0.096896 | 0.099803 | 0.1028 | 0.10588 | 0.10906 | 0.11233 | 0.1157 | 0.11917 | 0.12275 | 0.12643 | 0.13022 | 0.13413 | 0.13815 | 0.1423 | 0.14656 | 0.15096 | 0.15549 | 0.16015 | 0.16496 | 0.16991 | [12 empty] | HDD | CZ07 | 3253.198 | 3107.21 |  | 3484.2 | 3159.39 |  | SPNOc_c_RST_1.5 | 44.5287 | 41.7116 | 38.2091 | 34.9027 | 31.776 | 28.8666 | 25.9072 | 23.2227 | 20.7021 | 18.3419 | 16.0662 | 14.1485 | 12.2937 | 10.5679 | 8.9647 | 7.4826 | 6.0979 | 4.8317 | 3.7617 | 2.9091 | 2.2294 | 1.8508 | 1.5653 | 1.3166 | 1.1018 | 0.90284 | 0.75995 | 0.62433 | 0.50535 | 0.39708 | 0.29496 | 0.69142 |  |  |  | SPNOc_c_RST_1.5 | 126.9673 | 120.8703 | 115.0661 | 109.5406 | 104.2804 | 99.2728 | 94.5057 | 89.9675 | 85.6473 | 81.5344 | 77.6191 | 73.8918 | 70.3435 | 66.9656 | 63.7499 | 60.6886 | 57.7743 | 55 | 55 | 55 | 55 | 55 | 55 | 55 | 55 | 55 | 55 | 55 | 55 | 55 | 55
|  |  |  | 2022: #N/A; 2027: 0; 2032: 0; 2037: 0; 2042: 0; 2047: 0; 2052: 0 | [1260 empty] | SRVCc_mm | 0.07 | 0.0721 | 0.074263 | 0.076491 | 0.078786 | 0.081149 | 0.083584 | 0.086091 | 0.088674 | 0.091334 | 0.094074 | 0.096896 | 0.099803 | 0.1028 | 0.10588 | 0.10906 | 0.11233 | 0.1157 | 0.11917 | 0.12275 | 0.12643 | 0.13022 | 0.13413 | 0.13815 | 0.1423 | 0.14656 | 0.15096 | 0.15549 | 0.16015 | 0.16496 | 0.16991 | [12 empty] | HDD | CZ08 | 3286.3993 | 3090.54 |  | 3482.76 | 3177.99 |  | SPNOc_mm_RST_1.5 | 46.0239 | 43.1116 | 39.4907 | 36.0725 | 32.8401 | 29.8324 | 26.7729 | 23.9977 | 21.3919 | 18.9519 | 16.5993 | 14.6168 | 12.6993 | 10.9151 | 9.2577 | 7.7255 | 6.2941 | 4.985 | 3.8789 | 2.9974 | 2.2947 | 1.9033 | 1.6083 | 1.3511 | 1.1291 | 0.92338 | 0.77567 | 0.63546 | 0.51246 | 0.40053 | 0.29496 | 0.48289 |  |  |  | SPNOc_mm_RST_1.5 | 122.5906 | 116.6323 | 110.9637 | 105.5705 | 100.4395 | 95.5578 | 90.9134 | 86.4948 | 82.2909 | 78.2913 | 74.4861 | 70.8659 | 67.4216 | 64.1447 | 61.0271 | 58.061 | 55.2391 | 52.5543 | 50 | 50 | 50 | 50 | 50 | 50 | 50 | 50 | 50 | 50 | 50 | 50 | 50
|  |  |  | #N/A | #N/A | #N/A | #N/A | 0 | 0 | 0 | 0 | 0 | 0 | 0 | 0 | 0 | 0 | 0 | 0 | 0 | 0 | 0 | 0 | 0 | 0 | 0 | 0 | 0 | 0 | 0 | 0 | 0 | 0 | 0 | 0 | 0 | [1260 empty] | SRVCc_w | 0.07 | 0.0721 | 0.074263 | 0.076491 | 0.078786 | 0.081149 | 0.083584 | 0.086091 | 0.088674 | 0.091334 | 0.094074 | 0.096896 | 0.099803 | 0.1028 | 0.10588 | 0.10906 | 0.11233 | 0.1157 | 0.11917 | 0.12275 | 0.12643 | 0.13022 | 0.13413 | 0.13815 | 0.1423 | 0.14656 | 0.15096 | 0.15549 | 0.16015 | 0.16496 | 0.16991 | [12 empty] | HDD | DK01 | 3132.8873 | 2842.17 |  | 3211.79 | 2986.54 |  | SPSOc_mm_RST_1.5 | 44.9623 | 42.1175 | 38.5807 | 35.2419 | 32.0846 | 29.1467 | 26.1582 | 23.4474 | 20.9021 | 18.5188 | 16.2208 | 14.2843 | 12.4113 | 10.6686 | 9.0496 | 7.553 | 6.1548 | 4.8761 | 3.7957 | 2.9347 | 2.2483 | 1.866 | 1.5778 | 1.3266 | 1.1097 | 0.9088 | 0.76451 | 0.62755 | 0.50741 | 0.39808 | 0.29496 | 0.64195 |  |  |  | SPSOc_mm_RST_1.5 | 122.5906 | 117.2149 | 112.0749 | 107.1603 | 102.4613 | 97.9682 | 93.6723 | 89.5646 | 85.6372 | 81.8819 | 78.2913 | 74.8582 | 71.5756 | 68.4369 | 65.4359 | 62.5665 | 59.8229 | 57.1996 | 54.6914 | 52.2931 | 50 | 50 | 50 | 50 | 50 | 50 | 50 | 50 | 50 | 50 | 50
[1297 empty] | AKGD_vc | 0.07 | 0.0721 | 0.074263 | 0.076491 | 0.078786 | 0.081149 | 0.083584 | 0.086091 | 0.088674 | 0.091334 | 0.094074 | 0.096896 | 0.099803 | 0.1028 | 0.10588 | 0.10906 | 0.11233 | 0.1157 | 0.11917 | 0.12275 | 0.12643 | 0.13022 | 0.13413 | 0.13815 | 0.1423 | 0.14656 | 0.15096 | 0.15549 | 0.16015 | 0.16496 | 0.16991 | [12 empty] | HDD | DK02 | 3104.5413 | 2799.18 |  | 3167.88 | 2921.37 |  | SPSOc_w_RST_1.5 | 43.4185 | 40.6722 | 37.2576 | 34.0342 | 30.9859 | 28.1495 | 25.2644 | 22.6472 | 20.1899 | 17.889 | 15.6704 | 13.8008 | 11.9926 | 10.3101 | 8.7471 | 7.3022 | 5.9523 | 4.7178 | 3.6747 | 2.8435 | 2.1808 | 1.8117 | 1.5334 | 1.291 | 1.0815 | 0.88758 | 0.74828 | 0.61606 | 0.50007 | 0.39451 | 0.29496 | 0.65388 |  |  |  | SPSOc_w_RST_1.5 | 114.726 | 109.1117 | 103.7721 | 98.6939 | 93.8641 | 89.2707 | 84.9021 | 80.7473 | 76.7958 | 73.0377 | 69.4634 | 66.0641 | 62.8312 | 59.7564 | 56.8321 | 54.051 | 51.4059 | 48.8903 | 46.4977 | 44.2223 | 42.0582 | 40 | 40 | 40 | 40 | 40 | 40 | 40 | 40 | 40 | 40
Excess emissions per GFA [kgCO2e/m²] | [1296 empty] | AKMS_vc | 0.07 | 0.0721 | 0.074263 | 0.076491 | 0.078786 | 0.081149 | 0.083584 | 0.086091 | 0.088674 | 0.091334 | 0.094074 | 0.096896 | 0.099803 | 0.1028 | 0.10588 | 0.10906 | 0.11233 | 0.1157 | 0.11917 | 0.12275 | 0.12643 | 0.13022 | 0.13413 | 0.13815 | 0.1423 | 0.14656 | 0.15096 | 0.15549 | 0.16015 | 0.16496 | 0.16991 | [12 empty] | HDD | DK03 | 3130.1593 | 2874.94 |  | 3194.38 | 2954.02 |  | SRMVc_vh_RST_1.5 | 35.8739 | 33.608 | 30.7908 | 28.1313 | 25.6164 | 23.2762 | 20.8959 | 18.7366 | 16.7092 | 14.8108 | 12.9804 | 11.4379 | 9.946 | 8.5579 | 7.2683 | 6.0762 | 4.9625 | 3.944 | 3.0834 | 2.3976 | 1.8509 | 1.5463 | 1.3168 | 1.1167 | 0.94392 | 0.7839 | 0.66897 | 0.55988 | 0.46418 | 0.3771 | 0.29496 | 0.6565 |  |  |  | SRMVc_vh_RST_1.5 | 107.4208 | 101.2642 | 95.4604 | 89.9892 | 84.8316 | 79.9697 | 75.3863 | 71.0657 | 66.9927 | 63.1531 | 59.5336 | 56.1215 | 52.905 | 49.8728 | 47.0144 | 44.3199 | 41.7798 | 39.3852 | 37.1279 | 35 | 35 | 35 | 35 | 35 | 35 | 35 | 35 | 35 | 35 | 35 | 35 | bar: 2020 to 2023
Year | 1.5°C-target | all GHG Target | User-defined target | 2020: Year; 2021: 1.5°C-target; 2022: all GHG Target; 2023: User-defined target | [1260 empty] | HIMS_vh | 0.07 | 0.0721 | 0.074263 | 0.076491 | 0.078786 | 0.081149 | 0.083584 | 0.086091 | 0.088674 | 0.091334 | 0.094074 | 0.096896 | 0.099803 | 0.1028 | 0.10588 | 0.10906 | 0.11233 | 0.1157 | 0.11917 | 0.12275 | 0.12643 | 0.13022 | 0.13413 | 0.13815 | 0.1423 | 0.14656 | 0.15096 | 0.15549 | 0.16015 | 0.16496 | 0.16991 | [12 empty] | HDD | DK04 | 3242.2427 | 2999.88 |  | 3334.17 | 3091.93 |  | SRMVc_mm_RST_1.5 | 36.7582 | 34.4359 | 31.5487 | 28.8232 | 26.2457 | 23.8474 | 21.4079 | 19.195 | 17.1172 | 15.1716 | 13.2957 | 11.7149 | 10.1859 | 8.7632 | 7.4417 | 6.2199 | 5.0785 | 4.0347 | 3.1527 | 2.4499 | 1.8895 | 1.5774 | 1.3422 | 1.1371 | 0.96005 | 0.79605 | 0.67826 | 0.56647 | 0.46839 | 0.37914 | 0.29496 | 0.70689 |  |  |  | SRMVc_mm_RST_1.5 | 122.5906 | 115.9082 | 109.5901 | 103.6163 | 97.9682 | 92.628 | 87.5789 | 82.805 | 78.2913 | 74.0237 | 69.9887 | 66.1736 | 62.5665 | 59.156 | 55.9314 | 52.8826 | 50 | 50 | 50 | 50 | 50 | 50 | 50 | 50 | 50 | 50 | 50 | 50 | 50 | 50 | 50
2020: | #N/A | #N/A | #N/A | 2020: 2037:; 2023: #N/A; 2025: 2020; 2026: 2037 | [1260 empty] | HIOA_vh | 0.07 | 0.0721 | 0.074263 | 0.076491 | 0.078786 | 0.081149 | 0.083584 | 0.086091 | 0.088674 | 0.091334 | 0.094074 | 0.096896 | 0.099803 | 0.1028 | 0.10588 | 0.10906 | 0.11233 | 0.1157 | 0.11917 | 0.12275 | 0.12643 | 0.13022 | 0.13413 | 0.13815 | 0.1423 | 0.14656 | 0.15096 | 0.15549 | 0.16015 | 0.16496 | 0.16991 | [12 empty] | HDD | DK05 | 3231.694 | 2996.98 |  | 3358.59 | 3098.77 |  | SRMVc_w_RST_1.5 | 35.2578 | 33.0311 | 30.2627 | 27.6493 | 25.1779 | 22.8783 | 20.5391 | 18.4173 | 16.425 | 14.5594 | 12.7607 | 11.245 | 9.7789 | 8.4148 | 7.1476 | 5.9761 | 4.8817 | 3.8808 | 3.0351 | 2.3612 | 1.8239 | 1.5247 | 1.2991 | 1.1025 | 0.93268 | 0.77543 | 0.66249 | 0.5553 | 0.46125 | 0.37567 | 0.29496 | 0.29671 |  |  |  | SRMVc_w_RST_1.5 | 114.726 | 107.8311 | 101.3506 | 95.2596 | 89.5346 | 84.1537 | 79.0962 | 74.3426 | 69.8747 | 65.6753 | 61.7283 | 58.0185 | 54.5317 | 51.2544 | 48.1741 | 45.2789 | 42.5577 | 40 | 40 | 40 | 40 | 40 | 40 | 40 | 40 | 40 | 40 | 40 | 40 | 40 | 40
2021: | #N/A | #N/A | #N/A | 2020: 2038:; 2023: #N/A; 2025: 2021; 2026: 2038 | [1260 empty] | AB | 0.07 | 0.0721 | 0.074263 | 0.076491 | 0.078786 | 0.081149 | 0.083584 | 0.086091 | 0.088674 | 0.091334 | 0.094074 | 0.096896 | 0.099803 | 0.1028 | 0.10588 | 0.10906 | 0.11233 | 0.1157 | 0.11917 | 0.12275 | 0.12643 | 0.13022 | 0.13413 | 0.13815 | 0.1423 | 0.14656 | 0.15096 | 0.15549 | 0.16015 | 0.16496 | 0.16991 | [12 empty] | HDD | DE11 | 2908.078 | 2691.01 |  | 3099.53 | 2646.76 |  | SRMWc_c_RST_1.5 | 64.8773 | 60.7643 | 55.6505 | 50.8231 | 46.258 | 42.0103 | 37.6894 | 33.77 | 30.0898 | 26.6439 | 23.3213 | 20.5215 | 17.8134 | 15.2937 | 12.9529 | 10.7891 | 8.7675 | 6.9187 | 5.3565 | 4.1116 | 3.1192 | 2.5665 | 2.1497 | 1.7866 | 1.4729 | 1.1825 | 0.97385 | 0.77584 | 0.60213 | 0.44405 | 0.29496 | 0.29305 |  |  |  | SRMWc_c_RST_1.5 | 126.9673 | 120.4991 | 114.3604 | 108.5345 | 103.0053 | 97.7578 | 92.7777 | 88.0512 | 83.5655 | 79.3084 | 75.2681 | 71.4337 | 67.7946 | 64.3409 | 61.0631 | 57.9523 | 55 | 55 | 55 | 55 | 55 | 55 | 55 | 55 | 55 | 55 | 55 | 55 | 55 | 55 | 55
2022: | #N/A | #N/A | #N/A | 2020: 2039:; 2023: #N/A; 2025: 2022; 2026: 2039 | [1260 empty] | MB | 0.07 | 0.0721 | 0.074263 | 0.076491 | 0.078786 | 0.081149 | 0.083584 | 0.086091 | 0.088674 | 0.091334 | 0.094074 | 0.096896 | 0.099803 | 0.1028 | 0.10588 | 0.10906 | 0.11233 | 0.1157 | 0.11917 | 0.12275 | 0.12643 | 0.13022 | 0.13413 | 0.13815 | 0.1423 | 0.14656 | 0.15096 | 0.15549 | 0.16015 | 0.16496 | 0.16991 | [12 empty] | HDD | DE12 | 2763.538 | 2540.49 |  | 2975.09 | 2514.45 |  | SRMWc_mm_RST_1.5 | 68.5325 | 64.1867 | 58.7836 | 53.683 | 48.8595 | 44.3713 | 39.8059 | 35.6646 | 31.7762 | 28.1352 | 24.6246 | 21.6663 | 18.8049 | 16.1426 | 13.6694 | 11.383 | 9.247 | 7.2935 | 5.643 | 4.3276 | 3.2791 | 2.695 | 2.2547 | 1.871 | 1.5396 | 1.2327 | 1.0123 | 0.80306 | 0.61951 | 0.45249 | 0.29496 | 0.26358 |  |  |  | SRMWc_mm_RST_1.5 | 122.5906 | 116.291 | 110.3151 | 104.6463 | 99.2689 | 94.1677 | 89.3287 | 84.7384 | 80.3839 | 76.2532 | 72.3348 | 68.6177 | 65.0916 | 61.7467 | 58.5737 | 55.5638 | 52.7085 | 50 | 50 | 50 | 50 | 50 | 50 | 50 | 50 | 50 | 50 | 50 | 50 | 50 | 50
2023: | #N/A | #N/A | #N/A | 2020: 2040:; 2023: #N/A; 2025: 2023; 2026: 2040 | [1260 empty] | QC | 0.07 | 0.0721 | 0.074263 | 0.076491 | 0.078786 | 0.081149 | 0.083584 | 0.086091 | 0.088674 | 0.091334 | 0.094074 | 0.096896 | 0.099803 | 0.1028 | 0.10588 | 0.10906 | 0.11233 | 0.1157 | 0.11917 | 0.12275 | 0.12643 | 0.13022 | 0.13413 | 0.13815 | 0.1423 | 0.14656 | 0.15096 | 0.15549 | 0.16015 | 0.16496 | 0.16991 | [12 empty] | HDD | DE13 | 2936.8633 | 2692.96 |  | 3126.31 | 2650.5 |  | SRSOc_vh_RST_1.5 | 41.6999 | 39.063 | 35.7845 | 32.6895 | 29.7628 | 27.0394 | 24.2693 | 21.7564 | 19.397 | 17.1878 | 15.0576 | 13.2626 | 11.5264 | 9.9109 | 8.4102 | 7.0229 | 5.7268 | 4.5415 | 3.54 | 2.7419 | 2.1056 | 1.7513 | 1.4841 | 1.2513 | 1.0502 | 0.86396 | 0.73021 | 0.60326 | 0.49189 | 0.39055 | 0.29496 | 0.26358 |  |  |  | SRSOc_vh_RST_1.5 | 107.4208 | 100.5635 | 94.1439 | 88.1341 | 82.5079 | 77.2409 | 72.3101 | 67.6941 | 63.3727 | 59.3272 | 55.54 | 51.9945 | 48.6754 | 45.5681 | 42.6592 | 39.936 | 37.3866 | 35 | 35 | 35 | 35 | 35 | 35 | 35 | 35 | 35 | 35 | 35 | 35 | 35 | 35
2024: |  |  | #N/A | 2020: 2041:; 2023: #N/A; 2025: 2024; 2026: 2041 | [1260 empty] | ON | 0.07 | 0.0721 | 0.074263 | 0.076491 | 0.078786 | 0.081149 | 0.083584 | 0.086091 | 0.088674 | 0.091334 | 0.094074 | 0.096896 | 0.099803 | 0.1028 | 0.10588 | 0.10906 | 0.11233 | 0.1157 | 0.11917 | 0.12275 | 0.12643 | 0.13022 | 0.13413 | 0.13815 | 0.1423 | 0.14656 | 0.15096 | 0.15549 | 0.16015 | 0.16496 | 0.16991 | [12 empty] | HDD | DE14 | 3199.0213 | 3026.11 |  | 3414.08 | 2931.84 |  | SRSOc_mm_RST_1.5 | 41.9242 | 39.273 | 35.9767 | 32.865 | 29.9224 | 27.1843 | 24.3991 | 21.8727 | 19.5005 | 17.2793 | 15.1376 | 13.3328 | 11.5872 | 9.963 | 8.4542 | 7.0594 | 5.7563 | 4.5645 | 3.5576 | 2.7552 | 2.1155 | 1.7591 | 1.4905 | 1.2564 | 1.0543 | 0.86704 | 0.73257 | 0.60493 | 0.49296 | 0.39106 | 0.29496 | 0.26358 |  |  |  | SRSOc_mm_RST_1.5 | 122.5906 | 115.4759 | 108.7741 | 102.4613 | 96.5148 | 90.9134 | 85.6372 | 80.6671 | 75.9855 | 71.5756 | 67.4216 | 63.5087 | 59.8229 | 56.351 | 53.0806 | 50 | 50 | 50 | 50 | 50 | 50 | 50 | 50 | 50 | 50 | 50 | 50 | 50 | 50 | 50 | 50
2025: |  |  | #N/A | 2020: 2042:; 2023: #N/A; 2025: 2025; 2026: 2042 | [1304 empty] | HDD | DE21 | 3174.4073 | 3019.19 |  | 3362.24 | 2907.31 |  | SRSOc_w_RST_1.5 | 40.3965 | 37.8426 | 34.6673 | 31.6698 | 28.8351 | 26.1975 | 23.5146 | 21.0808 | 18.7957 | 16.656 | 14.5929 | 12.8544 | 11.1728 | 9.6082 | 8.1548 | 6.8111 | 5.5558 | 4.4079 | 3.4379 | 2.6649 | 2.0486 | 1.7054 | 1.4467 | 1.2212 | 1.0264 | 0.84605 | 0.71651 | 0.59356 | 0.48569 | 0.38754 | 0.29496 | 0.26358 |  |  |  | SRSOc_w_RST_1.5 | 114.726 | 107.4142 | 100.5684 | 94.1589 | 88.1579 | 82.5394 | 77.279 | 72.3538 | 67.7425 | 63.4251 | 59.3828 | 55.5982 | 52.0548 | 48.7372 | 45.631 | 42.7228 | 40 | 40 | 40 | 40 | 40 | 40 | 40 | 40 | 40 | 40 | 40 | 40 | 40 | 40 | 40
2026: |  |  | #N/A | 2020: 2043:; 2023: #N/A; 2025: 2026; 2026: 2043 | [1260 empty] | COAL | [43 empty] | HDD | DE22 | 3159.08 | 2991.23 |  | 3320.06 | 2881.06 |  | SRTVc_mm_RST_1.5 | 40.8653 | 38.2816 | 35.0691 | 32.0366 | 29.1688 | 26.5004 | 23.786 | 21.3238 | 19.012 | 16.8473 | 14.7601 | 13.0012 | 11.3 | 9.7171 | 8.2467 | 6.8873 | 5.6173 | 4.4559 | 3.4746 | 2.6926 | 2.0692 | 1.7219 | 1.4601 | 1.232 | 1.035 | 0.85249 | 0.72144 | 0.59705 | 0.48792 | 0.38862 | 0.29496 | 0.26358 |  |  |  | SRTVc_mm_RST_1.5 | 122.5906 | 114.9838 | 107.849 | 101.1569 | 94.8801 | 88.9927 | 83.4707 | 78.2913 | 73.4333 | 68.8767 | 64.6029 | 60.5943 | 56.8344 | 53.3078 | 50 | 50 | 50 | 50 | 50 | 50 | 50 | 50 | 50 | 50 | 50 | 50 | 50 | 50 | 50 | 50 | 50
2027: |  |  | #N/A | 2044: |  |  | #N/A |  | 2027 | 2044 | [1286 empty] | Tot.incl.Vat | 2020 | 2021 | 2022 | 2023 | 2024 | 2025 | 2026 | 2027 | 2028 | 2029 | 2030 | 2031 | 2032 | 2033 | 2034 | 2035 | 2036 | 2037 | 2038 | 2039 | 2040 | 2041 | 2042 | 2043 | 2044 | 2045 | 2046 | 2047 | 2048 | 2049 | 2050 | [12 empty] | HDD | DE23 | 3283.0667 | 3140.23 |  | 3466.2 | 3039.73 |  | SRTVc_w_RST_1.5 | 39.3433 | 36.8564 | 33.7645 | 30.8457 | 28.0855 | 25.5172 | 22.9047 | 20.5349 | 18.3098 | 16.2263 | 14.2174 | 12.5245 | 10.8871 | 9.3636 | 7.9483 | 6.64 | 5.4177 | 4.2998 | 3.3553 | 2.6026 | 2.0026 | 1.6684 | 1.4164 | 1.1968 | 1.0072 | 0.83158 | 0.70544 | 0.58572 | 0.48068 | 0.38511 | 0.29496 | 0.26358 |  |  |  | SRTVc_w_RST_1.5 | 114.726 | 106.9437 | 99.6893 | 92.9269 | 86.6233 | 80.7473 | 75.2699 | 70.164 | 65.4045 | 60.9678 | 56.8321 | 52.977 | 49.3833 | 46.0335 | 42.9108 | 40 | 40 | 40 | 40 | 40 | 40 | 40 | 40 | 40 | 40 | 40 | 40 | 40 | 40 | 40 | 40
2028: |  |  | #N/A | 2045: |  |  | #N/A |  | 2028 | 2045 | [1286 empty] | AZNMc_c | 0.012683 | 0.011865 | 0.018515 | 0.018571 | 0.019363 | 0.019355 | 0.019458 | 0.01963 | 0.0019766 | 0.019923 | 0.020278 | 0.02049 | 0.020835 | 0.021081 | 0.021312 | 0.021568 | 0.021832 | 0.022146 | 0.0022395 | 0.022636 | 0.022878 | 0.023047 | 0.00023208 | 0.023376 | 0.023554 | 0.023749 | 0.0023929 | 0.024104 | 0.024285 | 0.02445 | 0.024638 | [12 empty] | HDD | DE24 | 3280.0047 | 3091.06 |  | 3437.98 | 3013.71 |  | SRVCc_c_RST_1.5 | 31.6975 | 29.6976 | 27.2111 | 24.8638 | 22.6441 | 20.5787 | 18.4777 | 16.5719 | 14.7825 | 13.1069 | 11.4913 | 10.1299 | 8.8131 | 7.588 | 6.4498 | 5.3976 | 4.4146 | 3.5157 | 2.7561 | 2.1508 | 1.6682 | 1.3995 | 1.1968 | 1.0202 | 0.86774 | 0.72651 | 0.62507 | 0.52879 | 0.44432 | 0.36746 | 0.29496 | 0.26358 |  |  |  | SRVCc_c_RST_1.5 | 126.9673 | 119.6024 | 112.6647 | 106.1294 | 99.9732 | 94.1741 | 88.7114 | 83.5655 | 78.7182 | 74.152 | 69.8507 | 65.7989 | 61.9822 | 58.3868 | 55 | 55 | 55 | 55 | 55 | 55 | 55 | 55 | 55 | 55 | 55 | 55 | 55 | 55 | 55 | 55 | 55
2029: |  |  | #N/A | 2046: |  |  | #N/A |  | 2029 | 2046 | [1286 empty] | AZNMc_vh | 0.012683 | 0.011865 | 0.018515 | 0.018571 | 0.019363 | 0.019355 | 0.019458 | 0.01963 | 0.0019766 | 0.019923 | 0.020278 | 0.02049 | 0.020835 | 0.021081 | 0.021312 | 0.021568 | 0.021832 | 0.022146 | 0.0022395 | 0.022636 | 0.022878 | 0.023047 | 0.00023208 | 0.023376 | 0.023554 | 0.023749 | 0.0023929 | 0.024104 | 0.024285 | 0.02445 | 0.024638 | [12 empty] | HDD | DE25 | 3087.5513 | 2935.31 |  | 3289.33 | 2857.93 |  | SRVCc_mm_RST_1.5 | 31.8306 | 29.8222 | 27.3252 | 24.968 | 22.7388 | 20.6646 | 18.5548 | 16.6409 | 14.8439 | 13.1612 | 11.5388 | 10.1716 | 8.8493 | 7.6189 | 6.4759 | 5.4193 | 4.4321 | 3.5293 | 2.7665 | 2.1586 | 1.6741 | 1.4041 | 1.2006 | 1.0233 | 0.87017 | 0.72834 | 0.62647 | 0.52978 | 0.44495 | 0.36776 | 0.29496 | 0.26358 |  |  |  | SRVCc_mm_RST_1.5 | 122.5906 | 115.4759 | 108.7741 | 102.4613 | 96.5148 | 90.9134 | 85.6372 | 80.6671 | 75.9855 | 71.5756 | 67.4216 | 63.5087 | 59.8229 | 56.351 | 53.0806 | 50 | 50 | 50 | 50 | 50 | 50 | 50 | 50 | 50 | 50 | 50 | 50 | 50 | 50 | 50 | 50
2030: |  |  | #N/A | 2047: |  |  | #N/A |  | 2030 | 2047 | [1286 empty] | AZNMc_mm | 0.012683 | 0.011865 | 0.018515 | 0.018571 | 0.019363 | 0.019355 | 0.019458 | 0.01963 | 0.0019766 | 0.019923 | 0.020278 | 0.02049 | 0.020835 | 0.021081 | 0.021312 | 0.021568 | 0.021832 | 0.022146 | 0.0022395 | 0.022636 | 0.022878 | 0.023047 | 0.00023208 | 0.023376 | 0.023554 | 0.023749 | 0.0023929 | 0.024104 | 0.024285 | 0.02445 | 0.024638 | [12 empty] | HDD | DE26 | 2969.1313 | 2777.19 |  | 3166.5 | 2721.55 |  | SRVCc_w_RST_1.5 | 30.3563 | 28.4418 | 26.0615 | 23.8144 | 21.6895 | 19.7123 | 17.7011 | 15.8767 | 14.1637 | 12.5597 | 11.0131 | 9.7099 | 8.4493 | 7.2765 | 6.1869 | 5.1797 | 4.2387 | 3.3781 | 2.651 | 2.0715 | 1.6096 | 1.3523 | 1.1583 | 0.98927 | 0.84328 | 0.70808 | 0.61097 | 0.5188 | 0.43794 | 0.36436 | 0.29496 | 0.26358 |  |  |  | SRVCc_w_RST_1.5 | 114.726 | 107.4142 | 100.5684 | 94.1589 | 88.1579 | 82.5394 | 77.279 | 72.3538 | 67.7425 | 63.4251 | 59.3828 | 55.5982 | 52.0548 | 48.7372 | 45.631 | 42.7228 | 40 | 40 | 40 | 40 | 40 | 40 | 40 | 40 | 40 | 40 | 40 | 40 | 40 | 40 | 40
2031: |  |  | #N/A | 2048: |  |  | #N/A |  | 2031 | 2048 | [1286 empty] | AZNMc_w | 0.012683 | 0.011865 | 0.018515 | 0.018571 | 0.019363 | 0.019355 | 0.019458 | 0.01963 | 0.0019766 | 0.019923 | 0.020278 | 0.02049 | 0.020835 | 0.021081 | 0.021312 | 0.021568 | 0.021832 | 0.022146 | 0.0022395 | 0.022636 | 0.022878 | 0.023047 | 0.00023208 | 0.023376 | 0.023554 | 0.023749 | 0.0023929 | 0.024104 | 0.024285 | 0.02445 | 0.024638 | [12 empty] | HDD | DE27 | 3271.894 | 3062.87 |  | 3443.77 | 2955.64 |  | AKGD_vc_RST_1.5 | 47.9547 | 44.9195 | 41.1457 | 37.5832 | 34.2143 | 31.0796 | 27.8909 | 24.9985 | 22.2827 | 19.7397 | 17.2877 | 15.2215 | 13.223 | 11.3636 | 9.6362 | 8.0393 | 6.5474 | 5.183 | 4.0302 | 3.1115 | 2.3792 | 1.9713 | 1.6637 | 1.3957 | 1.1643 | 0.94992 | 0.79596 | 0.64984 | 0.52164 | 0.40498 | 0.29496 | 0.26358 |  |  |  | AKGD_vc_RST_1.5 | 134.1177 | 127.7952 | 121.7708 | 116.0303 | 110.5605 | 105.3485 | 100.3823 | 95.6501 | 91.141 | 86.8445 | 82.7506 | 78.8496 | 75.1325 | 71.5907 | 68.2158 | 65 | 65 | 65 | 65 | 65 | 65 | 65 | 65 | 65 | 65 | 65 | 65 | 65 | 65 | 65 | 65
2032: |  |  | #N/A | 2049: |  |  | #N/A |  | 2032 | 2049 | [1286 empty] | CAMXc_vc | 0.012683 | 0.011865 | 0.018515 | 0.018571 | 0.019363 | 0.019355 | 0.019458 | 0.01963 | 0.0019766 | 0.019923 | 0.020278 | 0.02049 | 0.020835 | 0.021081 | 0.021312 | 0.021568 | 0.021832 | 0.022146 | 0.0022395 | 0.022636 | 0.022878 | 0.023047 | 0.00023208 | 0.023376 | 0.023554 | 0.023749 | 0.0023929 | 0.024104 | 0.024285 | 0.02445 | 0.024638 | [12 empty] | HDD | DE30 | 2835.44 | 2535.33 |  | 2946.07 | 2614.14 |  | AKMS_vc_RST_1.5 | 28.8787 | 27.0583 | 24.795 | 22.6584 | 20.6379 | 18.7579 | 16.8455 | 15.1108 | 13.482 | 11.9568 | 10.4863 | 9.2471 | 8.0485 | 6.9333 | 5.8973 | 4.9396 | 4.0448 | 3.2266 | 2.5352 | 1.9842 | 1.545 | 1.3003 | 1.1159 | 0.95514 | 0.81633 | 0.68777 | 0.59544 | 0.5078 | 0.43091 | 0.36095 | 0.29496 | 0.26358 |  |  |  | AKMS_vc_RST_1.5 | 134.1177 | 126.8493 | 119.9749 | 113.4729 | 107.3234 | 101.5071 | 96.0061 | 90.8031 | 85.8821 | 81.2278 | 76.8258 | 72.6623 | 68.7244 | 65 | 65 | 65 | 65 | 65 | 65 | 65 | 65 | 65 | 65 | 65 | 65 | 65 | 65 | 65 | 65 | 65 | 65
2033: |  |  | #N/A | 2050: |  |  | #N/A |  | 2033 | 2050 | [1286 empty] | CAMXc_c | 0.012683 | 0.011865 | 0.018515 | 0.018571 | 0.019363 | 0.019355 | 0.019458 | 0.01963 | 0.0019766 | 0.019923 | 0.020278 | 0.02049 | 0.020835 | 0.021081 | 0.021312 | 0.021568 | 0.021832 | 0.022146 | 0.0022395 | 0.022636 | 0.022878 | 0.023047 | 0.00023208 | 0.023376 | 0.023554 | 0.023749 | 0.0023929 | 0.024104 | 0.024285 | 0.02445 | 0.024638 | [12 empty] | HDD | DE40 | 2942.1967 | 2666.66 |  | 3070.58 | 2741.34 |  | HIMS_vh_RST_1.5 | 55.4291 | 51.9178 | 47.5522 | 43.431 | 39.5338 | 35.9074 | 32.2187 | 28.8727 | 25.7309 | 22.7892 | 19.9527 | 17.5624 | 15.2505 | 13.0994 | 11.1011 | 9.2538 | 7.528 | 5.9496 | 4.616 | 3.5533 | 2.706 | 2.2341 | 1.8784 | 1.5684 | 1.3006 | 1.0526 | 0.87453 | 0.70549 | 0.55719 | 0.42224 | 0.29496 | 0.26358 |  |  |  | HIMS_vh_RST_1.5 | 107.4208 | 101.5635 | 96.0255 | 90.7895 | 85.839 | 81.1584 | 76.733 | 72.549 | 68.5931 | 64.8529 | 61.3166 | 57.9732 | 54.8121 | 51.8233 | 48.9975 | 46.3258 | 43.7998 | 41.4115 | 39.1535 | 37.0185 | 35 | 35 | 35 | 35 | 35 | 35 | 35 | 35 | 35 | 35 | 35
2034: |  |  | #N/A |  | #N/A | #N/A | #N/A |  | 2034 | [1287 empty] | CAMXc_vh | 0.012683 | 0.011865 | 0.018515 | 0.018571 | 0.019363 | 0.019355 | 0.019458 | 0.01963 | 0.0019766 | 0.019923 | 0.020278 | 0.02049 | 0.020835 | 0.021081 | 0.021312 | 0.021568 | 0.021832 | 0.022146 | 0.0022395 | 0.022636 | 0.022878 | 0.023047 | 0.00023208 | 0.023376 | 0.023554 | 0.023749 | 0.0023929 | 0.024104 | 0.024285 | 0.02445 | 0.024638 | [12 empty] | HDD | DE50 | 2825.2307 | 2563.62 |  | 2916.6 | 2617.51 |  | HIOA_vh_RST_1.5 | 80.0403 | 74.9616 | 68.6473 | 62.6865 | 57.0495 | 51.8044 | 46.4692 | 41.6294 | 37.0853 | 32.8303 | 28.7276 | 25.2704 | 21.9265 | 18.8152 | 15.9249 | 13.2529 | 10.7567 | 8.4738 | 6.5449 | 5.0077 | 3.7823 | 3.0998 | 2.5852 | 2.1368 | 1.7495 | 1.3908 | 1.1332 | 0.88874 | 0.67424 | 0.47905 | 0.29496 | 0.26358 |  |  |  | HIOA_vh_RST_1.5 | 107.4208 | 101.5635 | 96.0255 | 90.7895 | 85.839 | 81.1584 | 76.733 | 72.549 | 68.5931 | 64.8529 | 61.3166 | 57.9732 | 54.8121 | 51.8233 | 48.9975 | 46.3258 | 43.7998 | 41.4115 | 39.1535 | 37.0185 | 35 | 35 | 35 | 35 | 35 | 35 | 35 | 35 | 35 | 35 | 35
2035: |  |  | #N/A |  | #N/A | #N/A | #N/A |  | 2035 | [1287 empty] | CAMXc_mm | 0.012683 | 0.011865 | 0.018515 | 0.018571 | 0.019363 | 0.019355 | 0.019458 | 0.01963 | 0.0019766 | 0.019923 | 0.020278 | 0.02049 | 0.020835 | 0.021081 | 0.021312 | 0.021568 | 0.021832 | 0.022146 | 0.0022395 | 0.022636 | 0.022878 | 0.023047 | 0.00023208 | 0.023376 | 0.023554 | 0.023749 | 0.0023929 | 0.024104 | 0.024285 | 0.02445 | 0.024638 | [12 empty] | HDD | DE60 | 2951.4027 | 2695.13 |  | 2996.14 | 2719.99 |  | AZNMc_c_HOT_1.5 | 108.1057 | 101.2635 | 92.7566 | 84.726 | 77.1317 | 70.0654 | 62.8775 | 56.3573 | 50.2352 | 44.5028 | 38.9755 | 34.3178 | 29.8128 | 25.6211 | 21.7271 | 18.1275 | 14.7644 | 11.6888 | 9.0902 | 7.0192 | 5.3683 | 4.4488 | 3.7555 | 3.1514 | 2.6296 | 2.1464 | 1.7994 | 1.47 | 1.181 | 0.91803 | 0.67002 | 0.26358 |  |  |  | AZNMc_c_HOT_1.5 | 366.4932 | 343.1969 | 321.3814 | 300.9526 | 281.8223 | 263.9081 | 247.1327 | 231.4235 | 216.713 | 202.9375 | 190.0376 | 177.9578 | 166.6458 | 156.0529 | 146.1333 | 136.8442 | 128.1457 | 120 | 120 | 120 | 120 | 120 | 120 | 120 | 120 | 120 | 120 | 120 | 120 | 120 | 120
2036: |  |  | #N/A | [5 empty] | 2036 | [1287 empty] | CAMXc_w | 0.012683 | 0.011865 | 0.018515 | 0.018571 | 0.019363 | 0.019355 | 0.019458 | 0.01963 | 0.0019766 | 0.019923 | 0.020278 | 0.02049 | 0.020835 | 0.021081 | 0.021312 | 0.021568 | 0.021832 | 0.022146 | 0.0022395 | 0.022636 | 0.022878 | 0.023047 | 0.00023208 | 0.023376 | 0.023554 | 0.023749 | 0.0023929 | 0.024104 | 0.024285 | 0.02445 | 0.024638 | [12 empty] | HDD | DE71 | 2782.5667 | 2522.73 |  | 2927.9 | 2489.79 |  | AZNMc_vh_HOT_1.5 | 107.5111 | 100.7067 | 92.2469 | 84.2608 | 76.7085 | 69.6813 | 62.5332 | 56.049 | 49.9609 | 44.2601 | 38.7635 | 34.1316 | 29.6515 | 25.483 | 21.6106 | 18.0308 | 14.6864 | 11.6278 | 9.0436 | 6.9841 | 5.3423 | 4.4278 | 3.7384 | 3.1377 | 2.6188 | 2.1383 | 1.7931 | 1.4656 | 1.1782 | 0.91666 | 0.67002 | 0.26358 |  |  |  | AZNMc_vh_HOT_1.5 | 297.4234 | 279.3951 | 262.4595 | 246.5505 | 231.6058 | 217.567 | 204.3791 | 191.9907 | 180.3531 | 169.421 | 159.1515 | 149.5045 | 140.4423 | 131.9294 | 123.9325 | 116.4203 | 109.3634 | 102.7344 | 96.5071 | 90.6573 | 85.1621 | 80 | 80 | 80 | 80 | 80 | 80 | 80 | 80 | 80 | 80
Year |  |  |  | 2020 | 2021 | 2022 | 2023 | 2024 | 2025 | 2026 | 2027 | 2028 | 2029 | 2030 | 2031 | 2032 | 2033 | 2034 | 2035 | 2036 | 2037 | 2038 | 2039 | 2040 | 2041 | 2042 | 2043 | 2044 | 2045 | 2046 | 2047 | 2048 | 2049 | 2050 | 2051 | 2052 | [1260 empty] | ERCTc_vh | 0.012683 | 0.011865 | 0.018515 | 0.018571 | 0.019363 | 0.019355 | 0.019458 | 0.01963 | 0.0019766 | 0.019923 | 0.020278 | 0.02049 | 0.020835 | 0.021081 | 0.021312 | 0.021568 | 0.021832 | 0.022146 | 0.0022395 | 0.022636 | 0.022878 | 0.023047 | 0.00023208 | 0.023376 | 0.023554 | 0.023749 | 0.0023929 | 0.024104 | 0.024285 | 0.02445 | 0.024638 | [12 empty] | HDD | DE72 | 3020.9173 | 2784.98 |  | 3172.71 | 2751.77 |  | AZNMc_mm_HOT_1.5 | 74.9711 | 70.2391 | 64.3558 | 58.802 | 53.5499 | 48.6629 | 43.6918 | 39.1825 | 34.9486 | 30.9841 | 27.1615 | 23.9404 | 20.8247 | 17.9258 | 15.2328 | 12.7433 | 10.4175 | 8.2905 | 6.4933 | 5.061 | 3.9193 | 3.2833 | 2.8039 | 2.3861 | 2.0253 | 1.6911 | 1.4511 | 1.2233 | 1.0234 | 0.84154 | 0.67002 | 0.32647 |  |  |  | AZNMc_mm_HOT_1.5 | 238.2932 | 226.3949 | 215.0906 | 204.3508 | 194.1472 | 184.4531 | 175.243 | 166.4929 | 158.1796 | 150.2814 | 142.7776 | 135.6485 | 128.8754 | 122.4404 | 116.3268 | 110.5184 | 105 | 105 | 105 | 105 | 105 | 105 | 105 | 105 | 105 | 105 | 105 | 105 | 105 | 105 | 105
Energy intensity incl. retrofit |  |  |  | #N/A | #N/A | #N/A | #N/A | 0 | 0 | 0 | 0 | 0 | 0 | 0 | 0 | 0 | 0 | 0 | 0 | 0 | 0 | 0 | 0 | 0 | 0 | 0 | 0 | 0 | 0 | 0 | 0 | 0 | 0 | 0 | 0 | 0 | [1260 empty] | ERCTc_mm | 0.012683 | 0.011865 | 0.018515 | 0.018571 | 0.019363 | 0.019355 | 0.019458 | 0.01963 | 0.0019766 | 0.019923 | 0.020278 | 0.02049 | 0.020835 | 0.021081 | 0.021312 | 0.021568 | 0.021832 | 0.022146 | 0.0022395 | 0.022636 | 0.022878 | 0.023047 | 0.00023208 | 0.023376 | 0.023554 | 0.023749 | 0.0023929 | 0.024104 | 0.024285 | 0.02445 | 0.024638 | [12 empty] | HDD | DE73 | 3095.5873 | 2880.64 |  | 3247.69 | 2843.63 |  | AZNMc_w_HOT_1.5 | 68.9052 | 64.5596 | 59.1566 | 54.0562 | 49.2328 | 44.7448 | 40.1796 | 36.0384 | 32.1502 | 28.5093 | 24.9988 | 22.0406 | 19.1793 | 16.5171 | 14.044 | 11.7577 | 9.6217 | 7.6684 | 6.0179 | 4.7026 | 3.654 | 3.07 | 2.6297 | 2.246 | 1.9146 | 1.6077 | 1.3873 | 1.1781 | 0.99455 | 0.82754 | 0.67002 | 0.31429 |  |  |  | AZNMc_w_HOT_1.5 | 208.5683 | 198.5077 | 188.9324 | 179.8189 | 171.1451 | 162.8897 | 155.0325 | 147.5543 | 140.4368 | 133.6626 | 127.2152 | 121.0788 | 115.2384 | 109.6797 | 104.3891 | 99.3538 | 94.5613 | 90 | 90 | 90 | 90 | 90 | 90 | 90 | 90 | 90 | 90 | 90 | 90 | 90 | 90
Energy intensity without retrofit |  |  |  | #N/A | #N/A | #N/A | #N/A | 0 | 0 | 0 | 0 | 0 | 0 | 0 | 0 | 0 | 0 | 0 | 0 | 0 | 0 | 0 | 0 | 0 | 0 | 0 | 0 | 0 | 0 | 0 | 0 | 0 | 0 | 0 | 0 | 0 | [1260 empty] | ERCTc_w | 0.012683 | 0.011865 | 0.018515 | 0.018571 | 0.019363 | 0.019355 | 0.019458 | 0.01963 | 0.0019766 | 0.019923 | 0.020278 | 0.02049 | 0.020835 | 0.021081 | 0.021312 | 0.021568 | 0.021832 | 0.022146 | 0.0022395 | 0.022636 | 0.022878 | 0.023047 | 0.00023208 | 0.023376 | 0.023554 | 0.023749 | 0.0023929 | 0.024104 | 0.024285 | 0.02445 | 0.024638 | [12 empty] | HDD | DE80 | 3026.8027 | 2754.01 |  | 3074 | 2824.23 |  | CAMXc_vc_HOT_1.5 | 59.6124 | 55.8585 | 51.1914 | 46.7856 | 42.6191 | 38.7423 | 34.7988 | 31.2217 | 27.8629 | 24.7179 | 21.6855 | 19.1302 | 16.6586 | 14.3589 | 12.2226 | 10.2477 | 8.4026 | 6.7153 | 5.2895 | 4.1534 | 3.2476 | 2.7431 | 2.3628 | 2.0314 | 1.7451 | 1.48 | 1.2896 | 1.1089 | 0.95036 | 0.80608 | 0.67002 | 0.30915 |  |  |  | CAMXc_vc_HOT_1.5 | 282.1675 | 267.3581 | 253.3258 | 240.0301 | 227.4322 | 215.4955 | 204.1853 | 193.4687 | 183.3145 | 173.6933 | 164.5771 | 155.9393 | 147.7549 | 140 | 140 | 140 | 140 | 140 | 140 | 140 | 140 | 140 | 140 | 140 | 140 | 140 | 140 | 140 | 140 | 140 | 140
E.target.1.5 |  |  |  | #N/A | #N/A | #N/A | #N/A | 0 | 0 | 0 | 0 | 0 | 0 | 0 | 0 | 0 | 0 | 0 | 0 | 0 | 0 | 0 | 0 | 0 | 0 | 0 | 0 | 0 | 0 | 0 | 0 | 0 | 0 | 0 | 0 | 0 | [1260 empty] | FRCCc_vh | 0.012683 | 0.011865 | 0.018515 | 0.018571 | 0.019363 | 0.019355 | 0.019458 | 0.01963 | 0.0019766 | 0.019923 | 0.020278 | 0.02049 | 0.020835 | 0.021081 | 0.021312 | 0.021568 | 0.021832 | 0.022146 | 0.0022395 | 0.022636 | 0.022878 | 0.023047 | 0.00023208 | 0.023376 | 0.023554 | 0.023749 | 0.0023929 | 0.024104 | 0.024285 | 0.02445 | 0.024638 | [12 empty] | HDD | DE91 | 2962.66 | 2690.66 |  | 3074.9 | 2725.45 |  | CAMXc_c_HOT_1.5 | 77.1178 | 72.2491 | 66.1958 | 60.4815 | 55.0777 | 50.0495 | 44.9348 | 40.2952 | 35.939 | 31.86 | 27.9269 | 24.6127 | 21.407 | 18.4244 | 15.6536 | 13.0922 | 10.6991 | 8.5106 | 6.6615 | 5.1879 | 4.0132 | 3.3588 | 2.8655 | 2.4357 | 2.0644 | 1.7206 | 1.4736 | 1.2392 | 1.0336 | 0.84649 | 0.67002 | 0.31589 |  |  |  | CAMXc_c_HOT_1.5 | 366.4932 | 341.791 | 318.7538 | 297.2693 | 277.2329 | 258.547 | 241.1205 | 224.8686 | 209.7121 | 195.5772 | 182.395 | 170.1013 | 158.6362 | 147.9439 | 137.9723 | 128.6727 | 120 | 120 | 120 | 120 | 120 | 120 | 120 | 120 | 120 | 120 | 120 | 120 | 120 | 120 | 120
E.target.2 |  |  |  | #N/A | #N/A | #N/A | #N/A | 0 | 0 | 0 | 0 | 0 | 0 | 0 | 0 | 0 | 0 | 0 | 0 | 0 | 0 | 0 | 0 | 0 | 0 | 0 | 0 | 0 | 0 | 0 | 0 | 0 | 0 | 0 | 0 | 0 | [1260 empty] | MROEc_vc | 0.012683 | 0.011865 | 0.018515 | 0.018571 | 0.019363 | 0.019355 | 0.019458 | 0.01963 | 0.0019766 | 0.019923 | 0.020278 | 0.02049 | 0.020835 | 0.021081 | 0.021312 | 0.021568 | 0.021832 | 0.022146 | 0.0022395 | 0.022636 | 0.022878 | 0.023047 | 0.00023208 | 0.023376 | 0.023554 | 0.023749 | 0.0023929 | 0.024104 | 0.024285 | 0.02445 | 0.024638 | [12 empty] | HDD | DE92 | 2832.8607 | 2538.65 |  | 2913.1 | 2582.71 |  | CAMXc_vh_HOT_1.5 | 67.6898 | 63.4215 | 58.1148 | 53.1052 | 48.3678 | 43.9597 | 39.4758 | 35.4084 | 31.5894 | 28.0134 | 24.5654 | 21.6599 | 18.8496 | 16.2348 | 13.8057 | 11.5602 | 9.4623 | 7.5437 | 5.9226 | 4.6307 | 3.6009 | 3.0272 | 2.5948 | 2.2179 | 1.8924 | 1.591 | 1.3745 | 1.169 | 0.98877 | 0.82473 | 0.67002 | 0.31789 |  |  |  | CAMXc_vh_HOT_1.5 | 297.4234 | 280.1903 | 263.9557 | 248.6618 | 234.254 | 220.681 | 207.8944 | 195.8487 | 184.501 | 173.8108 | 163.7399 | 154.2526 | 145.315 | 136.8953 | 128.9634 | 121.4911 | 114.4517 | 107.8202 | 101.573 | 95.6877 | 90.1434 | 84.9204 | 80 | 80 | 80 | 80 | 80 | 80 | 80 | 80 | 80
[1297 empty] | MROWc_vc | 0.012683 | 0.011865 | 0.018515 | 0.018571 | 0.019363 | 0.019355 | 0.019458 | 0.01963 | 0.0019766 | 0.019923 | 0.020278 | 0.02049 | 0.020835 | 0.021081 | 0.021312 | 0.021568 | 0.021832 | 0.022146 | 0.0022395 | 0.022636 | 0.022878 | 0.023047 | 0.00023208 | 0.023376 | 0.023554 | 0.023749 | 0.0023929 | 0.024104 | 0.024285 | 0.02445 | 0.024638 | [12 empty] | HDD | DE93 | 2925.1533 | 2661.06 |  | 2993.72 | 2703.91 |  | CAMXc_mm_HOT_1.5 | 51.3502 | 48.1225 | 44.1096 | 40.3213 | 36.7389 | 33.4056 | 30.0148 | 26.9391 | 24.0512 | 21.347 | 18.7397 | 16.5425 | 14.4174 | 12.4401 | 10.6032 | 8.9051 | 7.3187 | 5.8679 | 4.642 | 3.6651 | 2.8863 | 2.4525 | 2.1255 | 1.8405 | 1.5944 | 1.3665 | 1.2028 | 1.0474 | 0.91106 | 0.78701 | 0.67002 | 0.31169 |  |  |  | CAMXc_mm_HOT_1.5 | 238.2932 | 225.6231 | 213.6266 | 202.268 | 191.5134 | 181.3305 | 171.6891 | 162.5603 | 153.9169 | 145.7331 | 137.9844 | 130.6478 | 123.7012 | 117.1239 | 110.8964 | 105 | 105 | 105 | 105 | 105 | 105 | 105 | 105 | 105 | 105 | 105 | 105 | 105 | 105 | 105 | 105
Past Performance of the building |  |  |  | #N/A | #N/A | #N/A | #N/A | Selected building is from 2024 | Selected building is from 2024 | Selected building is from 2024 | Selected building is from 2024 | Selected building is from 2024 | Selected building is from 2024 | Selected building is from 2024 | Selected building is from 2024 | Selected building is from 2024 | Selected building is from 2024 | Selected building is from 2024 | Selected building is from 2024 | Selected building is from 2024 | Selected building is from 2024 | Selected building is from 2024 | Selected building is from 2024 | Selected building is from 2024 | Selected building is from 2024 | Selected building is from 2024 | Selected building is from 2024 | Selected building is from 2024 | Selected building is from 2024 | Selected building is from 2024 | Selected building is from 2024 | Selected building is from 2024 | Selected building is from 2024 | Selected building is from 2024 | [1262 empty] | MROWc_c | 0.012683 | 0.011865 | 0.018515 | 0.018571 | 0.019363 | 0.019355 | 0.019458 | 0.01963 | 0.0019766 | 0.019923 | 0.020278 | 0.02049 | 0.020835 | 0.021081 | 0.021312 | 0.021568 | 0.021832 | 0.022146 | 0.0022395 | 0.022636 | 0.022878 | 0.023047 | 0.00023208 | 0.023376 | 0.023554 | 0.023749 | 0.0023929 | 0.024104 | 0.024285 | 0.02445 | 0.024638 | [12 empty] | HDD | DE94 | 2792.4753 | 2551.42 |  | 2862.52 | 2559.1 |  | CAMXc_w_HOT_1.5 | 45.793 | 42.9192 | 39.3463 | 35.9735 | 32.7839 | 29.816 | 26.7971 | 24.0586 | 21.4874 | 19.0797 | 16.7583 | 14.8021 | 12.91 | 11.1494 | 9.514 | 8.0021 | 6.5896 | 5.2979 | 4.2065 | 3.3367 | 2.6433 | 2.2571 | 1.9659 | 1.7122 | 1.4931 | 1.2901 | 1.1443 | 1.006 | 0.88463 | 0.77418 | 0.67002 | 0.29293 |  |  |  | CAMXc_w_HOT_1.5 | 208.5683 | 197.8952 | 187.7684 | 178.1598 | 169.0428 | 160.3925 | 152.1847 | 144.397 | 137.0078 | 129.9968 | 123.3445 | 117.0326 | 111.0437 | 105.3613 | 99.9697 | 94.8539 | 90 | 90 | 90 | 90 | 90 | 90 | 90 | 90 | 90 | 90 | 90 | 90 | 90 | 90 | 90
|  |  |  | 0 | 0 | 0 | 0 | 0 | 0 | 0 | 0 | 0 | 0 | 0 | 0 | 0 | 0 | 0 | 0 | 0 | 0 | 0 | 0 | 0 | 0 | 0 | 0 | 0 | 0 | 0 | 0 | 0 | 0 | 0 | [1262 empty] | NEWEc_vc | 0.012683 | 0.011865 | 0.018515 | 0.018571 | 0.019363 | 0.019355 | 0.019458 | 0.01963 | 0.0019766 | 0.019923 | 0.020278 | 0.02049 | 0.020835 | 0.021081 | 0.021312 | 0.021568 | 0.021832 | 0.022146 | 0.0022395 | 0.022636 | 0.022878 | 0.023047 | 0.00023208 | 0.023376 | 0.023554 | 0.023749 | 0.0023929 | 0.024104 | 0.024285 | 0.02445 | 0.024638 | [12 empty] | HDD | DEA1 | 2559.2667 | 2257.34 |  | 2674.15 | 2284.95 |  | ERCTc_vh_HOT_1.5 | 104.1664 | 97.5751 | 89.3801 | 81.6439 | 74.3281 | 67.5209 | 60.5965 | 54.3154 | 48.4178 | 42.8956 | 37.5709 | 33.0841 | 28.7442 | 24.7062 | 20.9551 | 17.4873 | 14.2476 | 11.2848 | 8.7814 | 6.7864 | 5.196 | 4.3102 | 3.6424 | 3.0604 | 2.5578 | 2.0923 | 1.758 | 1.4406 | 1.1623 | 0.90893 | 0.67002 | 0.31353 |  |  |  | ERCTc_vh_HOT_1.5 | 297.4234 | 279.3951 | 262.4595 | 246.5505 | 231.6058 | 217.567 | 204.3791 | 191.9907 | 180.3531 | 169.421 | 159.1515 | 149.5045 | 140.4423 | 131.9294 | 123.9325 | 116.4203 | 109.3634 | 102.7344 | 96.5071 | 90.6573 | 85.1621 | 80 | 80 | 80 | 80 | 80 | 80 | 80 | 80 | 80 | 80
|  |  |  | #N/A | #N/A | #N/A | #N/A | #N/A | #N/A | #N/A | #N/A | #N/A | #N/A | #N/A | #N/A | #N/A | #N/A | #N/A | #N/A | #N/A | #N/A | #N/A | #N/A | #N/A | #N/A | #N/A | #N/A | #N/A | #N/A | #N/A | #N/A | #N/A | #N/A | #N/A | [1262 empty] | NEWEc_c | 0.012683 | 0.011865 | 0.018515 | 0.018571 | 0.019363 | 0.019355 | 0.019458 | 0.01963 | 0.0019766 | 0.019923 | 0.020278 | 0.02049 | 0.020835 | 0.021081 | 0.021312 | 0.021568 | 0.021832 | 0.022146 | 0.0022395 | 0.022636 | 0.022878 | 0.023047 | 0.00023208 | 0.023376 | 0.023554 | 0.023749 | 0.0023929 | 0.024104 | 0.024285 | 0.02445 | 0.024638 | [12 empty] | HDD | DEA2 | 2681.0727 | 2389.98 |  | 2788.25 | 2396.74 |  | ERCTc_mm_HOT_1.5 | 72.9871 | 68.3815 | 62.6553 | 57.2497 | 52.1379 | 47.3814 | 42.5431 | 38.1542 | 34.0333 | 30.1747 | 26.4542 | 23.319 | 20.2866 | 17.4651 | 14.844 | 12.421 | 10.1572 | 8.087 | 6.3378 | 4.9438 | 3.8325 | 3.2136 | 2.7469 | 2.3403 | 1.9891 | 1.6638 | 1.4302 | 1.2085 | 1.014 | 0.83696 | 0.67002 | 0.30457 |  |  |  | ERCTc_mm_HOT_1.5 | 238.2932 | 227.078 | 216.3906 | 206.2063 | 196.5012 | 187.2529 | 178.4399 | 170.0417 | 162.0387 | 154.4124 | 147.145 | 140.2197 | 133.6203 | 127.3315 | 121.3386 | 115.6279 | 110.1859 | 105 | 105 | 105 | 105 | 105 | 105 | 105 | 105 | 105 | 105 | 105 | 105 | 105 | 105
| x-axis | y-axis |  | 0 | 0 | 0 | 0 | 0 | 0 | 0 | 0 | 0 | 0 | 0 | 0 | 0 | 0 | 0 | 0 | 0 | 0 | 0 | 0 | 0 | 0 | 0 | 0 | 0 | 0 | 0 | 0 | 0 | 0 | 0 | [1262 empty] | NWPPc_vc | 0.012683 | 0.011865 | 0.018515 | 0.018571 | 0.019363 | 0.019355 | 0.019458 | 0.01963 | 0.0019766 | 0.019923 | 0.020278 | 0.02049 | 0.020835 | 0.021081 | 0.021312 | 0.021568 | 0.021832 | 0.022146 | 0.0022395 | 0.022636 | 0.022878 | 0.023047 | 0.00023208 | 0.023376 | 0.023554 | 0.023749 | 0.0023929 | 0.024104 | 0.024285 | 0.02445 | 0.024638 | [12 empty] | HDD | DEA3 | 2697.7453 | 2427.75 |  | 2800.97 | 2424.2 |  | ERCTc_w_HOT_1.5 | 66.964 | 62.742 | 57.4927 | 52.5374 | 47.8513 | 43.4909 | 39.0556 | 35.0322 | 31.2546 | 27.7173 | 24.3067 | 21.4326 | 18.6528 | 16.0662 | 13.6635 | 11.4423 | 9.3671 | 7.4693 | 5.8657 | 4.5878 | 3.5691 | 3.0017 | 2.5739 | 2.2012 | 1.8792 | 1.581 | 1.3669 | 1.1636 | 0.98532 | 0.82305 | 0.67002 | 0.2911 |  |  |  | ERCTc_w_HOT_1.5 | 208.5683 | 198.5077 | 188.9324 | 179.8189 | 171.1451 | 162.8897 | 155.0325 | 147.5543 | 140.4368 | 133.6626 | 127.2152 | 121.0788 | 115.2384 | 109.6797 | 104.3891 | 99.3538 | 94.5613 | 90 | 90 | 90 | 90 | 90 | 90 | 90 | 90 | 90 | 90 | 90 | 90 | 90 | 90
#N/A | #N/A | #N/A |  | #N/A | #N/A | #N/A | #N/A | #N/A | #N/A | #N/A | #N/A | #N/A | #N/A | #N/A | #N/A | #N/A | #N/A | #N/A | #N/A | #N/A | #N/A | #N/A | #N/A | #N/A | #N/A | #N/A | #N/A | #N/A | #N/A | #N/A | #N/A | #N/A | #N/A | #N/A | [1262 empty] | NWPPc_c | 0.012683 | 0.011865 | 0.018515 | 0.018571 | 0.019363 | 0.019355 | 0.019458 | 0.01963 | 0.0019766 | 0.019923 | 0.020278 | 0.02049 | 0.020835 | 0.021081 | 0.021312 | 0.021568 | 0.021832 | 0.022146 | 0.0022395 | 0.022636 | 0.022878 | 0.023047 | 0.00023208 | 0.023376 | 0.023554 | 0.023749 | 0.0023929 | 0.024104 | 0.024285 | 0.02445 | 0.024638 | [12 empty] | HDD | DEA4 | 2850.998 | 2594.14 |  | 2962.17 | 2606.1 |  | FRCCc_vh_HOT_1.5 | 106.0919 | 99.3779 | 91.0305 | 83.1504 | 75.6985 | 68.7646 | 61.7114 | 55.3134 | 49.3061 | 43.6811 | 38.2574 | 33.6871 | 29.2665 | 25.1534 | 21.3324 | 17.8002 | 14.5002 | 11.4823 | 8.9323 | 6.9002 | 5.2802 | 4.3779 | 3.6977 | 3.1049 | 2.5929 | 2.1188 | 1.7782 | 1.455 | 1.1714 | 0.91338 | 0.67002 | 0.2965 |  |  |  | FRCCc_vh_HOT_1.5 | 297.4234 | 276.4984 | 257.0456 | 238.9613 | 222.1494 | 206.5202 | 191.9907 | 178.4833 | 165.9262 | 154.2526 | 143.4003 | 133.3115 | 123.9325 | 115.2133 | 107.1075 | 99.5721 | 92.5667 | 86.0543 | 80 | 80 | 80 | 80 | 80 | 80 | 80 | 80 | 80 | 80 | 80 | 80 | 80
[1297 empty] | NWPPc_mm | 0.012683 | 0.011865 | 0.018515 | 0.018571 | 0.019363 | 0.019355 | 0.019458 | 0.01963 | 0.0019766 | 0.019923 | 0.020278 | 0.02049 | 0.020835 | 0.021081 | 0.021312 | 0.021568 | 0.021832 | 0.022146 | 0.0022395 | 0.022636 | 0.022878 | 0.023047 | 0.00023208 | 0.023376 | 0.023554 | 0.023749 | 0.0023929 | 0.024104 | 0.024285 | 0.02445 | 0.024638 | [12 empty] | HDD | DEA5 | 2971.14 | 2740.43 |  | 3100.72 | 2719.67 |  | MROEc_vc_HOT_1.5 | 134.442 | 125.9226 | 115.3303 | 105.3311 | 95.8752 | 87.0766 | 78.1267 | 70.0082 | 62.3854 | 55.2477 | 48.3655 | 42.5661 | 36.9567 | 31.7375 | 26.889 | 22.4069 | 18.2194 | 14.3899 | 11.1542 | 8.5756 | 6.52 | 5.3751 | 4.5119 | 3.7597 | 3.11 | 2.5084 | 2.0762 | 1.6661 | 1.3063 | 0.97882 | 0.67002 | 0.29769 |  |  |  | MROEc_vc_HOT_1.5 | 282.1675 | 270.7712 | 259.8351 | 249.3407 | 239.2701 | 229.6063 | 220.3328 | 211.4338 | 202.8943 | 194.6997 | 186.836 | 179.2899 | 172.0487 | 165.0998 | 158.4317 | 152.0328 | 145.8924 | 140 | 140 | 140 | 140 | 140 | 140 | 140 | 140 | 140 | 140 | 140 | 140 | 140 | 140
Ecological payback | [1296 empty] | NWPPc_w | 0.012683 | 0.011865 | 0.018515 | 0.018571 | 0.019363 | 0.019355 | 0.019458 | 0.01963 | 0.0019766 | 0.019923 | 0.020278 | 0.02049 | 0.020835 | 0.021081 | 0.021312 | 0.021568 | 0.021832 | 0.022146 | 0.0022395 | 0.022636 | 0.022878 | 0.023047 | 0.00023208 | 0.023376 | 0.023554 | 0.023749 | 0.0023929 | 0.024104 | 0.024285 | 0.02445 | 0.024638 | [12 empty] | HDD | DEB1 | 2933.306 | 2692.32 |  | 3073.12 | 2645.33 |  | MROWc_vc_HOT_1.5 | 94.1654 | 88.211 | 80.8079 | 73.8193 | 67.2105 | 61.061 | 54.8058 | 49.1316 | 43.8039 | 38.8152 | 34.0052 | 29.9519 | 26.0313 | 22.3836 | 18.9949 | 15.8623 | 12.9356 | 10.2591 | 7.9976 | 6.1954 | 4.7587 | 3.9584 | 3.3551 | 2.8294 | 2.3754 | 1.9549 | 1.6528 | 1.3662 | 1.1147 | 0.88585 | 0.67002 | 0.36539 |  |  |  | MROWc_vc_HOT_1.5 | 282.1675 | 270.0744 | 258.4995 | 247.4207 | 236.8167 | 226.6672 | 216.9526 | 207.6544 | 198.7548 | 190.2365 | 182.0833 | 174.2796 | 166.8103 | 159.6611 | 152.8183 | 146.2688 | 140 | 140 | 140 | 140 | 140 | 140 | 140 | 140 | 140 | 140 | 140 | 140 | 140 | 140 | 140
Cumulated savings |  |  |  | 0 | 0 | 0 | 0 | 0 | 0 | 0 | 0 | 0 | 0 | 0 | 0 | 0 | 0 | 0 | 0 | 0 | 0 | 0 | 0 | 0 | 0 | 0 | 0 | 0 | 0 | 0 | 0 | 0 | 0 | 0 | 0 | 0 | [1260 empty] | NYSTc_vc | 0.012683 | 0.011865 | 0.018515 | 0.018571 | 0.019363 | 0.019355 | 0.019458 | 0.01963 | 0.0019766 | 0.019923 | 0.020278 | 0.02049 | 0.020835 | 0.021081 | 0.021312 | 0.021568 | 0.021832 | 0.022146 | 0.0022395 | 0.022636 | 0.022878 | 0.023047 | 0.00023208 | 0.023376 | 0.023554 | 0.023749 | 0.0023929 | 0.024104 | 0.024285 | 0.02445 | 0.024638 | [12 empty] | HDD | DEB2 | 3011.736 | 2737.58 |  | 3185.73 | 2747.24 |  | MROWc_c_HOT_1.5 | 120.7438 | 113.0967 | 103.5891 | 94.6139 | 86.1262 | 78.2286 | 70.1952 | 62.908 | 56.0657 | 49.659 | 43.4815 | 38.276 | 33.2409 | 28.5562 | 24.2042 | 20.181 | 16.4224 | 12.985 | 10.0807 | 7.7661 | 5.921 | 4.8933 | 4.1185 | 3.4433 | 2.8601 | 2.3201 | 1.9322 | 1.5641 | 1.2411 | 0.9472 | 0.67002 | GHG | GHG | GHG |  | MROWc_c_HOT_1.5 | 366.4932 | 344.4514 | 323.7352 | 304.2649 | 285.9656 | 268.7669 | 252.6025 | 237.4104 | 223.1319 | 209.7121 | 197.0995 | 185.2454 | 174.1043 | 163.6332 | 153.7919 | 144.5424 | 135.8493 | 127.6789 | 120 | 120 | 120 | 120 | 120 | 120 | 120 | 120 | 120 | 120 | 120 | 120 | 120
Initial embodied carbon |  |  |  | 0 | 0 | 0 | 0 | 0 | 0 | 0 | 0 | 0 | 0 | 0 | 0 | 0 | 0 | 0 | 0 | 0 | 0 | 0 | 0 | 0 | 0 | 0 | 0 | 0 | 0 | 0 | 0 | 0 | 0 | 0 | 0 | 0 | [1260 empty] | NYSTc_c | 0.012683 | 0.011865 | 0.018515 | 0.018571 | 0.019363 | 0.019355 | 0.019458 | 0.01963 | 0.0019766 | 0.019923 | 0.020278 | 0.02049 | 0.020835 | 0.021081 | 0.021312 | 0.021568 | 0.021832 | 0.022146 | 0.0022395 | 0.022636 | 0.022878 | 0.023047 | 0.00023208 | 0.023376 | 0.023554 | 0.023749 | 0.0023929 | 0.024104 | 0.024285 | 0.02445 | 0.024638 | [12 empty] | HDD | DEB3 | 2698.6693 | 2422.08 |  | 2816.71 | 2407.04 |  | NEWEc_vc_HOT_1.5 | 60.8961 | 57.0605 | 52.2917 | 47.79 | 43.5328 | 39.5715 | 35.5422 | 31.8871 | 28.4552 | 25.2417 | 22.1432 | 19.5322 | 17.0068 | 14.657 | 12.4742 | 10.4563 | 8.571 | 6.8469 | 5.3902 | 4.2292 | 3.3038 | 2.7883 | 2.3997 | 2.061 | 1.7685 | 1.4977 | 1.3031 | 1.1185 | 0.95646 | 0.80905 | 0.67002 | 1.5382 |  |  |  | NEWEc_vc_HOT_1.5 | 282.1675 | 263.0687 | 245.2626 | 228.6617 | 213.1844 | 198.7548 | 185.3018 | 172.7594 | 161.066 | 150.164 | 140 | 140 | 140 | 140 | 140 | 140 | 140 | 140 | 140 | 140 | 140 | 140 | 140 | 140 | 140 | 140 | 140 | 140 | 140 | 140 | 140
Cumulated emissions wo RF |  |  |  | 0 | 0 | 0 | 0 | 0 | 0 | 0 | 0 | 0 | 0 | 0 | 0 | 0 | 0 | 0 | 0 | 0 | 0 | 0 | 0 | 0 | 0 | 0 | 0 | 0 | 0 | 0 | 0 | 0 | 0 | 0 | 0 | 0 | [1260 empty] | NYSTc_mm | 0.012683 | 0.011865 | 0.018515 | 0.018571 | 0.019363 | 0.019355 | 0.019458 | 0.01963 | 0.0019766 | 0.019923 | 0.020278 | 0.02049 | 0.020835 | 0.021081 | 0.021312 | 0.021568 | 0.021832 | 0.022146 | 0.0022395 | 0.022636 | 0.022878 | 0.023047 | 0.00023208 | 0.023376 | 0.023554 | 0.023749 | 0.0023929 | 0.024104 | 0.024285 | 0.02445 | 0.024638 | [12 empty] | HDD | DEC0 | 2800.5113 | 2498.73 |  | 2934.3 | 2495.88 |  | NEWEc_c_HOT_1.5 | 78.7386 | 73.7667 | 67.5851 | 61.7496 | 56.2312 | 51.0964 | 45.8733 | 41.1354 | 36.6868 | 32.5213 | 28.5048 | 25.1203 | 21.8467 | 18.8008 | 15.9713 | 13.3555 | 10.9118 | 8.6769 | 6.7885 | 5.2837 | 4.084 | 3.4158 | 2.9121 | 2.4731 | 2.094 | 1.7429 | 1.4907 | 1.2513 | 1.0413 | 0.85024 | 0.67002 | 1.7036 |  |  |  | NEWEc_c_HOT_1.5 | 366.4932 | 340.2047 | 315.8018 | 293.1494 | 272.1218 | 252.6025 | 234.4834 | 217.6639 | 202.0509 | 187.5578 | 174.1043 | 161.6158 | 150.0231 | 139.262 | 129.2727 | 120 | 120 | 120 | 120 | 120 | 120 | 120 | 120 | 120 | 120 | 120 | 120 | 120 | 120 | 120 | 120
Cumulated emissions w RF |  |  |  | 0 | 0 | 0 | 0 | 0 | 0 | 0 | 0 | 0 | 0 | 0 | 0 | 0 | 0 | 0 | 0 | 0 | 0 | 0 | 0 | 0 | 0 | 0 | 0 | 0 | 0 | 0 | 0 | 0 | 0 | 0 | 0 | 0 | [1260 empty] | RFCEc_vc | 0.012683 | 0.011865 | 0.018515 | 0.018571 | 0.019363 | 0.019355 | 0.019458 | 0.01963 | 0.0019766 | 0.019923 | 0.020278 | 0.02049 | 0.020835 | 0.021081 | 0.021312 | 0.021568 | 0.021832 | 0.022146 | 0.0022395 | 0.022636 | 0.022878 | 0.023047 | 0.00023208 | 0.023376 | 0.023554 | 0.023749 | 0.0023929 | 0.024104 | 0.024285 | 0.02445 | 0.024638 | [12 empty] | HDD | DED2 | 3026.466 | 2766 |  | 3202.17 | 2829.06 |  | NWPPc_vc_HOT_1.5 | 66.0877 | 61.9215 | 56.7416 | 51.8518 | 47.2276 | 42.9249 | 38.5482 | 34.578 | 30.8503 | 27.3598 | 23.9942 | 21.1582 | 18.4151 | 15.8627 | 13.4917 | 11.2999 | 9.2521 | 7.3794 | 5.797 | 4.536 | 3.5308 | 2.9709 | 2.5488 | 2.1809 | 1.8632 | 1.569 | 1.3577 | 1.1571 | 0.98115 | 0.82103 | 0.67002 | 1.7036 |  |  |  | NWPPc_vc_HOT_1.5 | 282.1675 | 268.3896 | 255.2844 | 242.8192 | 230.9626 | 219.6849 | 208.9579 | 198.7548 | 189.0498 | 179.8187 | 171.0383 | 162.6867 | 154.7429 | 147.187 | 140 | 140 | 140 | 140 | 140 | 140 | 140 | 140 | 140 | 140 | 140 | 140 | 140 | 140 | 140 | 140 | 140
Stranding | No Embodied Carbon Data entered | [1295 empty] | RFCEc_c | 0.012683 | 0.011865 | 0.018515 | 0.018571 | 0.019363 | 0.019355 | 0.019458 | 0.01963 | 0.0019766 | 0.019923 | 0.020278 | 0.02049 | 0.020835 | 0.021081 | 0.021312 | 0.021568 | 0.021832 | 0.022146 | 0.0022395 | 0.022636 | 0.022878 | 0.023047 | 0.00023208 | 0.023376 | 0.023554 | 0.023749 | 0.0023929 | 0.024104 | 0.024285 | 0.02445 | 0.024638 | [12 empty] | HDD | DED4 | 3250.548 | 3002.3 |  | 3430.96 | 3011.57 |  | NWPPc_c_HOT_1.5 | 85.2934 | 79.9041 | 73.2035 | 66.878 | 60.8963 | 55.3304 | 49.6687 | 44.5329 | 39.7108 | 35.1956 | 30.8419 | 27.1732 | 23.6248 | 20.3231 | 17.256 | 14.4206 | 11.7717 | 9.3492 | 7.3023 | 5.6711 | 4.3707 | 3.6464 | 3.1003 | 2.6245 | 2.2135 | 1.8329 | 1.5596 | 1.3001 | 1.0725 | 0.86537 | 0.67002 | 1.7036 |  |  |  | NWPPc_c_HOT_1.5 | 366.4932 | 341.791 | 318.7538 | 297.2693 | 277.2329 | 258.547 | 241.1205 | 224.8686 | 209.7121 | 195.5772 | 182.395 | 170.1013 | 158.6362 | 147.9439 | 137.9723 | 128.6727 | 120 | 120 | 120 | 120 | 120 | 120 | 120 | 120 | 120 | 120 | 120 | 120 | 120 | 120 | 120 | bar: 2020 to 2036 2052
Budget 1.5°C |  |  |  | #N/A | #N/A | #N/A | #N/A | 0 | 0 | 0 | 0 | 0 | 0 | 0 | 0 | 0 | 0 | 0 | 0 | 0 | 0 | 0 | 0 | 0 | 0 | 0 | 0 | 0 | 0 | 0 | 0 | 0 | 0 | 0 | #N/A | #N/A | [1260 empty] | RFCEc_mm | 0.012683 | 0.011865 | 0.018515 | 0.018571 | 0.019363 | 0.019355 | 0.019458 | 0.01963 | 0.0019766 | 0.019923 | 0.020278 | 0.02049 | 0.020835 | 0.021081 | 0.021312 | 0.021568 | 0.021832 | 0.022146 | 0.0022395 | 0.022636 | 0.022878 | 0.023047 | 0.00023208 | 0.023376 | 0.023554 | 0.023749 | 0.0023929 | 0.024104 | 0.024285 | 0.02445 | 0.024638 | [12 empty] | HDD | DED5 | 2853.102 | 2573.87 |  | 3021.59 | 2655.91 |  | NWPPc_mm_HOT_1.5 | 57.5822 | 53.9576 | 49.4512 | 45.1972 | 41.1742 | 37.431 | 33.6233 | 30.1693 | 26.9263 | 23.8896 | 20.9616 | 18.4943 | 16.1079 | 13.8874 | 11.8247 | 9.9178 | 8.1363 | 6.507 | 5.1304 | 4.0334 | 3.1588 | 2.6717 | 2.3045 | 1.9845 | 1.7081 | 1.4521 | 1.2683 | 1.0938 | 0.9407 | 0.8014 | 0.67002 | 1.7036 |  |  |  | NWPPc_mm_HOT_1.5 | 238.2932 | 225.6231 | 213.6266 | 202.268 | 191.5134 | 181.3305 | 171.6891 | 162.5603 | 153.9169 | 145.7331 | 137.9844 | 130.6478 | 123.7012 | 117.1239 | 110.8964 | 105 | 105 | 105 | 105 | 105 | 105 | 105 | 105 | 105 | 105 | 105 | 105 | 105 | 105 | 105 | 105
Budget all GHG |  |  |  | #N/A | #N/A | #N/A | #N/A | 0 | 0 | 0 | 0 | 0 | 0 | 0 | 0 | 0 | 0 | 0 | 0 | 0 | 0 | 0 | 0 | 0 | 0 | 0 | 0 | 0 | 0 | 0 | 0 | 0 | 0 | 0 | #N/A | #N/A | [1260 empty] | RFCMc_vc | 0.012683 | 0.011865 | 0.018515 | 0.018571 | 0.019363 | 0.019355 | 0.019458 | 0.01963 | 0.0019766 | 0.019923 | 0.020278 | 0.02049 | 0.020835 | 0.021081 | 0.021312 | 0.021568 | 0.021832 | 0.022146 | 0.0022395 | 0.022636 | 0.022878 | 0.023047 | 0.00023208 | 0.023376 | 0.023554 | 0.023749 | 0.0023929 | 0.024104 | 0.024285 | 0.02445 | 0.024638 | [12 empty] | HDD | DEE0 | 2888.0227 | 2608.71 |  | 3013.07 | 2673.5 |  | NWPPc_w_HOT_1.5 | 51.8908 | 48.6287 | 44.573 | 40.7443 | 37.1237 | 33.7547 | 30.3279 | 27.2193 | 24.3006 | 21.5676 | 18.9324 | 16.7118 | 14.564 | 12.5656 | 10.7092 | 8.993 | 7.3896 | 5.9233 | 4.6844 | 3.697 | 2.91 | 2.4716 | 2.141 | 1.853 | 1.6043 | 1.3739 | 1.2084 | 1.0514 | 0.91363 | 0.78826 | 0.67002 | 1.7036 |  |  |  | NWPPc_w_HOT_1.5 | 208.5683 | 197.8952 | 187.7684 | 178.1598 | 169.0428 | 160.3925 | 152.1847 | 144.397 | 137.0078 | 129.9968 | 123.3445 | 117.0326 | 111.0437 | 105.3613 | 99.9697 | 94.8539 | 90 | 90 | 90 | 90 | 90 | 90 | 90 | 90 | 90 | 90 | 90 | 90 | 90 | 90 | 90
|  |  |  | 2020 | 2021 | 2022 | 2023 | 2024 | 2025 | 2026 | 2027 | 2028 | 2029 | 2030 | 2031 | 2032 | 2033 | 2034 | 2035 | 2036 | 2037 | 2038 | 2039 | 2040 | 2041 | 2042 | 2043 | 2044 | 2045 | 2046 | 2047 | 2048 | 2049 | 2050 | [1262 empty] | RFCMc_c | 0.012683 | 0.011865 | 0.018515 | 0.018571 | 0.019363 | 0.019355 | 0.019458 | 0.01963 | 0.0019766 | 0.019923 | 0.020278 | 0.02049 | 0.020835 | 0.021081 | 0.021312 | 0.021568 | 0.021832 | 0.022146 | 0.0022395 | 0.022636 | 0.022878 | 0.023047 | 0.00023208 | 0.023376 | 0.023554 | 0.023749 | 0.0023929 | 0.024104 | 0.024285 | 0.02445 | 0.024638 | [12 empty] | HDD | DEF0 | 2999.6207 | 2743.48 |  | 3016.84 | 2785.57 |  | NYSTc_vc_HOT_1.5 | 72.7312 | 68.1419 | 62.436 | 57.0496 | 51.9558 | 47.2161 | 42.3949 | 38.0216 | 33.9153 | 30.0703 | 26.3629 | 23.2389 | 20.2172 | 17.4056 | 14.7938 | 12.3794 | 10.1237 | 8.0608 | 6.3177 | 4.9287 | 3.8213 | 3.2046 | 2.7396 | 2.3344 | 1.9844 | 1.6603 | 1.4275 | 1.2066 | 1.0128 | 0.83637 | 0.67002 | 1.7036 |  |  |  | NYSTc_vc_HOT_1.5 | 282.1675 | 269.2868 | 256.9941 | 245.2626 | 234.0665 | 223.3816 | 213.1844 | 203.4527 | 194.1653 | 185.3018 | 176.8429 | 168.7702 | 161.066 | 153.7135 | 146.6966 | 140 | 140 | 140 | 140 | 140 | 140 | 140 | 140 | 140 | 140 | 140 | 140 | 140 | 140 | 140 | 140
Emission factor |  |  |  | #N/A | #N/A | #N/A | #N/A | #N/A | #N/A | #N/A | #N/A | #N/A | #N/A | #N/A | #N/A | #N/A | #N/A | #N/A | #N/A | #N/A | #N/A | #N/A | #N/A | #N/A | #N/A | #N/A | #N/A | #N/A | #N/A | #N/A | #N/A | #N/A | #N/A | #N/A | [1262 empty] | RFCWc_vc | 0.012683 | 0.011865 | 0.018515 | 0.018571 | 0.019363 | 0.019355 | 0.019458 | 0.01963 | 0.0019766 | 0.019923 | 0.020278 | 0.02049 | 0.020835 | 0.021081 | 0.021312 | 0.021568 | 0.021832 | 0.022146 | 0.0022395 | 0.022636 | 0.022878 | 0.023047 | 0.00023208 | 0.023376 | 0.023554 | 0.023749 | 0.0023929 | 0.024104 | 0.024285 | 0.02445 | 0.024638 | [12 empty] | HDD | DEG0 | 3125.218 | 2905.18 |  | 3299.39 | 2890.57 |  | NYSTc_c_HOT_1.5 | 93.6814 | 87.7578 | 80.3931 | 73.4407 | 66.866 | 60.7483 | 54.5255 | 48.8807 | 43.5806 | 38.6178 | 33.8326 | 29.8003 | 25.9001 | 22.2711 | 18.9 | 15.7836 | 12.8721 | 10.2095 | 7.9597 | 6.1668 | 4.7375 | 3.9414 | 3.3412 | 2.8182 | 2.3665 | 1.9482 | 1.6478 | 1.3626 | 1.1124 | 0.88473 | 0.67002 | 1.7036 |  |  |  | NYSTc_c_HOT_1.5 | 366.4932 | 343.1969 | 321.3814 | 300.9526 | 281.8223 | 263.9081 | 247.1327 | 231.4235 | 216.713 | 202.9375 | 190.0376 | 177.9578 | 166.6458 | 156.0529 | 146.1333 | 136.8442 | 128.1457 | 120 | 120 | 120 | 120 | 120 | 120 | 120 | 120 | 120 | 120 | 120 | 120 | 120 | 120
Electricity price |  |  |  | #N/A | #N/A | #N/A | #N/A | #N/A | #N/A | #N/A | #N/A | #N/A | #N/A | #N/A | #N/A | #N/A | #N/A | #N/A | #N/A | #N/A | #N/A | #N/A | #N/A | #N/A | #N/A | #N/A | #N/A | #N/A | #N/A | #N/A | #N/A | #N/A | #N/A | #N/A | [1262 empty] | RFCWc_c | 0.012683 | 0.011865 | 0.018515 | 0.018571 | 0.019363 | 0.019355 | 0.019458 | 0.01963 | 0.0019766 | 0.019923 | 0.020278 | 0.02049 | 0.020835 | 0.021081 | 0.021312 | 0.021568 | 0.021832 | 0.022146 | 0.0022395 | 0.022636 | 0.022878 | 0.023047 | 0.00023208 | 0.023376 | 0.023554 | 0.023749 | 0.0023929 | 0.024104 | 0.024285 | 0.02445 | 0.024638 | [12 empty] | HDD | EE00 | 4144.2853 | 3553.49 |  | 4283.1 | 4117.58 |  | NYSTc_mm_HOT_1.5 | 63.976 | 59.9442 | 54.9316 | 50.1996 | 45.7247 | 41.5609 | 37.3255 | 33.4835 | 29.8761 | 26.4982 | 23.2413 | 20.4968 | 17.8422 | 15.3723 | 13.0778 | 10.9567 | 8.9751 | 7.1628 | 5.6315 | 4.4112 | 3.4385 | 2.8966 | 2.4881 | 2.1322 | 1.8247 | 1.54 | 1.3355 | 1.1414 | 0.97111 | 0.81616 | 0.67002 | 1.7036 |  |  |  | NYSTc_mm_HOT_1.5 | 238.2932 | 227.078 | 216.3906 | 206.2063 | 196.5012 | 187.2529 | 178.4399 | 170.0417 | 162.0387 | 154.4124 | 147.145 | 140.2197 | 133.6203 | 127.3315 | 121.3386 | 115.6279 | 110.1859 | 105 | 105 | 105 | 105 | 105 | 105 | 105 | 105 | 105 | 105 | 105 | 105 | 105 | 105
Carbon price |  |  |  | 2020: #N/A; 2021: #N/A; 2022: #N/A; 2023: #N/A | [1262 empty] | RFCWc_mm | 0.012683 | 0.011865 | 0.018515 | 0.018571 | 0.019363 | 0.019355 | 0.019458 | 0.01963 | 0.0019766 | 0.019923 | 0.020278 | 0.02049 | 0.020835 | 0.021081 | 0.021312 | 0.021568 | 0.021832 | 0.022146 | 0.0022395 | 0.022636 | 0.022878 | 0.023047 | 0.00023208 | 0.023376 | 0.023554 | 0.023749 | 0.0023929 | 0.024104 | 0.024285 | 0.02445 | 0.024638 | [12 empty] | HDD | IE04 | 2855.842 | 2833.47 |  | 2711.45 | 2630.2 |  | RFCEc_vc_HOT_1.5 | 69.8711 | 65.4639 | 59.9845 | 54.8118 | 49.9202 | 45.3687 | 40.7388 | 36.5391 | 32.5957 | 28.9034 | 25.3432 | 22.3431 | 19.4413 | 16.7414 | 14.2333 | 11.9146 | 9.7484 | 7.7674 | 6.0936 | 4.7596 | 3.6963 | 3.104 | 2.6574 | 2.2683 | 1.9322 | 1.621 | 1.3975 | 1.1853 | 0.99915 | 0.82977 | 0.67002 | 1.7036 |  |  |  | RFCEc_vc_HOT_1.5 | 282.1675 | 263.0687 | 245.2626 | 228.6617 | 213.1844 | 198.7548 | 185.3018 | 172.7594 | 161.066 | 150.164 | 140 | 140 | 140 | 140 | 140 | 140 | 140 | 140 | 140 | 140 | 140 | 140 | 140 | 140 | 140 | 140 | 140 | 140 | 140 | 140 | 140
Display |  |  |  | #N/A | #N/A | #N/A | #N/A | #N/A | #N/A | #N/A | #N/A | #N/A | #N/A | #N/A | #N/A | #N/A | #N/A | #N/A | #N/A | #N/A | #N/A | #N/A | #N/A | #N/A | #N/A | #N/A | #N/A | #N/A | #N/A | #N/A | #N/A | #N/A | #N/A | #N/A | [1262 empty] | RMPAc_vc | 0.012683 | 0.011865 | 0.018515 | 0.018571 | 0.019363 | 0.019355 | 0.019458 | 0.01963 | 0.0019766 | 0.019923 | 0.020278 | 0.02049 | 0.020835 | 0.021081 | 0.021312 | 0.021568 | 0.021832 | 0.022146 | 0.0022395 | 0.022636 | 0.022878 | 0.023047 | 0.00023208 | 0.023376 | 0.023554 | 0.023749 | 0.0023929 | 0.024104 | 0.024285 | 0.02445 | 0.024638 | [12 empty] | HDD | IE05 | 2646.1127 | 2621.3 |  | 2537.63 | 2424.1 |  | RFCEc_c_HOT_1.5 | 90.0702 | 84.3767 | 77.2978 | 70.6153 | 64.2959 | 58.4158 | 52.4346 | 47.0089 | 41.9146 | 37.1445 | 32.545 | 28.6693 | 24.9205 | 21.4325 | 18.1922 | 15.1968 | 12.3983 | 9.8391 | 7.6766 | 5.9534 | 4.5796 | 3.8144 | 3.2375 | 2.7348 | 2.3007 | 1.8986 | 1.6098 | 1.3357 | 1.0952 | 0.87639 | 0.67002 | 1.7036 |  |  |  | RFCEc_c_HOT_1.5 | 366.4932 | 338.4007 | 312.4616 | 288.5108 | 266.3958 | 245.9761 | 227.1215 | 209.7121 | 193.6373 | 178.7946 | 165.0896 | 152.4351 | 140.7507 | 129.9618 | 120 | 120 | 120 | 120 | 120 | 120 | 120 | 120 | 120 | 120 | 120 | 120 | 120 | 120 | 120 | 120 | 120
Title | Electricity emission factor [kgCO2e/m²] | [1295 empty] | RMPAc_c | 0.012683 | 0.011865 | 0.018515 | 0.018571 | 0.019363 | 0.019355 | 0.019458 | 0.01963 | 0.0019766 | 0.019923 | 0.020278 | 0.02049 | 0.020835 | 0.021081 | 0.021312 | 0.021568 | 0.021832 | 0.022146 | 0.0022395 | 0.022636 | 0.022878 | 0.023047 | 0.00023208 | 0.023376 | 0.023554 | 0.023749 | 0.0023929 | 0.024104 | 0.024285 | 0.02445 | 0.024638 | [12 empty] | HDD | IE06 | 2888.196 | 2837.91 |  | 2740.8 | 2660.05 |  | RFCEc_mm_HOT_1.5 | 61.2233 | 57.3669 | 52.5722 | 48.046 | 43.7656 | 39.7829 | 35.7316 | 32.0567 | 28.6061 | 25.3752 | 22.2599 | 19.6347 | 17.0956 | 14.733 | 12.5383 | 10.5094 | 8.6139 | 6.8805 | 5.4158 | 4.2486 | 3.3181 | 2.7998 | 2.4091 | 2.0686 | 1.7745 | 1.5022 | 1.3066 | 1.1209 | 0.95802 | 0.8098 | 0.67002 | 1.7036 |  |  |  | RFCEc_mm_HOT_1.5 | 238.2932 | 222.5622 | 207.8698 | 194.1472 | 181.3305 | 169.3599 | 158.1796 | 147.7373 | 137.9844 | 128.8754 | 120.3676 | 112.4215 | 105 | 105 | 105 | 105 | 105 | 105 | 105 | 105 | 105 | 105 | 105 | 105 | 105 | 105 | 105 | 105 | 105 | 105 | 105
[1297 empty] | RMPAc_mm | 0.012683 | 0.011865 | 0.018515 | 0.018571 | 0.019363 | 0.019355 | 0.019458 | 0.01963 | 0.0019766 | 0.019923 | 0.020278 | 0.02049 | 0.020835 | 0.021081 | 0.021312 | 0.021568 | 0.021832 | 0.022146 | 0.0022395 | 0.022636 | 0.022878 | 0.023047 | 0.00023208 | 0.023376 | 0.023554 | 0.023749 | 0.0023929 | 0.024104 | 0.024285 | 0.02445 | 0.024638 | [12 empty] | HDD | EL30 | 1061.8013 | 1059.12 |  | 1029.88 | 1107.15 |  | RFCMc_vc_HOT_1.5 | 106.8655 | 100.1023 | 91.6936 | 83.7557 | 76.2491 | 69.2643 | 62.1594 | 55.7144 | 49.663 | 43.9968 | 38.5333 | 33.9294 | 29.4763 | 25.333 | 21.4841 | 17.9259 | 14.6017 | 11.5616 | 8.993 | 6.9459 | 5.3141 | 4.4051 | 3.7199 | 3.1228 | 2.607 | 2.1294 | 1.7863 | 1.4607 | 1.1751 | 0.91517 | 0.67002 | 1.7036 |  |  |  | RFCMc_vc_HOT_1.5 | 282.1675 | 266.1596 | 251.0598 | 236.8167 | 223.3816 | 210.7087 | 198.7548 | 187.479 | 176.8429 | 166.8103 | 157.3468 | 148.4202 | 140 | 140 | 140 | 140 | 140 | 140 | 140 | 140 | 140 | 140 | 140 | 140 | 140 | 140 | 140 | 140 | 140 | 140 | 140
[1297 empty] | SPNOc_c | 0.012683 | 0.011865 | 0.018515 | 0.018571 | 0.019363 | 0.019355 | 0.019458 | 0.01963 | 0.0019766 | 0.019923 | 0.020278 | 0.02049 | 0.020835 | 0.021081 | 0.021312 | 0.021568 | 0.021832 | 0.022146 | 0.0022395 | 0.022636 | 0.022878 | 0.023047 | 0.00023208 | 0.023376 | 0.023554 | 0.023749 | 0.0023929 | 0.024104 | 0.024285 | 0.02445 | 0.024638 | [12 empty] | HDD | EL41 | 1067.7393 | 999.71 |  | 978.86 | 1087.65 |  | RFCMc_c_HOT_1.5 | 136.7788 | 128.1105 | 117.3332 | 107.1593 | 97.5383 | 88.586 | 79.4798 | 71.2194 | 63.4634 | 56.2011 | 49.1986 | 43.2979 | 37.5905 | 32.2801 | 27.347 | 22.7866 | 18.526 | 14.6296 | 11.3374 | 8.7137 | 6.6222 | 5.4572 | 4.579 | 3.8136 | 3.1526 | 2.5405 | 2.1008 | 1.6835 | 1.3174 | 0.98422 | 0.67002 | 1.7036 |  |  |  | RFCMc_c_HOT_1.5 | 366.4932 | 340.2047 | 315.8018 | 293.1494 | 272.1218 | 252.6025 | 234.4834 | 217.6639 | 202.0509 | 187.5578 | 174.1043 | 161.6158 | 150.0231 | 139.262 | 129.2727 | 120 | 120 | 120 | 120 | 120 | 120 | 120 | 120 | 120 | 120 | 120 | 120 | 120 | 120 | 120 | 120
[1297 empty] | SPNOc_mm | 0.012683 | 0.011865 | 0.018515 | 0.018571 | 0.019363 | 0.019355 | 0.019458 | 0.01963 | 0.0019766 | 0.019923 | 0.020278 | 0.02049 | 0.020835 | 0.021081 | 0.021312 | 0.021568 | 0.021832 | 0.022146 | 0.0022395 | 0.022636 | 0.022878 | 0.023047 | 0.00023208 | 0.023376 | 0.023554 | 0.023749 | 0.0023929 | 0.024104 | 0.024285 | 0.02445 | 0.024638 | [12 empty] | HDD | EL42 | 583.244 | 500.91 |  | 502.63 | 634.68 |  | RFCWc_vc_HOT_1.5 | 94.4726 | 88.4987 | 81.0712 | 74.0597 | 67.4291 | 61.2594 | 54.9836 | 49.2908 | 43.9456 | 38.9406 | 34.1147 | 30.0481 | 26.1147 | 22.4549 | 19.0551 | 15.9122 | 12.9759 | 10.2906 | 8.0217 | 6.2135 | 4.7721 | 3.9692 | 3.364 | 2.8365 | 2.381 | 1.9591 | 1.6561 | 1.3685 | 1.1162 | 0.88656 | 0.67002 | 1.7036 |  |  |  | RFCWc_vc_HOT_1.5 | 282.1675 | 267.3581 | 253.3258 | 240.0301 | 227.4322 | 215.4955 | 204.1853 | 193.4687 | 183.3145 | 173.6933 | 164.5771 | 155.9393 | 147.7549 | 140 | 140 | 140 | 140 | 140 | 140 | 140 | 140 | 140 | 140 | 140 | 140 | 140 | 140 | 140 | 140 | 140 | 140
[1297 empty] | SPSOc_mm | 0.012683 | 0.011865 | 0.018515 | 0.018571 | 0.019363 | 0.019355 | 0.019458 | 0.01963 | 0.0019766 | 0.019923 | 0.020278 | 0.02049 | 0.020835 | 0.021081 | 0.021312 | 0.021568 | 0.021832 | 0.022146 | 0.0022395 | 0.022636 | 0.022878 | 0.023047 | 0.00023208 | 0.023376 | 0.023554 | 0.023749 | 0.0023929 | 0.024104 | 0.024285 | 0.02445 | 0.024638 | [12 empty] | HDD | EL43 | 829.5207 | 875.39 |  | 790.1 | 923.89 |  | RFCWc_c_HOT_1.5 | 121.1317 | 113.4599 | 103.9216 | 94.9173 | 86.4023 | 78.4791 | 70.4198 | 63.109 | 56.2447 | 49.8172 | 43.6198 | 38.3974 | 33.3461 | 28.6462 | 24.2802 | 20.2441 | 16.4733 | 13.0248 | 10.111 | 7.789 | 5.9379 | 4.9069 | 4.1296 | 3.4522 | 2.8672 | 2.3254 | 1.9363 | 1.567 | 1.243 | 0.9481 | 0.67002 | 1.7036 |  |  |  | RFCWc_c_HOT_1.5 | 366.4932 | 340.2047 | 315.8018 | 293.1494 | 272.1218 | 252.6025 | 234.4834 | 217.6639 | 202.0509 | 187.5578 | 174.1043 | 161.6158 | 150.0231 | 139.262 | 129.2727 | 120 | 120 | 120 | 120 | 120 | 120 | 120 | 120 | 120 | 120 | 120 | 120 | 120 | 120 | 120 | 120
[1297 empty] | SPSOc_w | 0.012683 | 0.011865 | 0.018515 | 0.018571 | 0.019363 | 0.019355 | 0.019458 | 0.01963 | 0.0019766 | 0.019923 | 0.020278 | 0.02049 | 0.020835 | 0.021081 | 0.021312 | 0.021568 | 0.021832 | 0.022146 | 0.0022395 | 0.022636 | 0.022878 | 0.023047 | 0.00023208 | 0.023376 | 0.023554 | 0.023749 | 0.0023929 | 0.024104 | 0.024285 | 0.02445 | 0.024638 | [12 empty] | HDD | EL51 | 1911.3253 | 1809.16 |  | 1926.61 | 1875.7 |  | RFCWc_mm_HOT_1.5 | 84.9003 | 79.5359 | 72.8665 | 66.5704 | 60.6165 | 55.0764 | 49.441 | 44.3291 | 39.5294 | 35.0351 | 30.7017 | 27.0501 | 23.5181 | 20.2318 | 17.1789 | 14.3567 | 11.7201 | 9.3088 | 7.2715 | 5.6478 | 4.3535 | 3.6326 | 3.0891 | 2.6154 | 2.2064 | 1.8275 | 1.5554 | 1.2972 | 1.0706 | 0.86446 | 0.67002 | 1.7036 |  |  |  | RFCWc_mm_HOT_1.5 | 238.2932 | 224.7443 | 211.9657 | 199.9137 | 188.547 | 177.8265 | 167.7156 | 158.1796 | 149.1858 | 140.7034 | 132.7032 | 125.1579 | 118.0417 | 111.33 | 105 | 105 | 105 | 105 | 105 | 105 | 105 | 105 | 105 | 105 | 105 | 105 | 105 | 105 | 105 | 105 | 105
[1297 empty] | SRMVc_vh | 0.012683 | 0.011865 | 0.018515 | 0.018571 | 0.019363 | 0.019355 | 0.019458 | 0.01963 | 0.0019766 | 0.019923 | 0.020278 | 0.02049 | 0.020835 | 0.021081 | 0.021312 | 0.021568 | 0.021832 | 0.022146 | 0.0022395 | 0.022636 | 0.022878 | 0.023047 | 0.00023208 | 0.023376 | 0.023554 | 0.023749 | 0.0023929 | 0.024104 | 0.024285 | 0.02445 | 0.024638 | [12 empty] | HDD | EL52 | 1730.1053 | 1673.27 |  | 1799.3 | 1698.82 |  | RMPAc_vc_HOT_1.5 | 106.2641 | 99.5392 | 91.1781 | 83.2851 | 75.821 | 68.8758 | 61.8111 | 55.4027 | 49.3856 | 43.7514 | 38.3188 | 33.741 | 29.3132 | 25.1934 | 21.3662 | 17.8282 | 14.5228 | 11.5 | 8.9458 | 6.9104 | 5.2878 | 4.384 | 3.7026 | 3.1089 | 2.596 | 2.1211 | 1.78 | 1.4563 | 1.1722 | 0.91378 | 0.67002 | 1.3972 |  |  |  | RMPAc_vc_HOT_1.5 | 282.1675 | 270.0744 | 258.4995 | 247.4207 | 236.8167 | 226.6672 | 216.9526 | 207.6544 | 198.7548 | 190.2365 | 182.0833 | 174.2796 | 166.8103 | 159.6611 | 152.8183 | 146.2688 | 140 | 140 | 140 | 140 | 140 | 140 | 140 | 140 | 140 | 140 | 140 | 140 | 140 | 140 | 140
[1297 empty] | SRMVc_mm | 0.012683 | 0.011865 | 0.018515 | 0.018571 | 0.019363 | 0.019355 | 0.019458 | 0.01963 | 0.0019766 | 0.019923 | 0.020278 | 0.02049 | 0.020835 | 0.021081 | 0.021312 | 0.021568 | 0.021832 | 0.022146 | 0.0022395 | 0.022636 | 0.022878 | 0.023047 | 0.00023208 | 0.023376 | 0.023554 | 0.023749 | 0.0023929 | 0.024104 | 0.024285 | 0.02445 | 0.024638 | [12 empty] | HDD | EL53 | 2318.8367 | 2234.54 |  | 2369.54 | 2342.46 |  | RMPAc_c_HOT_1.5 | 136.0194 | 127.3994 | 116.6823 | 106.5652 | 96.9978 | 88.0955 | 79.0401 | 70.8258 | 63.1131 | 55.8913 | 48.9279 | 43.0601 | 37.3845 | 32.1038 | 27.1982 | 22.6632 | 18.4264 | 14.5517 | 11.2779 | 8.6688 | 6.589 | 5.4305 | 4.5572 | 3.7961 | 3.1388 | 2.53 | 2.0928 | 1.6778 | 1.3138 | 0.98247 | 0.67002 | 1.0818 |  |  |  | RMPAc_c_HOT_1.5 | 366.4932 | 344.4514 | 323.7352 | 304.2649 | 285.9656 | 268.7669 | 252.6025 | 237.4104 | 223.1319 | 209.7121 | 197.0995 | 185.2454 | 174.1043 | 163.6332 | 153.7919 | 144.5424 | 135.8493 | 127.6789 | 120 | 120 | 120 | 120 | 120 | 120 | 120 | 120 | 120 | 120 | 120 | 120 | 120
[1297 empty] | SRMVc_w | 0.012683 | 0.011865 | 0.018515 | 0.018571 | 0.019363 | 0.019355 | 0.019458 | 0.01963 | 0.0019766 | 0.019923 | 0.020278 | 0.02049 | 0.020835 | 0.021081 | 0.021312 | 0.021568 | 0.021832 | 0.022146 | 0.0022395 | 0.022636 | 0.022878 | 0.023047 | 0.00023208 | 0.023376 | 0.023554 | 0.023749 | 0.0023929 | 0.024104 | 0.024285 | 0.02445 | 0.024638 | [12 empty] | HDD | EL54 | 1694.9733 | 1718.71 |  | 1693.72 | 1679.19 |  | RMPAc_mm_HOT_1.5 | 96.2486 | 90.1615 | 82.5935 | 75.4491 | 68.693 | 62.4065 | 56.0119 | 50.2113 | 44.7649 | 39.6651 | 34.7479 | 30.6043 | 26.5964 | 22.8673 | 19.4032 | 16.2008 | 13.2089 | 10.4727 | 8.1609 | 6.3185 | 4.8498 | 4.0317 | 3.415 | 2.8775 | 2.4134 | 1.9835 | 1.6747 | 1.3817 | 1.1246 | 0.89066 | 0.67002 | 3.0187 |  |  |  | RMPAc_mm_HOT_1.5 | 238.2932 | 227.687 | 217.5528 | 207.8698 | 198.6176 | 189.7773 | 181.3305 | 173.2596 | 165.548 | 158.1796 | 151.1392 | 144.4121 | 137.9844 | 131.8429 | 125.9747 | 120.3676 | 115.0102 | 109.8912 | 105 | 105 | 105 | 105 | 105 | 105 | 105 | 105 | 105 | 105 | 105 | 105 | 105
[1297 empty] | SRMWc_c | 0.012683 | 0.011865 | 0.018515 | 0.018571 | 0.019363 | 0.019355 | 0.019458 | 0.01963 | 0.0019766 | 0.019923 | 0.020278 | 0.02049 | 0.020835 | 0.021081 | 0.021312 | 0.021568 | 0.021832 | 0.022146 | 0.0022395 | 0.022636 | 0.022878 | 0.023047 | 0.00023208 | 0.023376 | 0.023554 | 0.023749 | 0.0023929 | 0.024104 | 0.024285 | 0.02445 | 0.024638 | [12 empty] | HDD | EL61 | 1738.9907 | 1710.63 |  | 1846.98 | 1783.89 |  | SPNOc_c_HOT_1.5 | 118.3534 | 110.8585 | 101.5402 | 92.7436 | 84.425 | 76.6846 | 68.8111 | 61.6689 | 54.9629 | 48.6837 | 42.6292 | 37.5273 | 32.5925 | 28.001 | 23.7357 | 19.7926 | 16.1088 | 12.7399 | 9.8933 | 7.6248 | 5.8164 | 4.8092 | 4.0498 | 3.3881 | 2.8165 | 2.2873 | 1.9071 | 1.5463 | 1.2297 | 0.94168 | 0.67002 | 4.8875 |  |  |  | SPNOc_c_HOT_1.5 | 366.4932 | 343.1969 | 321.3814 | 300.9526 | 281.8223 | 263.9081 | 247.1327 | 231.4235 | 216.713 | 202.9375 | 190.0376 | 177.9578 | 166.6458 | 156.0529 | 146.1333 | 136.8442 | 128.1457 | 120 | 120 | 120 | 120 | 120 | 120 | 120 | 120 | 120 | 120 | 120 | 120 | 120 | 120
[1297 empty] | SRMWc_mm | 0.012683 | 0.011865 | 0.018515 | 0.018571 | 0.019363 | 0.019355 | 0.019458 | 0.01963 | 0.0019766 | 0.019923 | 0.020278 | 0.02049 | 0.020835 | 0.021081 | 0.021312 | 0.021568 | 0.021832 | 0.022146 | 0.0022395 | 0.022636 | 0.022878 | 0.023047 | 0.00023208 | 0.023376 | 0.023554 | 0.023749 | 0.0023929 | 0.024104 | 0.024285 | 0.02445 | 0.024638 | [12 empty] | HDD | EL62 | 943.4687 | 863.11 |  | 901.93 | 947.05 |  | SPNOc_mm_HOT_1.5 | 82.7825 | 77.553 | 71.0512 | 64.9135 | 59.1092 | 53.7084 | 48.2148 | 43.2314 | 38.5524 | 34.1711 | 29.9466 | 26.3868 | 22.9436 | 19.74 | 16.7639 | 14.0126 | 11.4423 | 9.0916 | 7.1055 | 5.5227 | 4.2609 | 3.5581 | 3.0282 | 2.5665 | 2.1677 | 1.7984 | 1.5332 | 1.2814 | 1.0606 | 0.85957 | 0.67002 | 1.9078 |  |  |  | SPNOc_mm_HOT_1.5 | 238.2932 | 227.078 | 216.3906 | 206.2063 | 196.5012 | 187.2529 | 178.4399 | 170.0417 | 162.0387 | 154.4124 | 147.145 | 140.2197 | 133.6203 | 127.3315 | 121.3386 | 115.6279 | 110.1859 | 105 | 105 | 105 | 105 | 105 | 105 | 105 | 105 | 105 | 105 | 105 | 105 | 105 | 105
[1297 empty] | SRSOc_vh | 0.012683 | 0.011865 | 0.018515 | 0.018571 | 0.019363 | 0.019355 | 0.019458 | 0.01963 | 0.0019766 | 0.019923 | 0.020278 | 0.02049 | 0.020835 | 0.021081 | 0.021312 | 0.021568 | 0.021832 | 0.022146 | 0.0022395 | 0.022636 | 0.022878 | 0.023047 | 0.00023208 | 0.023376 | 0.023554 | 0.023749 | 0.0023929 | 0.024104 | 0.024285 | 0.02445 | 0.024638 | [12 empty] | HDD | EL63 | 1249.32 | 1287.23 |  | 1240.53 | 1282.78 |  | SPSOc_mm_HOT_1.5 | 81.0163 | 75.8994 | 69.5374 | 63.5317 | 57.8523 | 52.5677 | 47.1922 | 42.316 | 37.7376 | 33.4505 | 29.3169 | 25.8337 | 22.4646 | 19.3298 | 16.4177 | 13.7256 | 11.2106 | 8.9105 | 6.9671 | 5.4183 | 4.1836 | 3.496 | 2.9775 | 2.5257 | 2.1355 | 1.7742 | 1.5146 | 1.2683 | 1.0522 | 0.85549 | 0.67002 | 2.1484 |  |  |  | SPSOc_mm_HOT_1.5 | 238.2932 | 227.687 | 217.5528 | 207.8698 | 198.6176 | 189.7773 | 181.3305 | 173.2596 | 165.548 | 158.1796 | 151.1392 | 144.4121 | 137.9844 | 131.8429 | 125.9747 | 120.3676 | 115.0102 | 109.8912 | 105 | 105 | 105 | 105 | 105 | 105 | 105 | 105 | 105 | 105 | 105 | 105 | 105
[1297 empty] | SRSOc_mm | 0.012683 | 0.011865 | 0.018515 | 0.018571 | 0.019363 | 0.019355 | 0.019458 | 0.01963 | 0.0019766 | 0.019923 | 0.020278 | 0.02049 | 0.020835 | 0.021081 | 0.021312 | 0.021568 | 0.021832 | 0.022146 | 0.0022395 | 0.022636 | 0.022878 | 0.023047 | 0.00023208 | 0.023376 | 0.023554 | 0.023749 | 0.0023929 | 0.024104 | 0.024285 | 0.02445 | 0.024638 | [12 empty] | HDD | EL64 | 1506.716 | 1521.67 |  | 1578.61 | 1585.11 |  | SPSOc_w_HOT_1.5 | 74.8203 | 70.098 | 64.2266 | 58.684 | 53.4426 | 48.5655 | 43.6046 | 39.1044 | 34.8791 | 30.9226 | 27.1078 | 23.8932 | 20.7838 | 17.8908 | 15.2033 | 12.7188 | 10.3977 | 8.275 | 6.4815 | 5.0521 | 3.9127 | 3.278 | 2.7996 | 2.3826 | 2.0225 | 1.689 | 1.4495 | 1.2221 | 1.0227 | 0.84119 | 0.67002 | 1.654 |  |  |  | SPSOc_w_HOT_1.5 | 208.5683 | 199.5434 | 190.9091 | 182.6483 | 174.7451 | 167.1838 | 159.9496 | 153.0285 | 146.4069 | 140.0718 | 134.0108 | 128.2121 | 122.6643 | 117.3566 | 112.2785 | 107.4202 | 102.772 | 98.325 | 94.0705 | 90 | 90 | 90 | 90 | 90 | 90 | 90 | 90 | 90 | 90 | 90 | 90
[1297 empty] | SRSOc_w | 0.012683 | 0.011865 | 0.018515 | 0.018571 | 0.019363 | 0.019355 | 0.019458 | 0.01963 | 0.0019766 | 0.019923 | 0.020278 | 0.02049 | 0.020835 | 0.021081 | 0.021312 | 0.021568 | 0.021832 | 0.022146 | 0.0022395 | 0.022636 | 0.022878 | 0.023047 | 0.00023208 | 0.023376 | 0.023554 | 0.023749 | 0.0023929 | 0.024104 | 0.024285 | 0.02445 | 0.024638 | [12 empty] | HDD | EL65 | 1275.8867 | 1284.94 |  | 1257.41 | 1317.96 |  | SRMVc_vh_HOT_1.5 | 94.6938 | 88.7057 | 81.2608 | 74.2327 | 67.5865 | 61.4022 | 55.1117 | 49.4054 | 44.0476 | 39.0308 | 34.1935 | 30.1173 | 26.1747 | 22.5063 | 19.0984 | 15.9481 | 13.0049 | 10.3133 | 8.039 | 6.2266 | 4.7818 | 3.977 | 3.3703 | 2.8416 | 2.385 | 1.9621 | 1.6584 | 1.3701 | 1.1172 | 0.88707 | 0.67002 | 1.4404 |  |  |  | SRMVc_vh_HOT_1.5 | 297.4234 | 277.5621 | 259.0271 | 241.7298 | 225.5875 | 210.5233 | 196.465 | 183.3454 | 171.102 | 159.6762 | 149.0133 | 139.0625 | 129.7762 | 121.11 | 113.0225 | 105.4751 | 98.4317 | 91.8586 | 85.7245 | 80 | 80 | 80 | 80 | 80 | 80 | 80 | 80 | 80 | 80 | 80 | 80
[1297 empty] | SRTVc_mm | 0.012683 | 0.011865 | 0.018515 | 0.018571 | 0.019363 | 0.019355 | 0.019458 | 0.01963 | 0.0019766 | 0.019923 | 0.020278 | 0.02049 | 0.020835 | 0.021081 | 0.021312 | 0.021568 | 0.021832 | 0.022146 | 0.0022395 | 0.022636 | 0.022878 | 0.023047 | 0.00023208 | 0.023376 | 0.023554 | 0.023749 | 0.0023929 | 0.024104 | 0.024285 | 0.02445 | 0.024638 | [12 empty] | HDD | ES11 | 1724.4793 | 1585.29 |  | 1747.07 | 1532.54 |  | SRMVc_mm_HOT_1.5 | 67.3682 | 63.1204 | 57.8392 | 52.8536 | 48.1389 | 43.752 | 39.2896 | 35.2417 | 31.441 | 27.8822 | 24.4508 | 21.5592 | 18.7624 | 16.1601 | 13.7427 | 11.5079 | 9.4201 | 7.5107 | 5.8974 | 4.6117 | 3.5868 | 3.0159 | 2.5855 | 2.2105 | 1.8866 | 1.5866 | 1.3711 | 1.1666 | 0.98724 | 0.82399 | 0.67002 | 1.0205 |  |  |  | SRMVc_mm_HOT_1.5 | 238.2932 | 224.7443 | 211.9657 | 199.9137 | 188.547 | 177.8265 | 167.7156 | 158.1796 | 149.1858 | 140.7034 | 132.7032 | 125.1579 | 118.0417 | 111.33 | 105 | 105 | 105 | 105 | 105 | 105 | 105 | 105 | 105 | 105 | 105 | 105 | 105 | 105 | 105 | 105 | 105
[1297 empty] | SRTVc_w | 0.012683 | 0.011865 | 0.018515 | 0.018571 | 0.019363 | 0.019355 | 0.019458 | 0.01963 | 0.0019766 | 0.019923 | 0.020278 | 0.02049 | 0.020835 | 0.021081 | 0.021312 | 0.021568 | 0.021832 | 0.022146 | 0.0022395 | 0.022636 | 0.022878 | 0.023047 | 0.00023208 | 0.023376 | 0.023554 | 0.023749 | 0.0023929 | 0.024104 | 0.024285 | 0.02445 | 0.024638 | [12 empty] | HDD | ES12 | 1901.7993 | 1677.95 |  | 1914.79 | 1642.38 |  | SRMVc_w_HOT_1.5 | 61.4661 | 57.5942 | 52.7803 | 48.2359 | 43.9384 | 39.9397 | 35.8722 | 32.1825 | 28.7181 | 25.4742 | 22.3464 | 19.7107 | 17.1614 | 14.7894 | 12.5859 | 10.5489 | 8.6458 | 6.9054 | 5.4348 | 4.2629 | 3.3287 | 2.8083 | 2.416 | 2.0742 | 1.7789 | 1.5055 | 1.3091 | 1.1227 | 0.95917 | 0.81036 | 0.67002 | 1.2887 |  |  |  | SRMVc_w_HOT_1.5 | 208.5683 | 197.2034 | 186.4579 | 176.2979 | 166.6915 | 157.6085 | 149.0205 | 140.9004 | 133.2228 | 125.9635 | 119.0998 | 112.6101 | 106.474 | 100.6723 | 95.1867 | 90 | 90 | 90 | 90 | 90 | 90 | 90 | 90 | 90 | 90 | 90 | 90 | 90 | 90 | 90 | 90
[1297 empty] | SRVCc_c | 0.012683 | 0.011865 | 0.018515 | 0.018571 | 0.019363 | 0.019355 | 0.019458 | 0.01963 | 0.0019766 | 0.019923 | 0.020278 | 0.02049 | 0.020835 | 0.021081 | 0.021312 | 0.021568 | 0.021832 | 0.022146 | 0.0022395 | 0.022636 | 0.022878 | 0.023047 | 0.00023208 | 0.023376 | 0.023554 | 0.023749 | 0.0023929 | 0.024104 | 0.024285 | 0.02445 | 0.024638 | [12 empty] | HDD | ES13 | 1955.3893 | 1707.74 |  | 1950.42 | 1665.92 |  | SRMWc_c_HOT_1.5 | 167.4768 | 156.8535 | 143.6455 | 131.177 | 119.386 | 108.4146 | 97.2546 | 87.1311 | 77.6259 | 68.7256 | 60.1438 | 52.9123 | 45.9176 | 39.4095 | 33.3637 | 27.7748 | 22.5532 | 17.7781 | 13.7433 | 10.5279 | 7.9647 | 6.537 | 5.4606 | 4.5227 | 3.7125 | 2.9623 | 2.4235 | 1.9121 | 1.4634 | 1.0551 | 0.67002 | 2.3857 |  |  |  | SRMWc_c_HOT_1.5 | 366.4932 | 343.1969 | 321.3814 | 300.9526 | 281.8223 | 263.9081 | 247.1327 | 231.4235 | 216.713 | 202.9375 | 190.0376 | 177.9578 | 166.6458 | 156.0529 | 146.1333 | 136.8442 | 128.1457 | 120 | 120 | 120 | 120 | 120 | 120 | 120 | 120 | 120 | 120 | 120 | 120 | 120 | 120
[1297 empty] | SRVCc_mm | 0.012683 | 0.011865 | 0.018515 | 0.018571 | 0.019363 | 0.019355 | 0.019458 | 0.01963 | 0.0019766 | 0.019923 | 0.020278 | 0.02049 | 0.020835 | 0.021081 | 0.021312 | 0.021568 | 0.021832 | 0.022146 | 0.0022395 | 0.022636 | 0.022878 | 0.023047 | 0.00023208 | 0.023376 | 0.023554 | 0.023749 | 0.0023929 | 0.024104 | 0.024285 | 0.02445 | 0.024638 | [12 empty] | HDD | ES21 | 1811.6107 | 1611.54 |  | 1844.83 | 1561.29 |  | SRMWc_mm_HOT_1.5 | 120.2274 | 112.6132 | 103.1465 | 94.2098 | 85.7587 | 77.895 | 69.8962 | 62.6403 | 55.8275 | 49.4483 | 43.2974 | 38.1142 | 33.1008 | 28.4362 | 24.103 | 20.0971 | 16.3546 | 12.9321 | 10.0402 | 7.7356 | 5.8984 | 4.8751 | 4.1036 | 3.4314 | 2.8507 | 2.313 | 1.9268 | 1.5602 | 1.2386 | 0.94601 | 0.67002 | 1.2282 |  |  |  | SRMWc_mm_HOT_1.5 | 238.2932 | 226.3949 | 215.0906 | 204.3508 | 194.1472 | 184.4531 | 175.243 | 166.4929 | 158.1796 | 150.2814 | 142.7776 | 135.6485 | 128.8754 | 122.4404 | 116.3268 | 110.5184 | 105 | 105 | 105 | 105 | 105 | 105 | 105 | 105 | 105 | 105 | 105 | 105 | 105 | 105 | 105
[1297 empty] | SRVCc_w | 0.012683 | 0.011865 | 0.018515 | 0.018571 | 0.019363 | 0.019355 | 0.019458 | 0.01963 | 0.0019766 | 0.019923 | 0.020278 | 0.02049 | 0.020835 | 0.021081 | 0.021312 | 0.021568 | 0.021832 | 0.022146 | 0.0022395 | 0.022636 | 0.022878 | 0.023047 | 0.00023208 | 0.023376 | 0.023554 | 0.023749 | 0.0023929 | 0.024104 | 0.024285 | 0.02445 | 0.024638 | [12 empty] | HDD | ES22 | 1968.4293 | 1806.32 |  | 2007.81 | 1694.64 |  | SRSOc_vh_HOT_1.5 | 109.1821 | 102.2713 | 93.6792 | 85.5681 | 77.8978 | 70.7606 | 63.5007 | 56.9152 | 50.7318 | 44.9419 | 39.3592 | 34.6549 | 30.1047 | 25.8711 | 21.9381 | 18.3024 | 14.9056 | 11.7992 | 9.1745 | 7.0828 | 5.4154 | 4.4866 | 3.7864 | 3.1763 | 2.6493 | 2.1612 | 1.8107 | 1.478 | 1.1861 | 0.92051 | 0.67002 | 1.2253 |  |  |  | SRSOc_vh_HOT_1.5 | 297.4234 | 276.4984 | 257.0456 | 238.9613 | 222.1494 | 206.5202 | 191.9907 | 178.4833 | 165.9262 | 154.2526 | 143.4003 | 133.3115 | 123.9325 | 115.2133 | 107.1075 | 99.5721 | 92.5667 | 86.0543 | 80 | 80 | 80 | 80 | 80 | 80 | 80 | 80 | 80 | 80 | 80 | 80 | 80
[1297 empty] | AKGD_vc | 0.012683 | 0.011865 | 0.018515 | 0.018571 | 0.019363 | 0.019355 | 0.019458 | 0.01963 | 0.0019766 | 0.019923 | 0.020278 | 0.02049 | 0.020835 | 0.021081 | 0.021312 | 0.021568 | 0.021832 | 0.022146 | 0.0022395 | 0.022636 | 0.022878 | 0.023047 | 0.00023208 | 0.023376 | 0.023554 | 0.023749 | 0.0023929 | 0.024104 | 0.024285 | 0.02445 | 0.024638 | [12 empty] | HDD | ES23 | 2226.3307 | 2156.58 |  | 2275.83 | 1984.78 |  | SRSOc_mm_HOT_1.5 | 75.9623 | 71.1672 | 65.2054 | 59.5775 | 54.2553 | 49.3031 | 44.2658 | 39.6963 | 35.4059 | 31.3885 | 27.5149 | 24.2508 | 21.0936 | 18.156 | 15.4271 | 12.9044 | 10.5475 | 8.3921 | 6.571 | 5.1196 | 3.9626 | 3.3182 | 2.8324 | 2.409 | 2.0433 | 1.7047 | 1.4615 | 1.2306 | 1.0281 | 0.84383 | 0.67002 | 1.7001 |  |  |  | SRSOc_mm_HOT_1.5 | 238.2932 | 224.7443 | 211.9657 | 199.9137 | 188.547 | 177.8265 | 167.7156 | 158.1796 | 149.1858 | 140.7034 | 132.7032 | 125.1579 | 118.0417 | 111.33 | 105 | 105 | 105 | 105 | 105 | 105 | 105 | 105 | 105 | 105 | 105 | 105 | 105 | 105 | 105 | 105 | 105
[1297 empty] | AKMS_vc | 0.012683 | 0.011865 | 0.018515 | 0.018571 | 0.019363 | 0.019355 | 0.019458 | 0.01963 | 0.0019766 | 0.019923 | 0.020278 | 0.02049 | 0.020835 | 0.021081 | 0.021312 | 0.021568 | 0.021832 | 0.022146 | 0.0022395 | 0.022636 | 0.022878 | 0.023047 | 0.00023208 | 0.023376 | 0.023554 | 0.023749 | 0.0023929 | 0.024104 | 0.024285 | 0.02445 | 0.024638 | [12 empty] | HDD | ES24 | 2043.0147 | 1920.03 |  | 2034.56 | 1791.31 |  | SRSOc_w_HOT_1.5 | 69.8751 | 65.4677 | 59.9879 | 54.815 | 49.9231 | 45.3713 | 40.7412 | 36.5411 | 32.5976 | 28.905 | 25.3446 | 22.3444 | 19.4424 | 16.7423 | 14.234 | 11.9153 | 9.749 | 7.7678 | 6.0939 | 4.7599 | 3.6964 | 3.1041 | 2.6575 | 2.2684 | 1.9323 | 1.6211 | 1.3975 | 1.1853 | 0.99917 | 0.82977 | 0.67002 | 1.8628 |  |  |  | SRSOc_w_HOT_1.5 | 208.5683 | 196.4158 | 184.9714 | 174.1938 | 164.0442 | 154.486 | 145.4847 | 137.0078 | 129.0249 | 121.5071 | 114.4274 | 107.7601 | 101.4813 | 95.5684 | 90 | 90 | 90 | 90 | 90 | 90 | 90 | 90 | 90 | 90 | 90 | 90 | 90 | 90 | 90 | 90 | 90
[1297 empty] | HIMS_vh | 0.012683 | 0.011865 | 0.018515 | 0.018571 | 0.019363 | 0.019355 | 0.019458 | 0.01963 | 0.0019766 | 0.019923 | 0.020278 | 0.02049 | 0.020835 | 0.021081 | 0.021312 | 0.021568 | 0.021832 | 0.022146 | 0.0022395 | 0.022636 | 0.022878 | 0.023047 | 0.00023208 | 0.023376 | 0.023554 | 0.023749 | 0.0023929 | 0.024104 | 0.024285 | 0.02445 | 0.024638 | [12 empty] | HDD | ES30 | 1808.6473 | 1693.21 |  | 1744.07 | 1572.12 |  | SRTVc_mm_HOT_1.5 | 74.2008 | 69.5179 | 63.6956 | 58.1993 | 53.0017 | 48.1654 | 43.2458 | 38.7833 | 34.5933 | 30.6699 | 26.8869 | 23.6991 | 20.6158 | 17.7469 | 15.0819 | 12.6182 | 10.3164 | 8.2115 | 6.4329 | 5.0155 | 3.8856 | 3.2562 | 2.7818 | 2.3683 | 2.0112 | 1.6805 | 1.443 | 1.2175 | 1.0197 | 0.83976 | 0.67002 | 1.8628 |  |  |  | SRTVc_mm_HOT_1.5 | 238.2932 | 223.7345 | 210.0653 | 197.2313 | 185.1813 | 173.8675 | 163.245 | 153.2714 | 143.9072 | 135.1151 | 126.8602 | 119.1096 | 111.8325 | 105 | 105 | 105 | 105 | 105 | 105 | 105 | 105 | 105 | 105 | 105 | 105 | 105 | 105 | 105 | 105 | 105 | 105
[1297 empty] | HIOA_vh | 0.012683 | 0.011865 | 0.018515 | 0.018571 | 0.019363 | 0.019355 | 0.019458 | 0.01963 | 0.0019766 | 0.019923 | 0.020278 | 0.02049 | 0.020835 | 0.021081 | 0.021312 | 0.021568 | 0.021832 | 0.022146 | 0.0022395 | 0.022636 | 0.022878 | 0.023047 | 0.00023208 | 0.023376 | 0.023554 | 0.023749 | 0.0023929 | 0.024104 | 0.024285 | 0.02445 | 0.024638 | [12 empty] | HDD | ES41 | 2367.136 | 2164.94 |  | 2326.39 | 2085.37 |  | SRTVc_w_HOT_1.5 | 68.1516 | 63.8539 | 58.5106 | 53.4665 | 48.6965 | 44.258 | 39.7432 | 35.6478 | 31.8025 | 28.2018 | 24.7301 | 21.8046 | 18.9749 | 16.342 | 13.8962 | 11.6352 | 9.5229 | 7.5911 | 5.9588 | 4.658 | 3.6211 | 3.0435 | 2.608 | 2.2286 | 1.9009 | 1.5974 | 1.3794 | 1.1725 | 0.99097 | 0.8258 | 0.67002 | 1.8628 |  |  |  | SRTVc_w_HOT_1.5 | 208.5683 | 195.5108 | 183.2709 | 171.7972 | 161.0419 | 150.9598 | 141.509 | 132.6498 | 124.3453 | 116.5606 | 109.2634 | 102.4229 | 96.0108 | 90 | 90 | 90 | 90 | 90 | 90 | 90 | 90 | 90 | 90 | 90 | 90 | 90 | 90 | 90 | 90 | 90 | 90
[1297 empty] | AB | 0.012683 | 0.011865 | 0.018515 | 0.018571 | 0.019363 | 0.019355 | 0.019458 | 0.01963 | 0.0019766 | 0.019923 | 0.020278 | 0.02049 | 0.020835 | 0.021081 | 0.021312 | 0.021568 | 0.021832 | 0.022146 | 0.0022395 | 0.022636 | 0.022878 | 0.023047 | 0.00023208 | 0.023376 | 0.023554 | 0.023749 | 0.0023929 | 0.024104 | 0.024285 | 0.02445 | 0.024638 | [12 empty] | HDD | ES42 | 1825.8787 | 1731.42 |  | 1786.87 | 1594.76 |  | SRVCc_c_HOT_1.5 | 87.3777 | 81.8556 | 74.9899 | 68.5087 | 62.3796 | 56.6766 | 50.8755 | 45.6133 | 40.6724 | 36.0459 | 31.585 | 27.826 | 24.1901 | 20.8072 | 17.6645 | 14.7593 | 12.0451 | 9.5629 | 7.4656 | 5.7942 | 4.4618 | 3.7197 | 3.1602 | 2.6727 | 2.2516 | 1.8616 | 1.5815 | 1.3156 | 1.0824 | 0.87018 | 0.67002 | 1.8628 |  |  |  | SRVCc_c_HOT_1.5 | 366.4932 | 340.2047 | 315.8018 | 293.1494 | 272.1218 | 252.6025 | 234.4834 | 217.6639 | 202.0509 | 187.5578 | 174.1043 | 161.6158 | 150.0231 | 139.262 | 129.2727 | 120 | 120 | 120 | 120 | 120 | 120 | 120 | 120 | 120 | 120 | 120 | 120 | 120 | 120 | 120 | 120
[1297 empty] | MB | 0.012683 | 0.011865 | 0.018515 | 0.018571 | 0.019363 | 0.019355 | 0.019458 | 0.01963 | 0.0019766 | 0.019923 | 0.020278 | 0.02049 | 0.020835 | 0.021081 | 0.021312 | 0.021568 | 0.021832 | 0.022146 | 0.0022395 | 0.022636 | 0.022878 | 0.023047 | 0.00023208 | 0.023376 | 0.023554 | 0.023749 | 0.0023929 | 0.024104 | 0.024285 | 0.02445 | 0.024638 | [12 empty] | HDD | ES43 | 1243.7153 | 1062.63 |  | 1141.78 | 1048.08 |  | SRVCc_mm_HOT_1.5 | 59.1709 | 55.4452 | 50.813 | 46.4402 | 42.3049 | 38.4572 | 34.5432 | 30.9928 | 27.6592 | 24.5378 | 21.5281 | 18.9919 | 16.5388 | 14.2564 | 12.136 | 10.1759 | 8.3447 | 6.67 | 5.2549 | 4.1273 | 3.2283 | 2.7276 | 2.3501 | 2.0212 | 1.7371 | 1.474 | 1.285 | 1.1056 | 0.94826 | 0.80506 | 0.67002 | 1.8628 |  |  |  | SRVCc_mm_HOT_1.5 | 238.2932 | 223.7345 | 210.0653 | 197.2313 | 185.1813 | 173.8675 | 163.245 | 153.2714 | 143.9072 | 135.1151 | 126.8602 | 119.1096 | 111.8325 | 105 | 105 | 105 | 105 | 105 | 105 | 105 | 105 | 105 | 105 | 105 | 105 | 105 | 105 | 105 | 105 | 105 | 105
[1297 empty] | QC | 0.012683 | 0.011865 | 0.018515 | 0.018571 | 0.019363 | 0.019355 | 0.019458 | 0.01963 | 0.0019766 | 0.019923 | 0.020278 | 0.02049 | 0.020835 | 0.021081 | 0.021312 | 0.021568 | 0.021832 | 0.022146 | 0.0022395 | 0.022636 | 0.022878 | 0.023047 | 0.00023208 | 0.023376 | 0.023554 | 0.023749 | 0.0023929 | 0.024104 | 0.024285 | 0.02445 | 0.024638 | [12 empty] | HDD | ES51 | 1830.3707 | 1681.37 |  | 1800.71 | 1576.27 |  | SRVCc_w_HOT_1.5 | 53.4453 | 50.0842 | 45.9054 | 41.9605 | 38.23 | 34.7588 | 31.228 | 28.0251 | 25.0177 | 22.2018 | 19.4867 | 17.1987 | 14.9857 | 12.9266 | 11.0138 | 9.2456 | 7.5935 | 6.0828 | 4.8062 | 3.7889 | 2.9779 | 2.5262 | 2.1857 | 1.8889 | 1.6326 | 1.3953 | 1.2248 | 1.063 | 0.92102 | 0.79185 | 0.67002 | 1.8628 |  |  |  | SRVCc_w_HOT_1.5 | 208.5683 | 196.4158 | 184.9714 | 174.1938 | 164.0442 | 154.486 | 145.4847 | 137.0078 | 129.0249 | 121.5071 | 114.4274 | 107.7601 | 101.4813 | 95.5684 | 90 | 90 | 90 | 90 | 90 | 90 | 90 | 90 | 90 | 90 | 90 | 90 | 90 | 90 | 90 | 90 | 90
[1297 empty] | ON | 0.012683 | 0.011865 | 0.018515 | 0.018571 | 0.019363 | 0.019355 | 0.019458 | 0.01963 | 0.0019766 | 0.019923 | 0.020278 | 0.02049 | 0.020835 | 0.021081 | 0.021312 | 0.021568 | 0.021832 | 0.022146 | 0.0022395 | 0.022636 | 0.022878 | 0.023047 | 0.00023208 | 0.023376 | 0.023554 | 0.023749 | 0.0023929 | 0.024104 | 0.024285 | 0.02445 | 0.024638 | [12 empty] | HDD | ES52 | 1260.3733 | 1137.76 |  | 1234 | 1109.85 |  | AKGD_vc_HOT_1.5 | 102.7863 | 96.2829 | 88.1972 | 80.5642 | 73.3459 | 66.6294 | 59.7974 | 53.6 | 47.7811 | 42.3325 | 37.0789 | 32.6518 | 28.3698 | 24.3857 | 20.6846 | 17.2631 | 14.0665 | 11.1433 | 8.6733 | 6.7048 | 5.1357 | 4.2617 | 3.6027 | 3.0285 | 2.5326 | 2.0733 | 1.7435 | 1.4304 | 1.1557 | 0.90575 | 0.67002 | 1.8628 |  |  |  | AKGD_vc_HOT_1.5 | 282.1675 | 269.2868 | 256.9941 | 245.2626 | 234.0665 | 223.3816 | 213.1844 | 203.4527 | 194.1653 | 185.3018 | 176.8429 | 168.7702 | 161.066 | 153.7135 | 146.6966 | 140 | 140 | 140 | 140 | 140 | 140 | 140 | 140 | 140 | 140 | 140 | 140 | 140 | 140 | 140 | 140
[1341 empty] | HDD | ES53 | 825.3353 | 642.71 |  | 806.7 | 722.32 |  | AKMS_vc_HOT_1.5 | 61.1257 | 57.2755 | 52.4885 | 47.9696 | 43.6962 | 39.7198 | 35.6751 | 32.0061 | 28.5611 | 25.3354 | 22.2251 | 19.6041 | 17.0691 | 14.7104 | 12.5192 | 10.4936 | 8.6011 | 6.8705 | 5.4082 | 4.2428 | 3.3138 | 2.7964 | 2.4063 | 2.0663 | 1.7727 | 1.5008 | 1.3055 | 1.1202 | 0.95755 | 0.80958 | 0.67002 | 1.8628 |  |  |  | AKMS_vc_HOT_1.5 | 282.1675 | 267.3581 | 253.3258 | 240.0301 | 227.4322 | 215.4955 | 204.1853 | 193.4687 | 183.3145 | 173.6933 | 164.5771 | 155.9393 | 147.7549 | 140 | 140 | 140 | 140 | 140 | 140 | 140 | 140 | 140 | 140 | 140 | 140 | 140 | 140 | 140 | 140 | 140 | 140
[1297 empty] | DISTRICT HEAT | [43 empty] | HDD | ES61 | 1115.6587 | 958.12 |  | 1021.8 | 915.09 |  | HIMS_vh_HOT_1.5 | 143.324 | 134.2389 | 122.9434 | 112.2802 | 102.1965 | 92.8137 | 83.2696 | 74.612 | 66.4831 | 58.8715 | 51.5323 | 45.3478 | 39.366 | 33.8002 | 28.6298 | 23.8501 | 19.3846 | 15.3009 | 11.8503 | 9.1005 | 6.9084 | 5.6874 | 4.7669 | 3.9648 | 3.272 | 2.6304 | 2.1696 | 1.7322 | 1.3485 | 0.99933 | 0.67002 | 1.8628 |  |  |  | HIMS_vh_HOT_1.5 | 297.4234 | 278.5229 | 260.8235 | 244.2488 | 228.7274 | 214.1923 | 200.5809 | 187.8345 | 175.8981 | 164.7202 | 154.2526 | 144.4503 | 135.2708 | 126.6747 | 118.6248 | 111.0865 | 104.0272 | 97.4166 | 91.226 | 85.4288 | 80 | 80 | 80 | 80 | 80 | 80 | 80 | 80 | 80 | 80 | 80
[1297 empty] | Tot.incl.Vat | 2020 | 2021 | 2022 | 2023 | 2024 | 2025 | 2026 | 2027 | 2028 | 2029 | 2030 | 2031 | 2032 | 2033 | 2034 | 2035 | 2036 | 2037 | 2038 | 2039 | 2040 | 2041 | 2042 | 2043 | 2044 | 2045 | 2046 | 2047 | 2048 | 2049 | 2050 | [12 empty] | HDD | ES62 | 1101.232 | 996.94 |  | 1061.49 | 971.07 |  | HIOA_vh_HOT_1.5 | 204.5276 | 191.5447 | 175.403 | 160.165 | 145.755 | 132.3466 | 118.7077 | 106.3357 | 94.7192 | 83.842 | 73.354 | 64.5162 | 55.9679 | 48.0143 | 40.6256 | 33.7952 | 27.4139 | 21.5781 | 16.6471 | 12.7175 | 9.5849 | 7.8401 | 6.5247 | 5.3784 | 4.3883 | 3.4715 | 2.813 | 2.1879 | 1.6396 | 1.1406 | 0.67002 | 1.8628 |  |  |  | HIOA_vh_HOT_1.5 | 297.4234 | 278.5229 | 260.8235 | 244.2488 | 228.7274 | 214.1923 | 200.5809 | 187.8345 | 175.8981 | 164.7202 | 154.2526 | 144.4503 | 135.2708 | 126.6747 | 118.6248 | 111.0865 | 104.0272 | 97.4166 | 91.226 | 85.4288 | 80 | 80 | 80 | 80 | 80 | 80 | 80 | 80 | 80 | 80 | 80
[1297 empty] | AZNMc_c | 0.1 | 0.103 | 0.10609 | 0.10927 | 0.11255 | 0.11593 | 0.11941 | 0.12299 | 0.12668 | 0.13048 | 0.13439 | 0.13842 | 0.14258 | 0.14685 | 0.15126 | 0.1558 | 0.16047 | 0.16528 | 0.17024 | 0.17535 | 0.18061 | 0.18603 | 0.19161 | 0.19736 | 0.20328 | 0.20938 | 0.21566 | 0.22213 | 0.22879 | 0.23566 | 0.24273 | [12 empty] | HDD | ES63 | 399.3693 | 310.3 |  | 401.57 | 342.17 |  | AZNMc_c_SDW_1.5 | 25.8406 | 24.2106 | 22.1841 | 20.2711 | 18.4619 | 16.7786 | 15.0663 | 13.513 | 12.0546 | 10.689 | 9.3723 | 8.2628 | 7.1896 | 6.191 | 5.2634 | 4.4059 | 3.6047 | 2.8721 | 2.253 | 1.7597 | 1.3664 | 1.1473 | 0.98219 | 0.83828 | 0.71398 | 0.59888 | 0.5162 | 0.43773 | 0.36889 | 0.30624 | 0.24716 | 1.8628 |  |  |  | AZNMc_c_SDW_1.5 | 85.9925 | 82.1054 | 78.3939 | 74.8502 | 71.4668 | 68.2362 | 65.1517 | 62.2066 | 59.3947 | 56.7098 | 54.1463 | 51.6987 | 49.3618 | 47.1305 | 45 | 45 | 45 | 45 | 45 | 45 | 45 | 45 | 45 | 45 | 45 | 45 | 45 | 45 | 45 | 45 | 45
[1297 empty] | AZNMc_vh | 0.1 | 0.103 | 0.10609 | 0.10927 | 0.11255 | 0.11593 | 0.11941 | 0.12299 | 0.12668 | 0.13048 | 0.13439 | 0.13842 | 0.14258 | 0.14685 | 0.15126 | 0.1558 | 0.16047 | 0.16528 | 0.17024 | 0.17535 | 0.18061 | 0.18603 | 0.19161 | 0.19736 | 0.20328 | 0.20938 | 0.21566 | 0.22213 | 0.22879 | 0.23566 | 0.24273 | [12 empty] | HDD | ES64 | 708.5933 | 595.9 |  | 652.4 | 620.3 |  | AZNMc_vh_SDW_1.5 | 27.331 | 25.6061 | 23.4616 | 21.4371 | 19.5227 | 17.7413 | 15.9293 | 14.2856 | 12.7422 | 11.2971 | 9.9037 | 8.7296 | 7.5939 | 6.5372 | 5.5555 | 4.6481 | 3.8003 | 3.0249 | 2.3698 | 1.8478 | 1.4316 | 1.1998 | 1.025 | 0.8727 | 0.74117 | 0.61936 | 0.53187 | 0.44883 | 0.37598 | 0.30969 | 0.24716 | 1.8628 |  |  |  | AZNMc_vh_SDW_1.5 | 73.6909 | 70.4529 | 67.3572 | 64.3976 | 61.568 | 58.8627 | 56.2763 | 53.8036 | 51.4395 | 49.1793 | 47.0184 | 44.9524 | 42.9772 | 41.0888 | 39.2834 | 37.5573 | 35.907 | 34.3293 | 32.8209 | 31.3788 | 30 | 30 | 30 | 30 | 30 | 30 | 30 | 30 | 30 | 30 | 30
[1297 empty] | AZNMc_mm | 0.1 | 0.103 | 0.10609 | 0.10927 | 0.11255 | 0.11593 | 0.11941 | 0.12299 | 0.12668 | 0.13048 | 0.13439 | 0.13842 | 0.14258 | 0.14685 | 0.15126 | 0.1558 | 0.16047 | 0.16528 | 0.17024 | 0.17535 | 0.18061 | 0.18603 | 0.19161 | 0.19736 | 0.20328 | 0.20938 | 0.21566 | 0.22213 | 0.22879 | 0.23566 | 0.24273 | [12 empty] | HDD | ES70 | 138.944 | 94.71 |  | 126.06 | 103.29 |  | AZNMc_mm_SDW_1.5 | 42.3601 | 39.6781 | 36.3435 | 33.1957 | 30.2188 | 27.4489 | 24.6314 | 22.0756 | 19.6759 | 17.4288 | 15.2622 | 13.4365 | 11.6706 | 10.0275 | 8.5012 | 7.0902 | 5.7719 | 4.5664 | 3.5477 | 2.7359 | 2.0888 | 1.7284 | 1.4566 | 1.2198 | 1.0153 | 0.82589 | 0.68985 | 0.56073 | 0.44746 | 0.34438 | 0.24716 | 1.8628 |  |  |  | AZNMc_mm_SDW_1.5 | 132.9968 | 124.4095 | 116.3766 | 108.8624 | 101.8333 | 95.2581 | 89.1075 | 83.354 | 77.972 | 72.9375 | 68.228 | 63.8227 | 59.7018 | 55.8469 | 52.241 | 48.8679 | 45.7126 | 42.761 | 40 | 40 | 40 | 40 | 40 | 40 | 40 | 40 | 40 | 40 | 40 | 40 | 40
[1297 empty] | AZNMc_w | 0.1 | 0.103 | 0.10609 | 0.10927 | 0.11255 | 0.11593 | 0.11941 | 0.12299 | 0.12668 | 0.13048 | 0.13439 | 0.13842 | 0.14258 | 0.14685 | 0.15126 | 0.1558 | 0.16047 | 0.16528 | 0.17024 | 0.17535 | 0.18061 | 0.18603 | 0.19161 | 0.19736 | 0.20328 | 0.20938 | 0.21566 | 0.22213 | 0.22879 | 0.23566 | 0.24273 | [12 empty] | HDD | FR10 | 2339.6967 | 2011.87 |  | 2461.13 | 2088.75 |  | AZNMc_w_SDW_1.5 | 16.3212 | 15.2975 | 14.0247 | 12.8232 | 11.687 | 10.6297 | 9.5543 | 8.5788 | 7.6629 | 6.8052 | 5.9782 | 5.2814 | 4.6074 | 3.9802 | 3.3976 | 2.8591 | 2.3559 | 1.8957 | 1.5069 | 1.1971 | 0.9501 | 0.81252 | 0.7088 | 0.61841 | 0.54035 | 0.46806 | 0.41613 | 0.36685 | 0.32361 | 0.28427 | 0.24716 | 1.8628 |  |  |  | AZNMc_w_SDW_1.5 | 47.0978 | 45.7201 | 44.3827 | 43.0845 | 41.8242 | 40.6008 | 39.4131 | 38.2602 | 37.1411 | 36.0547 | 35 | 35 | 35 | 35 | 35 | 35 | 35 | 35 | 35 | 35 | 35 | 35 | 35 | 35 | 35 | 35 | 35 | 35 | 35 | 35 | 35
[1297 empty] | CAMXc_vc | 0.1 | 0.103 | 0.10609 | 0.10927 | 0.11255 | 0.11593 | 0.11941 | 0.12299 | 0.12668 | 0.13048 | 0.13439 | 0.13842 | 0.14258 | 0.14685 | 0.15126 | 0.1558 | 0.16047 | 0.16528 | 0.17024 | 0.17535 | 0.18061 | 0.18603 | 0.19161 | 0.19736 | 0.20328 | 0.20938 | 0.21566 | 0.22213 | 0.22879 | 0.23566 | 0.24273 | [12 empty] | HDD | FRB0 | 2286.3213 | 1929.52 |  | 2408.59 | 2035.4 |  | CAMXc_vc_SDW_1.5 | 34.0754 | 31.921 | 29.2424 | 26.7138 | 24.3226 | 22.0977 | 19.8344 | 17.7814 | 15.8537 | 14.0488 | 12.3084 | 10.8418 | 9.4233 | 8.1035 | 6.8774 | 5.744 | 4.6851 | 3.7167 | 2.8984 | 2.2463 | 1.7265 | 1.437 | 1.2187 | 1.0285 | 0.86418 | 0.71204 | 0.60277 | 0.49905 | 0.40806 | 0.32525 | 0.24716 | 1.8628 |  |  |  | CAMXc_vc_SDW_1.5 | 160.8492 | 150.4148 | 140.6572 | 131.5326 | 122.9999 | 115.0208 | 107.5593 | 100.5818 | 94.0569 | 87.9554 | 82.2496 | 76.914 | 71.9245 | 67.2587 | 62.8955 | 58.8154 | 55 | 55 | 55 | 55 | 55 | 55 | 55 | 55 | 55 | 55 | 55 | 55 | 55 | 55 | 55
[1297 empty] | CAMXc_c | 0.1 | 0.103 | 0.10609 | 0.10927 | 0.11255 | 0.11593 | 0.11941 | 0.12299 | 0.12668 | 0.13048 | 0.13439 | 0.13842 | 0.14258 | 0.14685 | 0.15126 | 0.1558 | 0.16047 | 0.16528 | 0.17024 | 0.17535 | 0.18061 | 0.18603 | 0.19161 | 0.19736 | 0.20328 | 0.20938 | 0.21566 | 0.22213 | 0.22879 | 0.23566 | 0.24273 | [12 empty] | HDD | FRC1 | 2485.3573 | 2146.13 |  | 2622.8 | 2216.7 |  | CAMXc_c_SDW_1.5 | 18.2172 | 17.0728 | 15.6499 | 14.3067 | 13.0364 | 11.8545 | 10.6522 | 9.5616 | 8.5376 | 7.5788 | 6.6543 | 5.8752 | 5.1217 | 4.4206 | 3.7693 | 3.1672 | 2.6046 | 2.0902 | 1.6555 | 1.3092 | 1.033 | 0.87921 | 0.76325 | 0.66221 | 0.57493 | 0.49411 | 0.43606 | 0.38097 | 0.33263 | 0.28865 | 0.24716 | 1.8628 |  |  |  | CAMXc_c_SDW_1.5 | 85.9925 | 81.4748 | 77.1944 | 73.1389 | 69.2965 | 65.6559 | 62.2066 | 58.9385 | 55.8421 | 52.9084 | 50.1288 | 47.4952 | 45 | 45 | 45 | 45 | 45 | 45 | 45 | 45 | 45 | 45 | 45 | 45 | 45 | 45 | 45 | 45 | 45 | 45 | 45
[1297 empty] | CAMXc_vh | 0.1 | 0.103 | 0.10609 | 0.10927 | 0.11255 | 0.11593 | 0.11941 | 0.12299 | 0.12668 | 0.13048 | 0.13439 | 0.13842 | 0.14258 | 0.14685 | 0.15126 | 0.1558 | 0.16047 | 0.16528 | 0.17024 | 0.17535 | 0.18061 | 0.18603 | 0.19161 | 0.19736 | 0.20328 | 0.20938 | 0.21566 | 0.22213 | 0.22879 | 0.23566 | 0.24273 | [12 empty] | HDD | FRC2 | 2739.644 | 2439.7 |  | 2907.16 | 2423.54 |  | CAMXc_vh_SDW_1.5 | 16.9501 | 15.8864 | 14.5638 | 13.3153 | 12.1346 | 11.036 | 9.9185 | 8.9048 | 7.953 | 7.0618 | 6.2025 | 5.4784 | 4.778 | 4.1263 | 3.5209 | 2.9613 | 2.4384 | 1.9603 | 1.5562 | 1.2343 | 0.9776 | 0.83464 | 0.72686 | 0.63294 | 0.55182 | 0.4767 | 0.42274 | 0.37153 | 0.32661 | 0.28572 | 0.24716 | 1.581 |  |  |  | CAMXc_vh_SDW_1.5 | 73.6909 | 70.4529 | 67.3572 | 64.3976 | 61.568 | 58.8627 | 56.2763 | 53.8036 | 51.4395 | 49.1793 | 47.0184 | 44.9524 | 42.9772 | 41.0888 | 39.2834 | 37.5573 | 35.907 | 34.3293 | 32.8209 | 31.3788 | 30 | 30 | 30 | 30 | 30 | 30 | 30 | 30 | 30 | 30 | 30
[1297 empty] | CAMXc_mm | 0.1 | 0.103 | 0.10609 | 0.10927 | 0.11255 | 0.11593 | 0.11941 | 0.12299 | 0.12668 | 0.13048 | 0.13439 | 0.13842 | 0.14258 | 0.14685 | 0.15126 | 0.1558 | 0.16047 | 0.16528 | 0.17024 | 0.17535 | 0.18061 | 0.18603 | 0.19161 | 0.19736 | 0.20328 | 0.20938 | 0.21566 | 0.22213 | 0.22879 | 0.23566 | 0.24273 | [12 empty] | HDD | FRD1 | 2356.1507 | 2074.78 |  | 2429.81 | 2076.03 |  | CAMXc_mm_SDW_1.5 | 28.7932 | 26.9752 | 24.7149 | 22.5811 | 20.5633 | 18.6857 | 16.7759 | 15.0434 | 13.4168 | 11.8937 | 10.425 | 9.1875 | 7.9905 | 6.8767 | 5.8421 | 4.8857 | 3.9921 | 3.1749 | 2.4844 | 1.9342 | 1.4955 | 1.2512 | 1.067 | 0.90647 | 0.76784 | 0.63945 | 0.54724 | 0.45972 | 0.38293 | 0.31306 | 0.24716 | 1.271 |  |  |  | CAMXc_mm_SDW_1.5 | 132.9968 | 123.922 | 115.4663 | 107.5876 | 100.2465 | 93.4063 | 87.0329 | 81.0943 | 75.5609 | 70.4051 | 65.6011 | 61.1249 | 56.9541 | 53.0679 | 49.4469 | 46.073 | 42.9292 | 40 | 40 | 40 | 40 | 40 | 40 | 40 | 40 | 40 | 40 | 40 | 40 | 40 | 40
[1297 empty] | CAMXc_w | 0.1 | 0.103 | 0.10609 | 0.10927 | 0.11255 | 0.11593 | 0.11941 | 0.12299 | 0.12668 | 0.13048 | 0.13439 | 0.13842 | 0.14258 | 0.14685 | 0.15126 | 0.1558 | 0.16047 | 0.16528 | 0.17024 | 0.17535 | 0.18061 | 0.18603 | 0.19161 | 0.19736 | 0.20328 | 0.20938 | 0.21566 | 0.22213 | 0.22879 | 0.23566 | 0.24273 | [12 empty] | HDD | FRD2 | 2465.6307 | 2166.87 |  | 2532.27 | 2202.24 |  | CAMXc_w_SDW_1.5 | 10.5373 | 9.8819 | 9.0671 | 8.298 | 7.5706 | 6.8938 | 6.2053 | 5.5808 | 4.9945 | 4.4454 | 3.916 | 3.4699 | 3.0384 | 2.637 | 2.264 | 1.9192 | 1.5971 | 1.3025 | 1.0536 | 0.85528 | 0.69716 | 0.60909 | 0.54269 | 0.48483 | 0.43485 | 0.38857 | 0.35533 | 0.32378 | 0.2961 | 0.27092 | 0.24716 | 3.1865 |  |  |  | CAMXc_w_SDW_1.5 | 47.0978 | 44.8241 | 42.6602 | 40.6008 | 38.6407 | 36.7753 | 35 | 35 | 35 | 35 | 35 | 35 | 35 | 35 | 35 | 35 | 35 | 35 | 35 | 35 | 35 | 35 | 35 | 35 | 35 | 35 | 35 | 35 | 35 | 35 | 35
[1297 empty] | ERCTc_vh | 0.1 | 0.103 | 0.10609 | 0.10927 | 0.11255 | 0.11593 | 0.11941 | 0.12299 | 0.12668 | 0.13048 | 0.13439 | 0.13842 | 0.14258 | 0.14685 | 0.15126 | 0.1558 | 0.16047 | 0.16528 | 0.17024 | 0.17535 | 0.18061 | 0.18603 | 0.19161 | 0.19736 | 0.20328 | 0.20938 | 0.21566 | 0.22213 | 0.22879 | 0.23566 | 0.24273 | [12 empty] | HDD | FRE1 | 2490.88 | 2203.55 |  | 2572.9 | 2210.45 |  | ERCTc_vh_SDW_1.5 | 26.4591 | 24.7897 | 22.7143 | 20.755 | 18.9021 | 17.1781 | 15.4244 | 13.8336 | 12.34 | 10.9414 | 9.5928 | 8.4565 | 7.3573 | 6.3347 | 5.3846 | 4.5064 | 3.6859 | 2.9355 | 2.3015 | 1.7962 | 1.3934 | 1.1691 | 0.99995 | 0.85256 | 0.72526 | 0.60738 | 0.5227 | 0.44234 | 0.37183 | 0.30767 | 0.24716 | 5.059 |  |  |  | ERCTc_vh_SDW_1.5 | 73.6909 | 70.4529 | 67.3572 | 64.3976 | 61.568 | 58.8627 | 56.2763 | 53.8036 | 51.4395 | 49.1793 | 47.0184 | 44.9524 | 42.9772 | 41.0888 | 39.2834 | 37.5573 | 35.907 | 34.3293 | 32.8209 | 31.3788 | 30 | 30 | 30 | 30 | 30 | 30 | 30 | 30 | 30 | 30 | 30
[1297 empty] | ERCTc_mm | 0.1 | 0.103 | 0.10609 | 0.10927 | 0.11255 | 0.11593 | 0.11941 | 0.12299 | 0.12668 | 0.13048 | 0.13439 | 0.13842 | 0.14258 | 0.14685 | 0.15126 | 0.1558 | 0.16047 | 0.16528 | 0.17024 | 0.17535 | 0.18061 | 0.18603 | 0.19161 | 0.19736 | 0.20328 | 0.20938 | 0.21566 | 0.22213 | 0.22879 | 0.23566 | 0.24273 | [12 empty] | HDD | FRE2 | 2534.8027 | 2205.05 |  | 2617.49 | 2270.28 |  | ERCTc_mm_SDW_1.5 | 41.2206 | 38.6111 | 35.3668 | 32.3041 | 29.4078 | 26.7129 | 23.9716 | 21.485 | 19.1501 | 16.9639 | 14.856 | 13.0796 | 11.3615 | 9.7629 | 8.2779 | 6.905 | 5.6224 | 4.4495 | 3.4584 | 2.6686 | 2.039 | 1.6883 | 1.4239 | 1.1935 | 0.99451 | 0.81023 | 0.67788 | 0.55225 | 0.44204 | 0.34175 | 0.24716 | 2.0804 |  |  |  | ERCTc_mm_SDW_1.5 | 132.9968 | 124.4095 | 116.3766 | 108.8624 | 101.8333 | 95.2581 | 89.1075 | 83.354 | 77.972 | 72.9375 | 68.228 | 63.8227 | 59.7018 | 55.8469 | 52.241 | 48.8679 | 45.7126 | 42.761 | 40 | 40 | 40 | 40 | 40 | 40 | 40 | 40 | 40 | 40 | 40 | 40 | 40
[1297 empty] | ERCTc_w | 0.1 | 0.103 | 0.10609 | 0.10927 | 0.11255 | 0.11593 | 0.11941 | 0.12299 | 0.12668 | 0.13048 | 0.13439 | 0.13842 | 0.14258 | 0.14685 | 0.15126 | 0.1558 | 0.16047 | 0.16528 | 0.17024 | 0.17535 | 0.18061 | 0.18603 | 0.19161 | 0.19736 | 0.20328 | 0.20938 | 0.21566 | 0.22213 | 0.22879 | 0.23566 | 0.24273 | [12 empty] | HDD | FRF1 | 2588.7907 | 2292.87 |  | 2750.5 | 2293.44 |  | ERCTc_w_SDW_1.5 | 15.8354 | 14.8426 | 13.6083 | 12.4431 | 11.3412 | 10.316 | 9.273 | 8.327 | 7.4387 | 6.607 | 5.805 | 5.1292 | 4.4756 | 3.8674 | 3.3024 | 2.7801 | 2.2922 | 1.8459 | 1.4689 | 1.1684 | 0.92885 | 0.79543 | 0.69485 | 0.60719 | 0.53149 | 0.46138 | 0.41103 | 0.36323 | 0.3213 | 0.28315 | 0.24716 | 2.3176 |  |  |  | ERCTc_w_SDW_1.5 | 47.0978 | 45.7201 | 44.3827 | 43.0845 | 41.8242 | 40.6008 | 39.4131 | 38.2602 | 37.1411 | 36.0547 | 35 | 35 | 35 | 35 | 35 | 35 | 35 | 35 | 35 | 35 | 35 | 35 | 35 | 35 | 35 | 35 | 35 | 35 | 35 | 35 | 35
[1297 empty] | FRCCc_vh | 0.1 | 0.103 | 0.10609 | 0.10927 | 0.11255 | 0.11593 | 0.11941 | 0.12299 | 0.12668 | 0.13048 | 0.13439 | 0.13842 | 0.14258 | 0.14685 | 0.15126 | 0.1558 | 0.16047 | 0.16528 | 0.17024 | 0.17535 | 0.18061 | 0.18603 | 0.19161 | 0.19736 | 0.20328 | 0.20938 | 0.21566 | 0.22213 | 0.22879 | 0.23566 | 0.24273 | [12 empty] | HDD | FRF2 | 2596.4327 | 2248.65 |  | 2703.01 | 2318.93 |  | FRCCc_vh_SDW_1.5 | 26.961 | 25.2597 | 23.1445 | 21.1477 | 19.2594 | 17.5023 | 15.715 | 14.0938 | 12.5715 | 11.1462 | 9.7718 | 8.6137 | 7.4935 | 6.4512 | 5.483 | 4.588 | 3.7517 | 2.987 | 2.3408 | 1.8259 | 1.4154 | 1.1867 | 1.0144 | 0.86416 | 0.73442 | 0.61427 | 0.52798 | 0.44607 | 0.37422 | 0.30883 | 0.24716 | 1.813 |  |  |  | FRCCc_vh_SDW_1.5 | 73.6909 | 69.6659 | 65.8608 | 62.2635 | 58.8627 | 55.6477 | 52.6083 | 49.7348 | 47.0184 | 44.4502 | 42.0224 | 39.7272 | 37.5573 | 35.5059 | 33.5666 | 31.7332 | 30 | 30 | 30 | 30 | 30 | 30 | 30 | 30 | 30 | 30 | 30 | 30 | 30 | 30 | 30
[1297 empty] | MROEc_vc | 0.1 | 0.103 | 0.10609 | 0.10927 | 0.11255 | 0.11593 | 0.11941 | 0.12299 | 0.12668 | 0.13048 | 0.13439 | 0.13842 | 0.14258 | 0.14685 | 0.15126 | 0.1558 | 0.16047 | 0.16528 | 0.17024 | 0.17535 | 0.18061 | 0.18603 | 0.19161 | 0.19736 | 0.20328 | 0.20938 | 0.21566 | 0.22213 | 0.22879 | 0.23566 | 0.24273 | [12 empty] | HDD | FRF3 | 2722.834 | 2419.16 |  | 2874.54 | 2432.22 |  | MROEc_vc_SDW_1.5 | 77.5508 | 72.6276 | 66.5066 | 60.7283 | 55.264 | 50.1795 | 45.0076 | 40.316 | 35.911 | 31.7863 | 27.8093 | 24.4579 | 21.2164 | 18.2003 | 15.3985 | 12.8084 | 10.3886 | 8.1756 | 6.3057 | 4.8156 | 3.6277 | 2.9661 | 2.4673 | 2.0326 | 1.6572 | 1.3095 | 1.0598 | 0.82276 | 0.61483 | 0.42562 | 0.24716 | 1.6106 |  |  |  | MROEc_vc_SDW_1.5 | 160.8492 | 152.0162 | 143.6681 | 135.7786 | 128.3222 | 121.2754 | 114.6155 | 108.3213 | 102.3728 | 96.751 | 91.4379 | 86.4166 | 81.671 | 77.186 | 72.9473 | 68.9414 | 65.1554 | 61.5774 | 58.1958 | 55 | 55 | 55 | 55 | 55 | 55 | 55 | 55 | 55 | 55 | 55 | 55
[1297 empty] | MROWc_vc | 0.1 | 0.103 | 0.10609 | 0.10927 | 0.11255 | 0.11593 | 0.11941 | 0.12299 | 0.12668 | 0.13048 | 0.13439 | 0.13842 | 0.14258 | 0.14685 | 0.15126 | 0.1558 | 0.16047 | 0.16528 | 0.17024 | 0.17535 | 0.18061 | 0.18603 | 0.19161 | 0.19736 | 0.20328 | 0.20938 | 0.21566 | 0.22213 | 0.22879 | 0.23566 | 0.24273 | [12 empty] | HDD | FRG0 | 2075.8833 | 1753.38 |  | 2200.56 | 1818.04 |  | MROWc_vc_SDW_1.5 | 54.1505 | 50.7175 | 46.4494 | 42.4202 | 38.61 | 35.0646 | 31.4583 | 28.1869 | 25.1153 | 22.2392 | 19.466 | 17.1291 | 14.8688 | 12.7658 | 10.8121 | 9.006 | 7.3187 | 5.7756 | 4.4718 | 3.4327 | 2.6044 | 2.1431 | 1.7952 | 1.4921 | 1.2304 | 0.98792 | 0.81379 | 0.64853 | 0.50354 | 0.3716 | 0.24716 | 1.2752 |  |  |  | MROWc_vc_SDW_1.5 | 160.8492 | 151.5399 | 142.7693 | 134.5064 | 126.7217 | 119.3875 | 112.4778 | 105.968 | 99.835 | 94.0569 | 88.6133 | 83.4847 | 78.6529 | 74.1008 | 69.8121 | 65.7717 | 61.965 | 58.3787 | 55 | 55 | 55 | 55 | 55 | 55 | 55 | 55 | 55 | 55 | 55 | 55 | 55
[1297 empty] | MROWc_c | 0.1 | 0.103 | 0.10609 | 0.10927 | 0.11255 | 0.11593 | 0.11941 | 0.12299 | 0.12668 | 0.13048 | 0.13439 | 0.13842 | 0.14258 | 0.14685 | 0.15126 | 0.1558 | 0.16047 | 0.16528 | 0.17024 | 0.17535 | 0.18061 | 0.18603 | 0.19161 | 0.19736 | 0.20328 | 0.20938 | 0.21566 | 0.22213 | 0.22879 | 0.23566 | 0.24273 | [12 empty] | HDD | FRH0 | 2137.368 | 1874.62 |  | 2201.94 | 1880.68 |  | MROWc_c_SDW_1.5 | 28.9497 | 27.1217 | 24.849 | 22.7036 | 20.6747 | 18.7868 | 16.8665 | 15.1246 | 13.489 | 11.9575 | 10.4808 | 9.2365 | 8.0329 | 6.9131 | 5.8728 | 4.9111 | 4.0126 | 3.191 | 2.4967 | 1.9434 | 1.5024 | 1.2567 | 1.0715 | 0.91009 | 0.77069 | 0.6416 | 0.54888 | 0.46088 | 0.38368 | 0.31342 | 0.24716 | 1.4467 |  |  |  | MROWc_c_SDW_1.5 | 85.9925 | 82.5815 | 79.3058 | 76.16 | 73.1389 | 70.2378 | 67.4517 | 64.7761 | 62.2066 | 59.7391 | 57.3694 | 55.0938 | 52.9084 | 50.8097 | 48.7942 | 46.8587 | 45 | 45 | 45 | 45 | 45 | 45 | 45 | 45 | 45 | 45 | 45 | 45 | 45 | 45 | 45
[1297 empty] | NEWEc_vc | 0.1 | 0.103 | 0.10609 | 0.10927 | 0.11255 | 0.11593 | 0.11941 | 0.12299 | 0.12668 | 0.13048 | 0.13439 | 0.13842 | 0.14258 | 0.14685 | 0.15126 | 0.1558 | 0.16047 | 0.16528 | 0.17024 | 0.17535 | 0.18061 | 0.18603 | 0.19161 | 0.19736 | 0.20328 | 0.20938 | 0.21566 | 0.22213 | 0.22879 | 0.23566 | 0.24273 | [12 empty] | HDD | FRI1 | 1778.178 | 1507.7 |  | 1836.98 | 1526.02 |  | NEWEc_vc_SDW_1.5 | 34.8213 | 32.6194 | 29.8817 | 27.2974 | 24.8535 | 22.5794 | 20.2663 | 18.168 | 16.1978 | 14.3531 | 12.5743 | 11.0754 | 9.6256 | 8.2767 | 7.0236 | 5.8652 | 4.7829 | 3.7932 | 2.9569 | 2.2904 | 1.7591 | 1.4632 | 1.2401 | 1.0457 | 0.87779 | 0.72229 | 0.61061 | 0.5046 | 0.4116 | 0.32698 | 0.24716 | 2.5467 |  |  |  | NEWEc_vc_SDW_1.5 | 160.8492 | 149.7437 | 139.4049 | 129.78 | 120.8196 | 112.4778 | 104.712 | 97.4824 | 90.7519 | 84.4861 | 78.6529 | 73.2225 | 68.167 | 63.4605 | 59.079 | 55 | 55 | 55 | 55 | 55 | 55 | 55 | 55 | 55 | 55 | 55 | 55 | 55 | 55 | 55 | 55
[1297 empty] | NEWEc_c | 0.1 | 0.103 | 0.10609 | 0.10927 | 0.11255 | 0.11593 | 0.11941 | 0.12299 | 0.12668 | 0.13048 | 0.13439 | 0.13842 | 0.14258 | 0.14685 | 0.15126 | 0.1558 | 0.16047 | 0.16528 | 0.17024 | 0.17535 | 0.18061 | 0.18603 | 0.19161 | 0.19736 | 0.20328 | 0.20938 | 0.21566 | 0.22213 | 0.22879 | 0.23566 | 0.24273 | [12 empty] | HDD | FRI2 | 2353.7053 | 2072.52 |  | 2443.07 | 2056.1 |  | NEWEc_c_SDW_1.5 | 18.616 | 17.4461 | 15.9917 | 14.6186 | 13.3202 | 12.112 | 10.8831 | 9.7683 | 8.7216 | 7.7415 | 6.7964 | 6.0001 | 5.2298 | 4.5132 | 3.8474 | 3.2319 | 2.657 | 2.1311 | 1.6868 | 1.3327 | 1.0505 | 0.89323 | 0.7747 | 0.67142 | 0.58221 | 0.49959 | 0.44026 | 0.38394 | 0.33453 | 0.28957 | 0.24716 | 1.3898 |  |  |  | NEWEc_c_SDW_1.5 | 85.9925 | 80.6002 | 75.5459 | 70.8086 | 66.3684 | 62.2066 | 58.3058 | 54.6496 | 51.2227 | 48.0106 | 45 | 45 | 45 | 45 | 45 | 45 | 45 | 45 | 45 | 45 | 45 | 45 | 45 | 45 | 45 | 45 | 45 | 45 | 45 | 45 | 45
[1297 empty] | NWPPc_vc | 0.1 | 0.103 | 0.10609 | 0.10927 | 0.11255 | 0.11593 | 0.11941 | 0.12299 | 0.12668 | 0.13048 | 0.13439 | 0.13842 | 0.14258 | 0.14685 | 0.15126 | 0.1558 | 0.16047 | 0.16528 | 0.17024 | 0.17535 | 0.18061 | 0.18603 | 0.19161 | 0.19736 | 0.20328 | 0.20938 | 0.21566 | 0.22213 | 0.22879 | 0.23566 | 0.24273 | [12 empty] | HDD | FRI3 | 1990.69 | 1661.15 |  | 2079.73 | 1721.4 |  | NWPPc_vc_SDW_1.5 | 37.8375 | 35.4435 | 32.4671 | 29.6573 | 27.0001 | 24.5277 | 22.0128 | 19.7314 | 17.5894 | 15.5837 | 13.6498 | 12.0201 | 10.4438 | 8.9772 | 7.6148 | 6.3553 | 5.1786 | 4.1025 | 3.1933 | 2.4687 | 1.891 | 1.5693 | 1.3267 | 1.1154 | 0.93281 | 0.76374 | 0.64231 | 0.52706 | 0.42595 | 0.33394 | 0.24716 | 1.3932 |  |  |  | NWPPc_vc_SDW_1.5 | 160.8492 | 150.4148 | 140.6572 | 131.5326 | 122.9999 | 115.0208 | 107.5593 | 100.5818 | 94.0569 | 87.9554 | 82.2496 | 76.914 | 71.9245 | 67.2587 | 62.8955 | 58.8154 | 55 | 55 | 55 | 55 | 55 | 55 | 55 | 55 | 55 | 55 | 55 | 55 | 55 | 55 | 55
[1297 empty] | NWPPc_c | 0.1 | 0.103 | 0.10609 | 0.10927 | 0.11255 | 0.11593 | 0.11941 | 0.12299 | 0.12668 | 0.13048 | 0.13439 | 0.13842 | 0.14258 | 0.14685 | 0.15126 | 0.1558 | 0.16047 | 0.16528 | 0.17024 | 0.17535 | 0.18061 | 0.18603 | 0.19161 | 0.19736 | 0.20328 | 0.20938 | 0.21566 | 0.22213 | 0.22879 | 0.23566 | 0.24273 | [12 empty] | HDD | FRJ1 | 1969.136 | 1811.12 |  | 2038.53 | 1700.98 |  | NWPPc_c_SDW_1.5 | 20.2285 | 18.956 | 17.3738 | 15.8803 | 14.4679 | 13.1536 | 11.8168 | 10.6041 | 9.4655 | 8.3994 | 7.3714 | 6.5051 | 5.6673 | 4.8877 | 4.1635 | 3.494 | 2.8685 | 2.2965 | 1.8132 | 1.428 | 1.121 | 0.94995 | 0.82102 | 0.70866 | 0.61162 | 0.52175 | 0.45721 | 0.39594 | 0.3422 | 0.29329 | 0.24716 | 1.6191 |  |  |  | NWPPc_c_SDW_1.5 | 85.9925 | 81.8137 | 77.838 | 74.0555 | 70.4568 | 67.033 | 63.7755 | 60.6763 | 57.7278 | 54.9225 | 52.2536 | 49.7143 | 47.2985 | 45 | 45 | 45 | 45 | 45 | 45 | 45 | 45 | 45 | 45 | 45 | 45 | 45 | 45 | 45 | 45 | 45 | 45
[1297 empty] | NWPPc_mm | 0.1 | 0.103 | 0.10609 | 0.10927 | 0.11255 | 0.11593 | 0.11941 | 0.12299 | 0.12668 | 0.13048 | 0.13439 | 0.13842 | 0.14258 | 0.14685 | 0.15126 | 0.1558 | 0.16047 | 0.16528 | 0.17024 | 0.17535 | 0.18061 | 0.18603 | 0.19161 | 0.19736 | 0.20328 | 0.20938 | 0.21566 | 0.22213 | 0.22879 | 0.23566 | 0.24273 | [12 empty] | HDD | FRJ2 | 2145.272 | 1909.28 |  | 2198.67 | 1832.67 |  | NWPPc_mm_SDW_1.5 | 32.3726 | 30.3266 | 27.7829 | 25.3816 | 23.1107 | 20.9978 | 18.8484 | 16.8988 | 15.0681 | 13.354 | 11.7013 | 10.3085 | 8.9614 | 7.708 | 6.5437 | 5.4673 | 4.4617 | 3.542 | 2.765 | 2.1457 | 1.652 | 1.3771 | 1.1698 | 0.98914 | 0.83313 | 0.68864 | 0.58487 | 0.48637 | 0.39996 | 0.32132 | 0.24716 | 1.7831 |  |  |  | NWPPc_mm_SDW_1.5 | 132.9968 | 123.922 | 115.4663 | 107.5876 | 100.2465 | 93.4063 | 87.0329 | 81.0943 | 75.5609 | 70.4051 | 65.6011 | 61.1249 | 56.9541 | 53.0679 | 49.4469 | 46.073 | 42.9292 | 40 | 40 | 40 | 40 | 40 | 40 | 40 | 40 | 40 | 40 | 40 | 40 | 40 | 40
[1297 empty] | NWPPc_w | 0.1 | 0.103 | 0.10609 | 0.10927 | 0.11255 | 0.11593 | 0.11941 | 0.12299 | 0.12668 | 0.13048 | 0.13439 | 0.13842 | 0.14258 | 0.14685 | 0.15126 | 0.1558 | 0.16047 | 0.16528 | 0.17024 | 0.17535 | 0.18061 | 0.18603 | 0.19161 | 0.19736 | 0.20328 | 0.20938 | 0.21566 | 0.22213 | 0.22879 | 0.23566 | 0.24273 | [12 empty] | HDD | FRK1 | 2700.8853 | 2400.9 |  | 2809.96 | 2360.94 |  | NWPPc_w_SDW_1.5 | 12.0632 | 11.3107 | 10.3751 | 9.4919 | 8.6566 | 7.8795 | 7.0889 | 6.3718 | 5.6985 | 5.068 | 4.4601 | 3.9478 | 3.4524 | 2.9914 | 2.5631 | 2.1672 | 1.7973 | 1.459 | 1.1732 | 0.94547 | 0.76389 | 0.66276 | 0.58651 | 0.52007 | 0.46269 | 0.40954 | 0.37137 | 0.33515 | 0.30336 | 0.27444 | 0.24716 | 1.7831 |  |  |  | NWPPc_w_SDW_1.5 | 47.0978 | 45.382 | 43.7288 | 42.1358 | 40.6008 | 39.1217 | 37.6965 | 36.3232 | 35 | 35 | 35 | 35 | 35 | 35 | 35 | 35 | 35 | 35 | 35 | 35 | 35 | 35 | 35 | 35 | 35 | 35 | 35 | 35 | 35 | 35 | 35
[1297 empty] | NYSTc_vc | 0.1 | 0.103 | 0.10609 | 0.10927 | 0.11255 | 0.11593 | 0.11941 | 0.12299 | 0.12668 | 0.13048 | 0.13439 | 0.13842 | 0.14258 | 0.14685 | 0.15126 | 0.1558 | 0.16047 | 0.16528 | 0.17024 | 0.17535 | 0.18061 | 0.18603 | 0.19161 | 0.19736 | 0.20328 | 0.20938 | 0.21566 | 0.22213 | 0.22879 | 0.23566 | 0.24273 | [12 empty] | HDD | FRK2 | 2672.8687 | 2429.02 |  | 2795.77 | 2348.33 |  | NYSTc_vc_SDW_1.5 | 41.6974 | 39.0576 | 35.7755 | 32.6771 | 29.7472 | 27.0209 | 24.2477 | 21.7321 | 19.3701 | 17.1585 | 15.0259 | 13.229 | 11.4908 | 9.8736 | 8.3713 | 6.9825 | 5.685 | 4.4984 | 3.4958 | 2.6968 | 2.0598 | 1.7051 | 1.4376 | 1.2045 | 1.0032 | 0.81678 | 0.68289 | 0.5558 | 0.44431 | 0.34285 | 0.24716 | 1.7831 |  |  |  | NYSTc_vc_SDW_1.5 | 160.8492 | 151.0094 | 141.7715 | 133.0987 | 124.9565 | 117.3123 | 110.1358 | 103.3983 | 97.073 | 91.1346 | 85.5595 | 80.3254 | 75.4116 | 70.7983 | 66.4673 | 62.4012 | 58.5838 | 55 | 55 | 55 | 55 | 55 | 55 | 55 | 55 | 55 | 55 | 55 | 55 | 55 | 55
[1297 empty] | NYSTc_c | 0.1 | 0.103 | 0.10609 | 0.10927 | 0.11255 | 0.11593 | 0.11941 | 0.12299 | 0.12668 | 0.13048 | 0.13439 | 0.13842 | 0.14258 | 0.14685 | 0.15126 | 0.1558 | 0.16047 | 0.16528 | 0.17024 | 0.17535 | 0.18061 | 0.18603 | 0.19161 | 0.19736 | 0.20328 | 0.20938 | 0.21566 | 0.22213 | 0.22879 | 0.23566 | 0.24273 | [12 empty] | HDD | FRL0 | 2374.4533 | 2263.81 |  | 2472.68 | 2104.38 |  | NYSTc_c_SDW_1.5 | 22.2921 | 20.8881 | 19.1426 | 17.4947 | 15.9365 | 14.4865 | 13.0116 | 11.6737 | 10.4175 | 9.2413 | 8.1071 | 7.1514 | 6.227 | 5.3669 | 4.5679 | 3.8293 | 3.1392 | 2.5081 | 1.9749 | 1.55 | 1.2112 | 1.0225 | 0.88028 | 0.75632 | 0.64926 | 0.55011 | 0.4789 | 0.41131 | 0.35201 | 0.29805 | 0.24716 | 1.7831 |  |  |  | NYSTc_c_SDW_1.5 | 85.9925 | 82.359 | 78.8789 | 75.5459 | 72.3538 | 69.2965 | 66.3684 | 63.564 | 60.8782 | 58.3058 | 55.8421 | 53.4825 | 51.2227 | 49.0583 | 46.9853 | 45 | 45 | 45 | 45 | 45 | 45 | 45 | 45 | 45 | 45 | 45 | 45 | 45 | 45 | 45 | 45
[1297 empty] | NYSTc_mm | 0.1 | 0.103 | 0.10609 | 0.10927 | 0.11255 | 0.11593 | 0.11941 | 0.12299 | 0.12668 | 0.13048 | 0.13439 | 0.13842 | 0.14258 | 0.14685 | 0.15126 | 0.1558 | 0.16047 | 0.16528 | 0.17024 | 0.17535 | 0.18061 | 0.18603 | 0.19161 | 0.19736 | 0.20328 | 0.20938 | 0.21566 | 0.22213 | 0.22879 | 0.23566 | 0.24273 | [12 empty] | HDD | FRM0 | 1340.5473 | 1278.61 |  | 1410.85 | 1240.72 |  | NYSTc_mm_SDW_1.5 | 36.045 | 33.7651 | 30.9306 | 28.2548 | 25.7244 | 23.3698 | 20.9748 | 18.8023 | 16.7624 | 14.8523 | 13.0106 | 11.4587 | 9.9576 | 8.5609 | 7.2634 | 6.064 | 4.9434 | 3.9187 | 3.0528 | 2.3627 | 1.8126 | 1.5062 | 1.2753 | 1.074 | 0.90011 | 0.73911 | 0.62347 | 0.51371 | 0.41742 | 0.3298 | 0.24716 | 1.7831 |  |  |  | NYSTc_mm_SDW_1.5 | 132.9968 | 124.8473 | 117.1971 | 110.0157 | 103.2744 | 96.9461 | 91.0056 | 85.4292 | 80.1944 | 75.2804 | 70.6675 | 66.3372 | 62.2723 | 58.4565 | 54.8745 | 51.512 | 48.3556 | 45.3925 | 42.611 | 40 | 40 | 40 | 40 | 40 | 40 | 40 | 40 | 40 | 40 | 40 | 40
[1297 empty] | RFCEc_vc | 0.1 | 0.103 | 0.10609 | 0.10927 | 0.11255 | 0.11593 | 0.11941 | 0.12299 | 0.12668 | 0.13048 | 0.13439 | 0.13842 | 0.14258 | 0.14685 | 0.15126 | 0.1558 | 0.16047 | 0.16528 | 0.17024 | 0.17535 | 0.18061 | 0.18603 | 0.19161 | 0.19736 | 0.20328 | 0.20938 | 0.21566 | 0.22213 | 0.22879 | 0.23566 | 0.24273 | [12 empty] | HDD | HR03 | 2006.5213 | 1932.78 |  | 2127.07 | 1901.21 |  | RFCEc_vc_SDW_1.5 | 40.0356 | 37.5017 | 34.3512 | 31.377 | 28.5645 | 25.9475 | 23.2855 | 20.8708 | 18.6035 | 16.4805 | 14.4335 | 12.7085 | 11.0401 | 9.4877 | 8.0456 | 6.7125 | 5.467 | 4.3279 | 3.3655 | 2.5986 | 1.9872 | 1.6466 | 1.3899 | 1.1661 | 0.9729 | 0.79395 | 0.66542 | 0.54343 | 0.4364 | 0.33901 | 0.24716 | 1.7831 |  |  |  | RFCEc_vc_SDW_1.5 | 160.8492 | 148.1046 | 136.3697 | 125.5647 | 115.6158 | 106.4551 | 98.0203 | 90.2538 | 83.1027 | 76.5182 | 70.4554 | 64.873 | 59.7328 | 55 | 55 | 55 | 55 | 55 | 55 | 55 | 55 | 55 | 55 | 55 | 55 | 55 | 55 | 55 | 55 | 55 | 55
[1297 empty] | RFCEc_c | 0.1 | 0.103 | 0.10609 | 0.10927 | 0.11255 | 0.11593 | 0.11941 | 0.12299 | 0.12668 | 0.13048 | 0.13439 | 0.13842 | 0.14258 | 0.14685 | 0.15126 | 0.1558 | 0.16047 | 0.16528 | 0.17024 | 0.17535 | 0.18061 | 0.18603 | 0.19161 | 0.19736 | 0.20328 | 0.20938 | 0.21566 | 0.22213 | 0.22879 | 0.23566 | 0.24273 | [12 empty] | HDD | HR04 | 2417.4407 | 2296.64 |  | 2551.77 | 2280.55 |  | RFCEc_c_SDW_1.5 | 21.4037 | 20.0563 | 18.3811 | 16.7997 | 15.3042 | 13.9127 | 12.4972 | 11.2132 | 10.0077 | 8.8788 | 7.7904 | 6.8732 | 5.986 | 5.1606 | 4.3938 | 3.6849 | 3.0227 | 2.417 | 1.9053 | 1.4975 | 1.1724 | 0.99128 | 0.85477 | 0.7358 | 0.63305 | 0.5379 | 0.46956 | 0.40469 | 0.34779 | 0.296 | 0.24716 | 1.7831 |  |  |  | RFCEc_c_SDW_1.5 | 85.9925 | 80.6002 | 75.5459 | 70.8086 | 66.3684 | 62.2066 | 58.3058 | 54.6496 | 51.2227 | 48.0106 | 45 | 45 | 45 | 45 | 45 | 45 | 45 | 45 | 45 | 45 | 45 | 45 | 45 | 45 | 45 | 45 | 45 | 45 | 45 | 45 | 45
[1297 empty] | RFCEc_mm | 0.1 | 0.103 | 0.10609 | 0.10927 | 0.11255 | 0.11593 | 0.11941 | 0.12299 | 0.12668 | 0.13048 | 0.13439 | 0.13842 | 0.14258 | 0.14685 | 0.15126 | 0.1558 | 0.16047 | 0.16528 | 0.17024 | 0.17535 | 0.18061 | 0.18603 | 0.19161 | 0.19736 | 0.20328 | 0.20938 | 0.21566 | 0.22213 | 0.22879 | 0.23566 | 0.24273 | [12 empty] | HDD | ITC1 | 2492.274 | 2386.09 |  | 2583.42 | 2204.19 |  | RFCEc_mm_SDW_1.5 | 34.4639 | 32.2848 | 29.5755 | 27.0178 | 24.5991 | 22.3486 | 20.0594 | 17.9828 | 16.033 | 14.2073 | 12.4469 | 10.9635 | 9.5287 | 8.1937 | 6.9536 | 5.8071 | 4.736 | 3.7565 | 2.9289 | 2.2693 | 1.7435 | 1.4506 | 1.2298 | 1.0374 | 0.87127 | 0.71738 | 0.60685 | 0.50194 | 0.4099 | 0.32615 | 0.24716 | 1.7831 |  |  |  | RFCEc_mm_SDW_1.5 | 132.9968 | 122.7597 | 113.3106 | 104.5888 | 96.5383 | 89.1075 | 82.2487 | 75.9178 | 70.0742 | 64.6804 | 59.7018 | 55.1064 | 50.8647 | 46.9495 | 43.3357 | 40 | 40 | 40 | 40 | 40 | 40 | 40 | 40 | 40 | 40 | 40 | 40 | 40 | 40 | 40 | 40
[1297 empty] | RFCMc_vc | 0.1 | 0.103 | 0.10609 | 0.10927 | 0.11255 | 0.11593 | 0.11941 | 0.12299 | 0.12668 | 0.13048 | 0.13439 | 0.13842 | 0.14258 | 0.14685 | 0.15126 | 0.1558 | 0.16047 | 0.16528 | 0.17024 | 0.17535 | 0.18061 | 0.18603 | 0.19161 | 0.19736 | 0.20328 | 0.20938 | 0.21566 | 0.22213 | 0.22879 | 0.23566 | 0.24273 | [12 empty] | HDD | ITC2 | 4354.634 | 4118.73 |  | 4481.25 | 3868.15 |  | RFCMc_vc_SDW_1.5 | 61.5291 | 57.6263 | 52.7739 | 48.1932 | 43.8614 | 39.8307 | 35.7307 | 32.0115 | 28.5194 | 25.2496 | 22.0968 | 19.4401 | 16.8704 | 14.4794 | 12.2583 | 10.205 | 8.2867 | 6.5324 | 5.0501 | 3.8688 | 2.9271 | 2.4026 | 2.0071 | 1.6626 | 1.3649 | 1.0893 | 0.89136 | 0.70347 | 0.53863 | 0.38863 | 0.24716 | 1.7831 |  |  |  | RFCMc_vc_SDW_1.5 | 160.8492 | 149.7437 | 139.4049 | 129.78 | 120.8196 | 112.4778 | 104.712 | 97.4824 | 90.7519 | 84.4861 | 78.6529 | 73.2225 | 68.167 | 63.4605 | 59.079 | 55 | 55 | 55 | 55 | 55 | 55 | 55 | 55 | 55 | 55 | 55 | 55 | 55 | 55 | 55 | 55
[1297 empty] | RFCMc_c | 0.1 | 0.103 | 0.10609 | 0.10927 | 0.11255 | 0.11593 | 0.11941 | 0.12299 | 0.12668 | 0.13048 | 0.13439 | 0.13842 | 0.14258 | 0.14685 | 0.15126 | 0.1558 | 0.16047 | 0.16528 | 0.17024 | 0.17535 | 0.18061 | 0.18603 | 0.19161 | 0.19736 | 0.20328 | 0.20938 | 0.21566 | 0.22213 | 0.22879 | 0.23566 | 0.24273 | [12 empty] | HDD | ITC3 | 1710.774 | 1602.03 |  | 1749.71 | 1554.03 |  | RFCMc_c_SDW_1.5 | 32.8944 | 30.8152 | 28.2302 | 25.7899 | 23.4821 | 21.3348 | 19.1506 | 17.1693 | 15.3089 | 13.5669 | 11.8873 | 10.472 | 9.103 | 7.8292 | 6.6459 | 5.5521 | 4.5301 | 3.5955 | 2.8059 | 2.1765 | 1.6749 | 1.3954 | 1.1848 | 1.0012 | 0.84264 | 0.69581 | 0.59035 | 0.49025 | 0.40244 | 0.32253 | 0.24716 | 1.7831 |  |  |  | RFCMc_c_SDW_1.5 | 85.9925 | 81.4748 | 77.1944 | 73.1389 | 69.2965 | 65.6559 | 62.2066 | 58.9385 | 55.8421 | 52.9084 | 50.1288 | 47.4952 | 45 | 45 | 45 | 45 | 45 | 45 | 45 | 45 | 45 | 45 | 45 | 45 | 45 | 45 | 45 | 45 | 45 | 45 | 45
[1297 empty] | RFCWc_vc | 0.1 | 0.103 | 0.10609 | 0.10927 | 0.11255 | 0.11593 | 0.11941 | 0.12299 | 0.12668 | 0.13048 | 0.13439 | 0.13842 | 0.14258 | 0.14685 | 0.15126 | 0.1558 | 0.16047 | 0.16528 | 0.17024 | 0.17535 | 0.18061 | 0.18603 | 0.19161 | 0.19736 | 0.20328 | 0.20938 | 0.21566 | 0.22213 | 0.22879 | 0.23566 | 0.24273 | [12 empty] | HDD | ITC4 | 2488.7927 | 2347.48 |  | 2566.45 | 2312.57 |  | RFCWc_vc_SDW_1.5 | 54.3289 | 50.8847 | 46.6024 | 42.5599 | 38.737 | 35.1799 | 31.5616 | 28.2794 | 25.1976 | 22.312 | 19.5296 | 17.185 | 14.9172 | 12.8072 | 10.8471 | 9.035 | 7.3421 | 5.7939 | 4.4858 | 3.4433 | 2.6122 | 2.1493 | 1.8004 | 1.4963 | 1.2336 | 0.99037 | 0.81567 | 0.64985 | 0.50438 | 0.37201 | 0.24716 | 1.7831 |  |  |  | RFCWc_vc_SDW_1.5 | 160.8492 | 149.7437 | 139.4049 | 129.78 | 120.8196 | 112.4778 | 104.712 | 97.4824 | 90.7519 | 84.4861 | 78.6529 | 73.2225 | 68.167 | 63.4605 | 59.079 | 55 | 55 | 55 | 55 | 55 | 55 | 55 | 55 | 55 | 55 | 55 | 55 | 55 | 55 | 55 | 55
[1297 empty] | RFCWc_c | 0.1 | 0.103 | 0.10609 | 0.10927 | 0.11255 | 0.11593 | 0.11941 | 0.12299 | 0.12668 | 0.13048 | 0.13439 | 0.13842 | 0.14258 | 0.14685 | 0.15126 | 0.1558 | 0.16047 | 0.16528 | 0.17024 | 0.17535 | 0.18061 | 0.18603 | 0.19161 | 0.19736 | 0.20328 | 0.20938 | 0.21566 | 0.22213 | 0.22879 | 0.23566 | 0.24273 | [12 empty] | HDD | ITH1 | 4212.778 | 4117.25 |  | 4490.42 | 3960.1 |  | RFCWc_c_SDW_1.5 | 29.0451 | 27.2111 | 24.9308 | 22.7782 | 20.7426 | 18.8485 | 16.9218 | 15.174 | 13.533 | 11.9964 | 10.5149 | 9.2664 | 8.0588 | 6.9352 | 5.8915 | 4.9266 | 4.0251 | 3.2007 | 2.5042 | 1.9491 | 1.5065 | 1.26 | 1.0742 | 0.91229 | 0.77243 | 0.64291 | 0.54989 | 0.46159 | 0.38413 | 0.31364 | 0.24716 | 1.7831 |  |  |  | RFCWc_c_SDW_1.5 | 85.9925 | 81.4748 | 77.1944 | 73.1389 | 69.2965 | 65.6559 | 62.2066 | 58.9385 | 55.8421 | 52.9084 | 50.1288 | 47.4952 | 45 | 45 | 45 | 45 | 45 | 45 | 45 | 45 | 45 | 45 | 45 | 45 | 45 | 45 | 45 | 45 | 45 | 45 | 45
[1297 empty] | RFCWc_mm | 0.1 | 0.103 | 0.10609 | 0.10927 | 0.11255 | 0.11593 | 0.11941 | 0.12299 | 0.12668 | 0.13048 | 0.13439 | 0.13842 | 0.14258 | 0.14685 | 0.15126 | 0.1558 | 0.16047 | 0.16528 | 0.17024 | 0.17535 | 0.18061 | 0.18603 | 0.19161 | 0.19736 | 0.20328 | 0.20938 | 0.21566 | 0.22213 | 0.22879 | 0.23566 | 0.24273 | [12 empty] | HDD | ITH2 | 3362.9147 | 3214.23 |  | 3522.33 | 3114.08 |  | RFCWc_mm_SDW_1.5 | 48.0631 | 45.0178 | 41.2317 | 37.6576 | 34.2776 | 31.1326 | 27.9335 | 25.0316 | 22.3069 | 19.7556 | 17.2956 | 15.2226 | 13.2176 | 11.352 | 9.619 | 8.0169 | 6.5201 | 5.1513 | 3.9947 | 3.073 | 2.3382 | 1.9289 | 1.6204 | 1.3515 | 1.1193 | 0.90426 | 0.7498 | 0.6032 | 0.47458 | 0.35754 | 0.24716 | 1.7831 |  |  |  | RFCWc_mm_SDW_1.5 | 132.9968 | 123.922 | 115.4663 | 107.5876 | 100.2465 | 93.4063 | 87.0329 | 81.0943 | 75.5609 | 70.4051 | 65.6011 | 61.1249 | 56.9541 | 53.0679 | 49.4469 | 46.073 | 42.9292 | 40 | 40 | 40 | 40 | 40 | 40 | 40 | 40 | 40 | 40 | 40 | 40 | 40 | 40
[1297 empty] | RMPAc_vc | 0.1 | 0.103 | 0.10609 | 0.10927 | 0.11255 | 0.11593 | 0.11941 | 0.12299 | 0.12668 | 0.13048 | 0.13439 | 0.13842 | 0.14258 | 0.14685 | 0.15126 | 0.1558 | 0.16047 | 0.16528 | 0.17024 | 0.17535 | 0.18061 | 0.18603 | 0.19161 | 0.19736 | 0.20328 | 0.20938 | 0.21566 | 0.22213 | 0.22879 | 0.23566 | 0.24273 | [12 empty] | HDD | ITH3 | 2296.4407 | 2230.07 |  | 2470.36 | 2203.01 |  | RMPAc_vc_SDW_1.5 | 61.1797 | 57.2991 | 52.4744 | 47.9198 | 43.6127 | 39.605 | 35.5283 | 31.8304 | 28.3582 | 25.1071 | 21.9722 | 19.3306 | 16.7756 | 14.3982 | 12.1898 | 10.1482 | 8.2408 | 6.4965 | 5.0227 | 3.8481 | 2.9118 | 2.3903 | 1.9971 | 1.6545 | 1.3586 | 1.0845 | 0.88769 | 0.70086 | 0.53697 | 0.38782 | 0.24716 | 1.7831 |  |  |  | RMPAc_vc_SDW_1.5 | 160.8492 | 151.5399 | 142.7693 | 134.5064 | 126.7217 | 119.3875 | 112.4778 | 105.968 | 99.835 | 94.0569 | 88.6133 | 83.4847 | 78.6529 | 74.1008 | 69.8121 | 65.7717 | 61.965 | 58.3787 | 55 | 55 | 55 | 55 | 55 | 55 | 55 | 55 | 55 | 55 | 55 | 55 | 55
[1297 empty] | RMPAc_c | 0.1 | 0.103 | 0.10609 | 0.10927 | 0.11255 | 0.11593 | 0.11941 | 0.12299 | 0.12668 | 0.13048 | 0.13439 | 0.13842 | 0.14258 | 0.14685 | 0.15126 | 0.1558 | 0.16047 | 0.16528 | 0.17024 | 0.17535 | 0.18061 | 0.18603 | 0.19161 | 0.19736 | 0.20328 | 0.20938 | 0.21566 | 0.22213 | 0.22879 | 0.23566 | 0.24273 | [12 empty] | HDD | ITH4 | 2491.0973 | 2440.84 |  | 2706.49 | 2388.59 |  | RMPAc_c_SDW_1.5 | 32.7076 | 30.6403 | 28.0701 | 25.6437 | 23.3492 | 21.2142 | 19.0424 | 17.0724 | 15.2227 | 13.4907 | 11.8207 | 10.4135 | 9.0523 | 7.7858 | 6.6093 | 5.5217 | 4.5056 | 3.5764 | 2.7912 | 2.1655 | 1.6667 | 1.3889 | 1.1794 | 0.99688 | 0.83924 | 0.69324 | 0.58839 | 0.48886 | 0.40155 | 0.3221 | 0.24716 | 1.7831 |  |  |  | RMPAc_c_SDW_1.5 | 85.9925 | 82.5815 | 79.3058 | 76.16 | 73.1389 | 70.2378 | 67.4517 | 64.7761 | 62.2066 | 59.7391 | 57.3694 | 55.0938 | 52.9084 | 50.8097 | 48.7942 | 46.8587 | 45 | 45 | 45 | 45 | 45 | 45 | 45 | 45 | 45 | 45 | 45 | 45 | 45 | 45 | 45
[1297 empty] | RMPAc_mm | 0.1 | 0.103 | 0.10609 | 0.10927 | 0.11255 | 0.11593 | 0.11941 | 0.12299 | 0.12668 | 0.13048 | 0.13439 | 0.13842 | 0.14258 | 0.14685 | 0.15126 | 0.1558 | 0.16047 | 0.16528 | 0.17024 | 0.17535 | 0.18061 | 0.18603 | 0.19161 | 0.19736 | 0.20328 | 0.20938 | 0.21566 | 0.22213 | 0.22879 | 0.23566 | 0.24273 | [12 empty] | HDD | ITH5 | 2003.5967 | 1869.96 |  | 2077.11 | 1904.89 |  | RMPAc_mm_SDW_1.5 | 54.5811 | 51.1208 | 46.8185 | 42.7572 | 38.9165 | 35.3428 | 31.7076 | 28.4101 | 25.314 | 22.4149 | 19.6195 | 17.264 | 14.9856 | 12.8658 | 10.8965 | 9.076 | 7.3752 | 5.8198 | 4.5055 | 3.4582 | 2.6232 | 2.1582 | 1.8076 | 1.5021 | 1.2382 | 0.99384 | 0.81832 | 0.65173 | 0.50558 | 0.37259 | 0.24716 | 1.7831 |  |  |  | RMPAc_mm_SDW_1.5 | 132.9968 | 124.8473 | 117.1971 | 110.0157 | 103.2744 | 96.9461 | 91.0056 | 85.4292 | 80.1944 | 75.2804 | 70.6675 | 66.3372 | 62.2723 | 58.4565 | 54.8745 | 51.512 | 48.3556 | 45.3925 | 42.611 | 40 | 40 | 40 | 40 | 40 | 40 | 40 | 40 | 40 | 40 | 40 | 40
[1297 empty] | SPNOc_c | 0.1 | 0.103 | 0.10609 | 0.10927 | 0.11255 | 0.11593 | 0.11941 | 0.12299 | 0.12668 | 0.13048 | 0.13439 | 0.13842 | 0.14258 | 0.14685 | 0.15126 | 0.1558 | 0.16047 | 0.16528 | 0.17024 | 0.17535 | 0.18061 | 0.18603 | 0.19161 | 0.19736 | 0.20328 | 0.20938 | 0.21566 | 0.22213 | 0.22879 | 0.23566 | 0.24273 | [12 empty] | HDD | ITI1 | 1669.7747 | 1593.06 |  | 1710.07 | 1568.21 |  | SPNOc_c_SDW_1.5 | 28.3616 | 26.5711 | 24.345 | 22.2435 | 20.2561 | 18.407 | 16.526 | 14.8198 | 13.2177 | 11.7176 | 10.2712 | 9.0523 | 7.8734 | 6.7765 | 5.7575 | 4.8155 | 3.9355 | 3.1306 | 2.4506 | 1.9087 | 1.4766 | 1.236 | 1.0546 | 0.89651 | 0.75997 | 0.63352 | 0.5427 | 0.4565 | 0.38088 | 0.31206 | 0.24716 | 1.489 |  |  |  | SPNOc_c_SDW_1.5 | 85.9925 | 82.359 | 78.8789 | 75.5459 | 72.3538 | 69.2965 | 66.3684 | 63.564 | 60.8782 | 58.3058 | 55.8421 | 53.4825 | 51.2227 | 49.0583 | 46.9853 | 45 | 45 | 45 | 45 | 45 | 45 | 45 | 45 | 45 | 45 | 45 | 45 | 45 | 45 | 45 | 45
[1297 empty] | SPNOc_mm | 0.1 | 0.103 | 0.10609 | 0.10927 | 0.11255 | 0.11593 | 0.11941 | 0.12299 | 0.12668 | 0.13048 | 0.13439 | 0.13842 | 0.14258 | 0.14685 | 0.15126 | 0.1558 | 0.16047 | 0.16528 | 0.17024 | 0.17535 | 0.18061 | 0.18603 | 0.19161 | 0.19736 | 0.20328 | 0.20938 | 0.21566 | 0.22213 | 0.22879 | 0.23566 | 0.24273 | [12 empty] | HDD | ITI2 | 1930.7827 | 1877.09 |  | 1956.3 | 1797.01 |  | SPNOc_mm_SDW_1.5 | 46.8467 | 43.8789 | 40.1891 | 36.7059 | 33.4119 | 30.3469 | 27.2292 | 24.4011 | 21.7457 | 19.2593 | 16.8619 | 14.8417 | 12.8876 | 11.0695 | 9.3806 | 7.8192 | 6.3605 | 5.0265 | 3.8993 | 3.0011 | 2.285 | 1.8862 | 1.5855 | 1.3234 | 1.0971 | 0.88755 | 0.73702 | 0.59414 | 0.4688 | 0.35474 | 0.24716 | 1.1764 |  |  |  | SPNOc_mm_SDW_1.5 | 132.9968 | 124.8473 | 117.1971 | 110.0157 | 103.2744 | 96.9461 | 91.0056 | 85.4292 | 80.1944 | 75.2804 | 70.6675 | 66.3372 | 62.2723 | 58.4565 | 54.8745 | 51.512 | 48.3556 | 45.3925 | 42.611 | 40 | 40 | 40 | 40 | 40 | 40 | 40 | 40 | 40 | 40 | 40 | 40
[1297 empty] | SPSOc_mm | 0.1 | 0.103 | 0.10609 | 0.10927 | 0.11255 | 0.11593 | 0.11941 | 0.12299 | 0.12668 | 0.13048 | 0.13439 | 0.13842 | 0.14258 | 0.14685 | 0.15126 | 0.1558 | 0.16047 | 0.16528 | 0.17024 | 0.17535 | 0.18061 | 0.18603 | 0.19161 | 0.19736 | 0.20328 | 0.20938 | 0.21566 | 0.22213 | 0.22879 | 0.23566 | 0.24273 | [12 empty] | HDD | ITI3 | 1765.754 | 1662.32 |  | 1891.44 | 1738.11 |  | SPSOc_mm_SDW_1.5 | 45.8323 | 42.9291 | 39.3196 | 35.9122 | 32.69 | 29.6917 | 26.6419 | 23.8753 | 21.2777 | 18.8455 | 16.5002 | 14.524 | 12.6125 | 10.8339 | 9.1817 | 7.6544 | 6.2274 | 4.9225 | 3.8198 | 2.9411 | 2.2406 | 1.8505 | 1.5563 | 1.3 | 1.0786 | 0.87361 | 0.72635 | 0.58659 | 0.46397 | 0.35239 | 0.24716 | 3.1026 |  |  |  | SPSOc_mm_SDW_1.5 | 132.9968 | 125.2427 | 117.9406 | 111.0642 | 104.5888 | 98.4909 | 92.7485 | 87.3409 | 82.2487 | 77.4533 | 72.9375 | 68.685 | 64.6804 | 60.9093 | 57.3581 | 54.0139 | 50.8647 | 47.8991 | 45.1064 | 42.4765 | 40 | 40 | 40 | 40 | 40 | 40 | 40 | 40 | 40 | 40 | 40
[1297 empty] | SPSOc_w | 0.1 | 0.103 | 0.10609 | 0.10927 | 0.11255 | 0.11593 | 0.11941 | 0.12299 | 0.12668 | 0.13048 | 0.13439 | 0.13842 | 0.14258 | 0.14685 | 0.15126 | 0.1558 | 0.16047 | 0.16528 | 0.17024 | 0.17535 | 0.18061 | 0.18603 | 0.19161 | 0.19736 | 0.20328 | 0.20938 | 0.21566 | 0.22213 | 0.22879 | 0.23566 | 0.24273 | [12 empty] | HDD | ITI4 | 1505.088 | 1390.71 |  | 1528.18 | 1381.49 |  | SPSOc_w_SDW_1.5 | 17.8014 | 16.6835 | 15.2935 | 13.9813 | 12.7405 | 11.5859 | 10.4114 | 9.3461 | 8.3458 | 7.4091 | 6.506 | 5.745 | 5.0089 | 4.324 | 3.6878 | 3.0996 | 2.5501 | 2.0476 | 1.623 | 1.2846 | 1.0148 | 0.86458 | 0.75131 | 0.6526 | 0.56735 | 0.4884 | 0.43169 | 0.37787 | 0.33065 | 0.28769 | 0.24716 | 4.9732 |  |  |  | SPSOc_w_SDW_1.5 | 47.0978 | 44.8241 | 42.6602 | 40.6008 | 38.6407 | 36.7753 | 35 | 35 | 35 | 35 | 35 | 35 | 35 | 35 | 35 | 35 | 35 | 35 | 35 | 35 | 35 | 35 | 35 | 35 | 35 | 35 | 35 | 35 | 35 | 35 | 35
[1297 empty] | SRMVc_vh | 0.1 | 0.103 | 0.10609 | 0.10927 | 0.11255 | 0.11593 | 0.11941 | 0.12299 | 0.12668 | 0.13048 | 0.13439 | 0.13842 | 0.14258 | 0.14685 | 0.15126 | 0.1558 | 0.16047 | 0.16528 | 0.17024 | 0.17535 | 0.18061 | 0.18603 | 0.19161 | 0.19736 | 0.20328 | 0.20938 | 0.21566 | 0.22213 | 0.22879 | 0.23566 | 0.24273 | [12 empty] | HDD | ITF1 | 1765.4087 | 1669.91 |  | 1864.5 | 1685.94 |  | SRMVc_vh_SDW_1.5 | 23.9897 | 22.4776 | 20.5977 | 18.823 | 17.1447 | 15.5831 | 13.9946 | 12.5537 | 11.2007 | 9.9339 | 8.7124 | 7.6831 | 6.6875 | 5.7612 | 4.9006 | 4.1051 | 3.3619 | 2.6822 | 2.108 | 1.6503 | 1.2855 | 1.0822 | 0.92903 | 0.79553 | 0.68022 | 0.57344 | 0.49674 | 0.42395 | 0.36009 | 0.30197 | 0.24716 | 1.994 |  |  |  | SRMVc_vh_SDW_1.5 | 73.6909 | 69.8965 | 66.2975 | 62.8838 | 59.6458 | 56.5746 | 53.6616 | 50.8985 | 48.2777 | 45.7919 | 43.434 | 41.1976 | 39.0763 | 37.0642 | 35.1558 | 33.3456 | 31.6286 | 30 | 30 | 30 | 30 | 30 | 30 | 30 | 30 | 30 | 30 | 30 | 30 | 30 | 30
[1297 empty] | SRMVc_mm | 0.1 | 0.103 | 0.10609 | 0.10927 | 0.11255 | 0.11593 | 0.11941 | 0.12299 | 0.12668 | 0.13048 | 0.13439 | 0.13842 | 0.14258 | 0.14685 | 0.15126 | 0.1558 | 0.16047 | 0.16528 | 0.17024 | 0.17535 | 0.18061 | 0.18603 | 0.19161 | 0.19736 | 0.20328 | 0.20938 | 0.21566 | 0.22213 | 0.22879 | 0.23566 | 0.24273 | [12 empty] | HDD | ITF2 | 1635.996 | 1547.84 |  | 1739.32 | 1578.28 |  | SRMVc_mm_SDW_1.5 | 37.9933 | 35.5894 | 32.6006 | 29.7791 | 27.111 | 24.6283 | 22.1029 | 19.8122 | 17.6612 | 15.6472 | 13.7053 | 12.0689 | 10.4861 | 9.0134 | 7.6453 | 6.3806 | 5.199 | 4.1185 | 3.2055 | 2.4779 | 1.8978 | 1.5748 | 1.3312 | 1.119 | 0.93565 | 0.76588 | 0.64395 | 0.52822 | 0.42669 | 0.3343 | 0.24716 | 2.2329 |  |  |  | SRMVc_mm_SDW_1.5 | 132.9968 | 123.922 | 115.4663 | 107.5876 | 100.2465 | 93.4063 | 87.0329 | 81.0943 | 75.5609 | 70.4051 | 65.6011 | 61.1249 | 56.9541 | 53.0679 | 49.4469 | 46.073 | 42.9292 | 40 | 40 | 40 | 40 | 40 | 40 | 40 | 40 | 40 | 40 | 40 | 40 | 40 | 40
[1297 empty] | SRMVc_w | 0.1 | 0.103 | 0.10609 | 0.10927 | 0.11255 | 0.11593 | 0.11941 | 0.12299 | 0.12668 | 0.13048 | 0.13439 | 0.13842 | 0.14258 | 0.14685 | 0.15126 | 0.1558 | 0.16047 | 0.16528 | 0.17024 | 0.17535 | 0.18061 | 0.18603 | 0.19161 | 0.19736 | 0.20328 | 0.20938 | 0.21566 | 0.22213 | 0.22879 | 0.23566 | 0.24273 | [12 empty] | HDD | ITF3 | 1246.8347 | 1172.57 |  | 1314.76 | 1191.68 |  | SRMVc_w_SDW_1.5 | 14.4595 | 13.5544 | 12.429 | 11.3667 | 10.362 | 9.4272 | 8.4764 | 7.6138 | 6.804 | 6.0457 | 5.3145 | 4.6983 | 4.1024 | 3.5479 | 3.0327 | 2.5566 | 2.1117 | 1.7048 | 1.361 | 1.0871 | 0.86868 | 0.74704 | 0.65533 | 0.57542 | 0.50639 | 0.44247 | 0.39656 | 0.35299 | 0.31476 | 0.27997 | 0.24716 | 1.7335 |  |  |  | SRMVc_w_SDW_1.5 | 47.0978 | 45.1421 | 43.2676 | 41.4709 | 39.7489 | 38.0983 | 36.5163 | 35 | 35 | 35 | 35 | 35 | 35 | 35 | 35 | 35 | 35 | 35 | 35 | 35 | 35 | 35 | 35 | 35 | 35 | 35 | 35 | 35 | 35 | 35 | 35
[1297 empty] | SRMWc_c | 0.1 | 0.103 | 0.10609 | 0.10927 | 0.11255 | 0.11593 | 0.11941 | 0.12299 | 0.12668 | 0.13048 | 0.13439 | 0.13842 | 0.14258 | 0.14685 | 0.15126 | 0.1558 | 0.16047 | 0.16528 | 0.17024 | 0.17535 | 0.18061 | 0.18603 | 0.19161 | 0.19736 | 0.20328 | 0.20938 | 0.21566 | 0.22213 | 0.22879 | 0.23566 | 0.24273 | [12 empty] | HDD | ITF4 | 1301.1187 | 1229.48 |  | 1323.34 | 1284.15 |  | SRMWc_c_SDW_1.5 | 40.4465 | 37.8863 | 34.7033 | 31.6985 | 28.8569 | 26.2129 | 23.5234 | 21.0837 | 18.793 | 16.6481 | 14.5799 | 12.8372 | 11.1515 | 9.5831 | 8.1261 | 6.7792 | 5.5209 | 4.3701 | 3.3977 | 2.6228 | 2.0051 | 1.6611 | 1.4017 | 1.1756 | 0.98039 | 0.79959 | 0.66974 | 0.54649 | 0.43836 | 0.33996 | 0.24716 | 1.5254 |  |  |  | SRMWc_c_SDW_1.5 | 85.9925 | 82.359 | 78.8789 | 75.5459 | 72.3538 | 69.2965 | 66.3684 | 63.564 | 60.8782 | 58.3058 | 55.8421 | 53.4825 | 51.2227 | 49.0583 | 46.9853 | 45 | 45 | 45 | 45 | 45 | 45 | 45 | 45 | 45 | 45 | 45 | 45 | 45 | 45 | 45 | 45
[1297 empty] | SRMWc_mm | 0.1 | 0.103 | 0.10609 | 0.10927 | 0.11255 | 0.11593 | 0.11941 | 0.12299 | 0.12668 | 0.13048 | 0.13439 | 0.13842 | 0.14258 | 0.14685 | 0.15126 | 0.1558 | 0.16047 | 0.16528 | 0.17024 | 0.17535 | 0.18061 | 0.18603 | 0.19161 | 0.19736 | 0.20328 | 0.20938 | 0.21566 | 0.22213 | 0.22879 | 0.23566 | 0.24273 | [12 empty] | HDD | ITF5 | 1560.0133 | 1451.2 |  | 1542.92 | 1445.01 |  | SRMWc_mm_SDW_1.5 | 68.3536 | 64.0161 | 58.6234 | 53.5326 | 48.7183 | 44.2388 | 39.6822 | 35.5488 | 31.6679 | 28.0339 | 24.53 | 21.5774 | 18.7215 | 16.0643 | 13.5959 | 11.3139 | 9.182 | 7.2323 | 5.5849 | 4.2721 | 3.2255 | 2.6426 | 2.2031 | 1.8202 | 1.4894 | 1.1831 | 0.9631 | 0.75428 | 0.57109 | 0.40438 | 0.24716 | 1.1925 |  |  |  | SRMWc_mm_SDW_1.5 | 132.9968 | 124.4095 | 116.3766 | 108.8624 | 101.8333 | 95.2581 | 89.1075 | 83.354 | 77.972 | 72.9375 | 68.228 | 63.8227 | 59.7018 | 55.8469 | 52.241 | 48.8679 | 45.7126 | 42.761 | 40 | 40 | 40 | 40 | 40 | 40 | 40 | 40 | 40 | 40 | 40 | 40 | 40
[1297 empty] | SRSOc_vh | 0.1 | 0.103 | 0.10609 | 0.10927 | 0.11255 | 0.11593 | 0.11941 | 0.12299 | 0.12668 | 0.13048 | 0.13439 | 0.13842 | 0.14258 | 0.14685 | 0.15126 | 0.1558 | 0.16047 | 0.16528 | 0.17024 | 0.17535 | 0.18061 | 0.18603 | 0.19161 | 0.19736 | 0.20328 | 0.20938 | 0.21566 | 0.22213 | 0.22879 | 0.23566 | 0.24273 | [12 empty] | HDD | ITF6 | 1232.8107 | 1152.42 |  | 1237.86 | 1131.04 |  | SRSOc_vh_SDW_1.5 | 27.7666 | 26.014 | 23.835 | 21.7779 | 19.8327 | 18.0226 | 16.1815 | 14.5113 | 12.9432 | 11.4748 | 10.059 | 8.866 | 7.712 | 6.6383 | 5.6409 | 4.7189 | 3.8574 | 3.0696 | 2.404 | 1.8735 | 1.4506 | 1.2151 | 1.0375 | 0.88276 | 0.74911 | 0.62534 | 0.53645 | 0.45207 | 0.37805 | 0.31069 | 0.24716 | 1.3676 |  |  |  | SRSOc_vh_SDW_1.5 | 73.6909 | 69.6659 | 65.8608 | 62.2635 | 58.8627 | 55.6477 | 52.6083 | 49.7348 | 47.0184 | 44.4502 | 42.0224 | 39.7272 | 37.5573 | 35.5059 | 33.5666 | 31.7332 | 30 | 30 | 30 | 30 | 30 | 30 | 30 | 30 | 30 | 30 | 30 | 30 | 30 | 30 | 30
[1297 empty] | SRSOc_mm | 0.1 | 0.103 | 0.10609 | 0.10927 | 0.11255 | 0.11593 | 0.11941 | 0.12299 | 0.12668 | 0.13048 | 0.13439 | 0.13842 | 0.14258 | 0.14685 | 0.15126 | 0.1558 | 0.16047 | 0.16528 | 0.17024 | 0.17535 | 0.18061 | 0.18603 | 0.19161 | 0.19736 | 0.20328 | 0.20938 | 0.21566 | 0.22213 | 0.22879 | 0.23566 | 0.24273 | [12 empty] | HDD | ITG1 | 1055.418 | 1013.01 |  | 1067.46 | 1079.28 |  | SRSOc_mm_SDW_1.5 | 42.9294 | 40.2111 | 36.8315 | 33.6411 | 30.624 | 27.8167 | 24.9611 | 22.3707 | 19.9385 | 17.6611 | 15.4652 | 13.6148 | 11.825 | 10.1598 | 8.6128 | 7.1827 | 5.8466 | 4.6247 | 3.5923 | 2.7696 | 2.1137 | 1.7484 | 1.473 | 1.233 | 1.0257 | 0.83372 | 0.69584 | 0.56497 | 0.45017 | 0.34569 | 0.24716 | 2.4662 |  |  |  | SRSOc_mm_SDW_1.5 | 132.9968 | 123.3758 | 114.4508 | 106.1713 | 98.4909 | 91.366 | 84.7566 | 78.6252 | 72.9375 | 67.6611 | 62.7665 | 58.226 | 54.0139 | 50.1065 | 46.4818 | 43.1193 | 40 | 40 | 40 | 40 | 40 | 40 | 40 | 40 | 40 | 40 | 40 | 40 | 40 | 40 | 40
[1297 empty] | SRSOc_w | 0.1 | 0.103 | 0.10609 | 0.10927 | 0.11255 | 0.11593 | 0.11941 | 0.12299 | 0.12668 | 0.13048 | 0.13439 | 0.13842 | 0.14258 | 0.14685 | 0.15126 | 0.1558 | 0.16047 | 0.16528 | 0.17024 | 0.17535 | 0.18061 | 0.18603 | 0.19161 | 0.19736 | 0.20328 | 0.20938 | 0.21566 | 0.22213 | 0.22879 | 0.23566 | 0.24273 | [12 empty] | HDD | ITG2 | 1040.0207 | 911.49 |  | 1073.41 | 970.61 |  | SRSOc_w_SDW_1.5 | 16.5639 | 15.5247 | 14.2327 | 13.0131 | 11.8597 | 10.7865 | 9.6949 | 8.7046 | 7.7748 | 6.9042 | 6.0648 | 5.3574 | 4.6732 | 4.0366 | 3.4452 | 2.8985 | 2.3877 | 1.9206 | 1.526 | 1.2114 | 0.96071 | 0.82106 | 0.71577 | 0.62402 | 0.54478 | 0.47139 | 0.41868 | 0.36866 | 0.32477 | 0.28483 | 0.24716 | 1.3089 |  |  |  | SRSOc_w_SDW_1.5 | 47.0978 | 45.1421 | 43.2676 | 41.4709 | 39.7489 | 38.0983 | 36.5163 | 35 | 35 | 35 | 35 | 35 | 35 | 35 | 35 | 35 | 35 | 35 | 35 | 35 | 35 | 35 | 35 | 35 | 35 | 35 | 35 | 35 | 35 | 35 | 35
[1297 empty] | SRTVc_mm | 0.1 | 0.103 | 0.10609 | 0.10927 | 0.11255 | 0.11593 | 0.11941 | 0.12299 | 0.12668 | 0.13048 | 0.13439 | 0.13842 | 0.14258 | 0.14685 | 0.15126 | 0.1558 | 0.16047 | 0.16528 | 0.17024 | 0.17535 | 0.18061 | 0.18603 | 0.19161 | 0.19736 | 0.20328 | 0.20938 | 0.21566 | 0.22213 | 0.22879 | 0.23566 | 0.24273 | [12 empty] | HDD | CY00 | 668.9313 | 630.45 |  | 609.84 | 695.96 |  | SRTVc_mm_SDW_1.5 | 41.9177 | 39.2639 | 35.9643 | 32.8495 | 29.904 | 27.1632 | 24.3753 | 21.8463 | 19.4718 | 17.2483 | 15.1045 | 13.298 | 11.5506 | 9.9248 | 8.4145 | 7.0183 | 5.7139 | 4.521 | 3.513 | 2.7098 | 2.0695 | 1.7128 | 1.4439 | 1.2096 | 1.0072 | 0.81981 | 0.6852 | 0.55744 | 0.44535 | 0.34336 | 0.24716 | 1.3283 |  |  |  | SRTVc_mm_SDW_1.5 | 132.9968 | 123.3758 | 114.4508 | 106.1713 | 98.4909 | 91.366 | 84.7566 | 78.6252 | 72.9375 | 67.6611 | 62.7665 | 58.226 | 54.0139 | 50.1065 | 46.4818 | 43.1193 | 40 | 40 | 40 | 40 | 40 | 40 | 40 | 40 | 40 | 40 | 40 | 40 | 40 | 40 | 40
[1297 empty] | SRTVc_w | 0.1 | 0.103 | 0.10609 | 0.10927 | 0.11255 | 0.11593 | 0.11941 | 0.12299 | 0.12668 | 0.13048 | 0.13439 | 0.13842 | 0.14258 | 0.14685 | 0.15126 | 0.1558 | 0.16047 | 0.16528 | 0.17024 | 0.17535 | 0.18061 | 0.18603 | 0.19161 | 0.19736 | 0.20328 | 0.20938 | 0.21566 | 0.22213 | 0.22879 | 0.23566 | 0.24273 | [12 empty] | HDD | LV00 | 3964.4393 | 3403.51 |  | 4143.7 | 4025.74 |  | SRTVc_w_SDW_1.5 | 16.1325 | 15.1209 | 13.863 | 12.6756 | 11.5528 | 10.5079 | 9.4451 | 8.481 | 7.5758 | 6.7282 | 5.911 | 5.2223 | 4.5562 | 3.9364 | 3.3607 | 2.8284 | 2.3312 | 1.8764 | 1.4922 | 1.186 | 0.94185 | 0.80588 | 0.70338 | 0.61406 | 0.53691 | 0.46547 | 0.41415 | 0.36545 | 0.32272 | 0.28383 | 0.24716 | 1.4682 |  |  |  | SRTVc_w_SDW_1.5 | 47.0978 | 44.3827 | 41.8242 | 39.4131 | 37.1411 | 35 | 35 | 35 | 35 | 35 | 35 | 35 | 35 | 35 | 35 | 35 | 35 | 35 | 35 | 35 | 35 | 35 | 35 | 35 | 35 | 35 | 35 | 35 | 35 | 35 | 35
[1297 empty] | SRVCc_c | 0.1 | 0.103 | 0.10609 | 0.10927 | 0.11255 | 0.11593 | 0.11941 | 0.12299 | 0.12668 | 0.13048 | 0.13439 | 0.13842 | 0.14258 | 0.14685 | 0.15126 | 0.1558 | 0.16047 | 0.16528 | 0.17024 | 0.17535 | 0.18061 | 0.18603 | 0.19161 | 0.19736 | 0.20328 | 0.20938 | 0.21566 | 0.22213 | 0.22879 | 0.23566 | 0.24273 | [12 empty] | HDD | LT01 | 3841.698 | 3378.46 |  | 4098.9 | 3862.95 |  | SRVCc_c_SDW_1.5 | 20.7413 | 19.4361 | 17.8133 | 16.2814 | 14.8328 | 13.4848 | 12.1137 | 10.8699 | 9.7021 | 8.6086 | 7.5542 | 6.6657 | 5.8063 | 5.0068 | 4.264 | 3.5773 | 2.9358 | 2.3491 | 1.8534 | 1.4583 | 1.1434 | 0.96798 | 0.83574 | 0.7205 | 0.62097 | 0.5288 | 0.4626 | 0.39976 | 0.34464 | 0.29447 | 0.24716 | 1.6348 |  |  |  | SRVCc_c_SDW_1.5 | 85.9925 | 81.0761 | 76.4407 | 72.0704 | 67.9499 | 64.065 | 60.4022 | 56.9488 | 53.6929 | 50.6231 | 47.7288 | 45 | 45 | 45 | 45 | 45 | 45 | 45 | 45 | 45 | 45 | 45 | 45 | 45 | 45 | 45 | 45 | 45 | 45 | 45 | 45
[1297 empty] | SRVCc_mm | 0.1 | 0.103 | 0.10609 | 0.10927 | 0.11255 | 0.11593 | 0.11941 | 0.12299 | 0.12668 | 0.13048 | 0.13439 | 0.13842 | 0.14258 | 0.14685 | 0.15126 | 0.1558 | 0.16047 | 0.16528 | 0.17024 | 0.17535 | 0.18061 | 0.18603 | 0.19161 | 0.19736 | 0.20328 | 0.20938 | 0.21566 | 0.22213 | 0.22879 | 0.23566 | 0.24273 | [12 empty] | HDD | LT02 | 3766.064 | 3292.79 |  | 4001.64 | 3757.36 |  | SRVCc_mm_SDW_1.5 | 33.2851 | 31.181 | 28.565 | 26.0955 | 23.7602 | 21.5872 | 19.3768 | 17.3717 | 15.4891 | 13.7263 | 12.0266 | 10.5943 | 9.2089 | 7.9199 | 6.7225 | 5.6156 | 4.5814 | 3.6356 | 2.8365 | 2.1996 | 1.6919 | 1.4092 | 1.196 | 1.0102 | 0.84977 | 0.70118 | 0.59446 | 0.49316 | 0.4043 | 0.32343 | 0.24716 | 1.6348 |  |  |  | SRVCc_mm_SDW_1.5 | 132.9968 | 123.3758 | 114.4508 | 106.1713 | 98.4909 | 91.366 | 84.7566 | 78.6252 | 72.9375 | 67.6611 | 62.7665 | 58.226 | 54.0139 | 50.1065 | 46.4818 | 43.1193 | 40 | 40 | 40 | 40 | 40 | 40 | 40 | 40 | 40 | 40 | 40 | 40 | 40 | 40 | 40
[1297 empty] | SRVCc_w | 0.1 | 0.103 | 0.10609 | 0.10927 | 0.11255 | 0.11593 | 0.11941 | 0.12299 | 0.12668 | 0.13048 | 0.13439 | 0.13842 | 0.14258 | 0.14685 | 0.15126 | 0.1558 | 0.16047 | 0.16528 | 0.17024 | 0.17535 | 0.18061 | 0.18603 | 0.19161 | 0.19736 | 0.20328 | 0.20938 | 0.21566 | 0.22213 | 0.22879 | 0.23566 | 0.24273 | [12 empty] | HDD | LU00 | 2861.2633 | 2567.27 |  | 3173.52 | 2671.19 |  | SRVCc_w_SDW_1.5 | 12.4523 | 11.675 | 10.7085 | 9.7962 | 8.9335 | 8.1307 | 7.3142 | 6.5734 | 5.878 | 5.2267 | 4.5988 | 4.0697 | 3.5579 | 3.0817 | 2.6393 | 2.2304 | 1.8483 | 1.4989 | 1.2037 | 0.96846 | 0.78091 | 0.67644 | 0.59769 | 0.52906 | 0.46978 | 0.41489 | 0.37546 | 0.33804 | 0.30521 | 0.27534 | 0.24716 | 1.6348 |  |  |  | SRVCc_w_SDW_1.5 | 47.0978 | 44.8241 | 42.6602 | 40.6008 | 38.6407 | 36.7753 | 35 | 35 | 35 | 35 | 35 | 35 | 35 | 35 | 35 | 35 | 35 | 35 | 35 | 35 | 35 | 35 | 35 | 35 | 35 | 35 | 35 | 35 | 35 | 35 | 35
[1297 empty] | AKGD_vc | 0.1 | 0.103 | 0.10609 | 0.10927 | 0.11255 | 0.11593 | 0.11941 | 0.12299 | 0.12668 | 0.13048 | 0.13439 | 0.13842 | 0.14258 | 0.14685 | 0.15126 | 0.1558 | 0.16047 | 0.16528 | 0.17024 | 0.17535 | 0.18061 | 0.18603 | 0.19161 | 0.19736 | 0.20328 | 0.20938 | 0.21566 | 0.22213 | 0.22879 | 0.23566 | 0.24273 | [12 empty] | HDD | HU11 | 2566.322 | 2491.82 |  | 2746.97 | 2478.45 |  | AKGD_vc_SDW_1.5 | 59.1591 | 55.4072 | 50.7425 | 46.3389 | 42.1747 | 38.2998 | 34.3584 | 30.7831 | 27.426 | 24.2827 | 21.2518 | 18.6978 | 16.2275 | 13.929 | 11.7938 | 9.8199 | 7.9758 | 6.2893 | 4.8643 | 3.7287 | 2.8234 | 2.3192 | 1.9391 | 1.6078 | 1.3217 | 1.0567 | 0.86645 | 0.68582 | 0.52736 | 0.38316 | 0.24716 | 1.6348 |  |  |  | AKGD_vc_SDW_1.5 | 160.8492 | 151.0094 | 141.7715 | 133.0987 | 124.9565 | 117.3123 | 110.1358 | 103.3983 | 97.073 | 91.1346 | 85.5595 | 80.3254 | 75.4116 | 70.7983 | 66.4673 | 62.4012 | 58.5838 | 55 | 55 | 55 | 55 | 55 | 55 | 55 | 55 | 55 | 55 | 55 | 55 | 55 | 55
[1297 empty] | AKMS_vc | 0.1 | 0.103 | 0.10609 | 0.10927 | 0.11255 | 0.11593 | 0.11941 | 0.12299 | 0.12668 | 0.13048 | 0.13439 | 0.13842 | 0.14258 | 0.14685 | 0.15126 | 0.1558 | 0.16047 | 0.16528 | 0.17024 | 0.17535 | 0.18061 | 0.18603 | 0.19161 | 0.19736 | 0.20328 | 0.20938 | 0.21566 | 0.22213 | 0.22879 | 0.23566 | 0.24273 | [12 empty] | HDD | HU12 | 2630.4047 | 2535.72 |  | 2797.83 | 2519.54 |  | AKMS_vc_SDW_1.5 | 34.9547 | 32.7443 | 29.9961 | 27.4017 | 24.9484 | 22.6656 | 20.3435 | 18.2371 | 16.2594 | 14.4075 | 12.6219 | 11.1172 | 9.6618 | 8.3077 | 7.0497 | 5.8868 | 4.8004 | 3.8068 | 2.9673 | 2.2983 | 1.765 | 1.4679 | 1.2439 | 1.0488 | 0.88022 | 0.72412 | 0.61201 | 0.50559 | 0.41224 | 0.32728 | 0.24716 | 1.6348 |  |  |  | AKMS_vc_SDW_1.5 | 160.8492 | 150.4148 | 140.6572 | 131.5326 | 122.9999 | 115.0208 | 107.5593 | 100.5818 | 94.0569 | 87.9554 | 82.2496 | 76.914 | 71.9245 | 67.2587 | 62.8955 | 58.8154 | 55 | 55 | 55 | 55 | 55 | 55 | 55 | 55 | 55 | 55 | 55 | 55 | 55 | 55 | 55
[1297 empty] | HIMS_vh | 0.1 | 0.103 | 0.10609 | 0.10927 | 0.11255 | 0.11593 | 0.11941 | 0.12299 | 0.12668 | 0.13048 | 0.13439 | 0.13842 | 0.14258 | 0.14685 | 0.15126 | 0.1558 | 0.16047 | 0.16528 | 0.17024 | 0.17535 | 0.18061 | 0.18603 | 0.19161 | 0.19736 | 0.20328 | 0.20938 | 0.21566 | 0.22213 | 0.22879 | 0.23566 | 0.24273 | [12 empty] | HDD | HU21 | 2677.6473 | 2581.65 |  | 2844.87 | 2591.53 |  | HIMS_vh_SDW_1.5 | 36.6669 | 34.3475 | 31.4637 | 28.7414 | 26.167 | 23.7716 | 21.335 | 19.1247 | 17.0493 | 15.1061 | 13.2324 | 11.6535 | 10.1263 | 8.7054 | 7.3853 | 6.1651 | 5.025 | 3.9824 | 3.1015 | 2.3995 | 1.8398 | 1.5281 | 1.2931 | 1.0883 | 0.91145 | 0.74766 | 0.63001 | 0.51834 | 0.42038 | 0.33124 | 0.24716 | 1.6348 |  |  |  | HIMS_vh_SDW_1.5 | 73.6909 | 70.2865 | 67.0394 | 63.9423 | 60.9883 | 58.1708 | 55.4834 | 52.9202 | 50.4754 | 48.1436 | 45.9194 | 43.7981 | 41.7747 | 39.8448 | 38.004 | 36.2483 | 34.5737 | 32.9765 | 31.4531 | 30 | 30 | 30 | 30 | 30 | 30 | 30 | 30 | 30 | 30 | 30 | 30
[1297 empty] | HIOA_vh | 0.1 | 0.103 | 0.10609 | 0.10927 | 0.11255 | 0.11593 | 0.11941 | 0.12299 | 0.12668 | 0.13048 | 0.13439 | 0.13842 | 0.14258 | 0.14685 | 0.15126 | 0.1558 | 0.16047 | 0.16528 | 0.17024 | 0.17535 | 0.18061 | 0.18603 | 0.19161 | 0.19736 | 0.20328 | 0.20938 | 0.21566 | 0.22213 | 0.22879 | 0.23566 | 0.24273 | [12 empty] | HDD | HU22 | 2639.004 | 2546.83 |  | 2782.11 | 2548.63 |  | HIOA_vh_SDW_1.5 | 52.6219 | 49.2863 | 45.1392 | 41.2243 | 37.5221 | 34.0773 | 30.5732 | 27.3946 | 24.4101 | 21.6155 | 18.921 | 16.6504 | 14.4542 | 12.4108 | 10.5125 | 8.7576 | 7.1181 | 5.6188 | 4.352 | 3.3424 | 2.5376 | 2.0893 | 1.7513 | 1.4568 | 1.2025 | 0.96691 | 0.79773 | 0.63714 | 0.49627 | 0.36807 | 0.24716 | 1.6348 |  |  |  | HIOA_vh_SDW_1.5 | 73.6909 | 70.2865 | 67.0394 | 63.9423 | 60.9883 | 58.1708 | 55.4834 | 52.9202 | 50.4754 | 48.1436 | 45.9194 | 43.7981 | 41.7747 | 39.8448 | 38.004 | 36.2483 | 34.5737 | 32.9765 | 31.4531 | 30 | 30 | 30 | 30 | 30 | 30 | 30 | 30 | 30 | 30 | 30 | 30
[1297 empty] | AB | 0.1 | 0.103 | 0.10609 | 0.10927 | 0.11255 | 0.11593 | 0.11941 | 0.12299 | 0.12668 | 0.13048 | 0.13439 | 0.13842 | 0.14258 | 0.14685 | 0.15126 | 0.1558 | 0.16047 | 0.16528 | 0.17024 | 0.17535 | 0.18061 | 0.18603 | 0.19161 | 0.19736 | 0.20328 | 0.20938 | 0.21566 | 0.22213 | 0.22879 | 0.23566 | 0.24273 | [12 empty] | HDD | HU23 | 2538.4187 | 2404.98 |  | 2654.36 | 2394.36 |  | AZNMc_c_RFW_1.5 | 106.1328 | 99.429 | 91.0941 | 83.2259 | 75.7852 | 68.8617 | 61.8192 | 55.4309 | 49.4326 | 43.8161 | 38.4006 | 33.8371 | 29.4232 | 25.3162 | 21.5011 | 17.9742 | 14.6791 | 11.6658 | 9.1196 | 7.0906 | 5.473 | 4.5721 | 3.8929 | 3.301 | 2.7897 | 2.3163 | 1.9763 | 1.6536 | 1.3704 | 1.1128 | 0.86977 | 1.6348 |  |  |  | AZNMc_c_RFW_1.5 | 293.4445 | 283.2215 | 273.3547 | 263.8316 | 254.6403 | 245.7692 | 237.2072 | 228.9434 | 220.9675 | 213.2695 | 205.8397 | 198.6687 | 191.7475 | 185.0675 | 178.6201 | 172.3974 | 166.3915 | 160.5948 | 155 | 155 | 155 | 155 | 155 | 155 | 155 | 155 | 155 | 155 | 155 | 155 | 155
[1297 empty] | MB | 0.1 | 0.103 | 0.10609 | 0.10927 | 0.11255 | 0.11593 | 0.11941 | 0.12299 | 0.12668 | 0.13048 | 0.13439 | 0.13842 | 0.14258 | 0.14685 | 0.15126 | 0.1558 | 0.16047 | 0.16528 | 0.17024 | 0.17535 | 0.18061 | 0.18603 | 0.19161 | 0.19736 | 0.20328 | 0.20938 | 0.21566 | 0.22213 | 0.22879 | 0.23566 | 0.24273 | [12 empty] | HDD | HU31 | 2776.8907 | 2717.07 |  | 3008.69 | 2730.84 |  | AZNMc_vh_RFW_1.5 | 127.1864 | 119.1417 | 109.1398 | 99.6979 | 90.769 | 82.4607 | 74.0096 | 66.3436 | 59.1456 | 52.4057 | 45.9071 | 40.4309 | 35.1341 | 30.2057 | 25.6275 | 21.3952 | 17.4411 | 13.825 | 10.7697 | 8.3348 | 6.3937 | 5.3126 | 4.4975 | 3.7872 | 3.1738 | 2.6056 | 2.1976 | 1.8103 | 1.4705 | 1.1614 | 0.86977 | 1.6348 |  |  |  | AZNMc_vh_RFW_1.5 | 330.8765 | 314.7698 | 299.4471 | 284.8703 | 271.0031 | 257.811 | 245.261 | 233.322 | 221.9641 | 211.1591 | 200.8801 | 191.1015 | 181.7989 | 172.9491 | 164.5301 | 156.5209 | 148.9017 | 141.6533 | 134.7578 | 128.1979 | 121.9574 | 116.0206 | 110.3728 | 105 | 105 | 105 | 105 | 105 | 105 | 105 | 105
[1297 empty] | QC | 0.1 | 0.103 | 0.10609 | 0.10927 | 0.11255 | 0.11593 | 0.11941 | 0.12299 | 0.12668 | 0.13048 | 0.13439 | 0.13842 | 0.14258 | 0.14685 | 0.15126 | 0.1558 | 0.16047 | 0.16528 | 0.17024 | 0.17535 | 0.18061 | 0.18603 | 0.19161 | 0.19736 | 0.20328 | 0.20938 | 0.21566 | 0.22213 | 0.22879 | 0.23566 | 0.24273 | [12 empty] | HDD | HU32 | 2646.428 | 2583.29 |  | 2846.28 | 2606.38 |  | AZNMc_mm_RFW_1.5 | 115.0399 | 107.7688 | 98.7287 | 90.1947 | 82.1244 | 74.6151 | 66.9766 | 60.0477 | 53.5419 | 47.4501 | 41.5763 | 36.6267 | 31.8393 | 27.3848 | 23.2468 | 19.4215 | 15.8476 | 12.5793 | 9.8177 | 7.617 | 5.8626 | 4.8854 | 4.1487 | 3.5067 | 2.9522 | 2.4387 | 2.0699 | 1.7199 | 1.4128 | 1.1333 | 0.86977 | 1.6348 |  |  |  | AZNMc_mm_RFW_1.5 | 299.4369 | 287.7443 | 276.5083 | 265.711 | 255.3354 | 245.3649 | 235.7837 | 226.5767 | 217.7292 | 209.2272 | 201.0571 | 193.2061 | 185.6617 | 178.4119 | 171.4452 | 164.7505 | 158.3172 | 152.1351 | 146.1945 | 140.4858 | 135 | 135 | 135 | 135 | 135 | 135 | 135 | 135 | 135 | 135 | 135
[1297 empty] | ON | 0.1 | 0.103 | 0.10609 | 0.10927 | 0.11255 | 0.11593 | 0.11941 | 0.12299 | 0.12668 | 0.13048 | 0.13439 | 0.13842 | 0.14258 | 0.14685 | 0.15126 | 0.1558 | 0.16047 | 0.16528 | 0.17024 | 0.17535 | 0.18061 | 0.18603 | 0.19161 | 0.19736 | 0.20328 | 0.20938 | 0.21566 | 0.22213 | 0.22879 | 0.23566 | 0.24273 | [12 empty] | HDD | HU33 | 2551.8733 | 2479.81 |  | 2718.74 | 2470.99 |  | AZNMc_w_RFW_1.5 | 115.7887 | 108.47 | 99.3705 | 90.7805 | 82.6573 | 75.0987 | 67.4102 | 60.4358 | 53.8873 | 47.7556 | 41.8433 | 36.8613 | 32.0424 | 27.5587 | 23.3936 | 19.5432 | 15.9459 | 12.6561 | 9.8764 | 7.6612 | 5.8953 | 4.9117 | 4.1702 | 3.524 | 2.9659 | 2.449 | 2.0778 | 1.7255 | 1.4163 | 1.1351 | 0.86977 | 1.6348 |  |  |  | AZNMc_w_RFW_1.5 | 309.124 | 294.9059 | 281.3418 | 268.4015 | 256.0564 | 244.2791 | 233.0435 | 222.3247 | 212.0989 | 202.3435 | 193.0367 | 184.158 | 175.6877 | 167.607 | 159.8979 | 152.5434 | 145.5272 | 138.8337 | 132.4481 | 126.3562 | 120.5444 | 115 | 115 | 115 | 115 | 115 | 115 | 115 | 115 | 115 | 115
[1341 empty] | HDD | MT00 | 468.098 | 401.93 |  | 465.87 | 543.62 |  | CAMXc_vc_RFW_1.5 | 67.2789 | 63.0495 | 57.7911 | 52.8272 | 48.133 | 43.765 | 39.322 | 35.2917 | 31.5074 | 27.964 | 24.5475 | 21.6684 | 18.8837 | 16.2927 | 13.8858 | 11.6607 | 9.5819 | 7.6808 | 6.0745 | 4.7944 | 3.7739 | 3.2055 | 2.777 | 2.4036 | 2.0811 | 1.7824 | 1.5679 | 1.3642 | 1.1856 | 1.0231 | 0.86977 | 1.6348 |  |  |  | CAMXc_vc_RFW_1.5 | 292.4952 | 280.8978 | 269.7601 | 259.0641 | 248.7922 | 238.9275 | 229.454 | 220.3561 | 211.619 | 203.2283 | 195.1702 | 187.4317 | 180 | 180 | 180 | 180 | 180 | 180 | 180 | 180 | 180 | 180 | 180 | 180 | 180 | 180 | 180 | 180 | 180 | 180 | 180
[1297 empty] | Carbon Price | [43 empty] | HDD | NL11 | 2790.3773 | 2565.92 |  | 2849.89 | 2556.41 |  | CAMXc_c_RFW_1.5 | 66.7997 | 62.6009 | 57.3804 | 52.4523 | 47.7919 | 43.4555 | 39.0445 | 35.0433 | 31.2864 | 27.7686 | 24.3766 | 21.5184 | 18.7538 | 16.1815 | 13.7919 | 11.5829 | 9.519 | 7.6317 | 6.0369 | 4.7661 | 3.753 | 3.1887 | 2.7632 | 2.3925 | 2.0723 | 1.7758 | 1.5628 | 1.3607 | 1.1833 | 1.022 | 0.86977 | 1.6348 |  |  |  | CAMXc_c_RFW_1.5 | 293.4445 | 282.6314 | 272.2167 | 262.1859 | 252.5246 | 243.2194 | 234.257 | 225.6249 | 217.3109 | 209.3033 | 201.5907 | 194.1623 | 187.0077 | 180.1167 | 173.4796 | 167.087 | 160.9301 | 155 | 155 | 155 | 155 | 155 | 155 | 155 | 155 | 155 | 155 | 155 | 155 | 155 | 155
[1298 empty] | 2020 | 2021 | 2022 | 2023 | 2024 | 2025 | 2026 | 2027 | 2028 | 2029 | 2030 | 2031 | 2032 | 2033 | 2034 | 2035 | 2036 | 2037 | 2038 | 2039 | 2040 | 2041 | 2042 | 2043 | 2044 | 2045 | 2046 | 2047 | 2048 | 2049 | 2050 | [12 empty] | HDD | NL12 | 2751.5927 | 2535.44 |  | 2806.72 | 2521.27 |  | CAMXc_vh_RFW_1.5 | 77.2607 | 72.3956 | 66.3469 | 60.6368 | 55.237 | 50.2125 | 45.1017 | 40.4655 | 36.1125 | 32.0365 | 28.1064 | 24.7946 | 21.5914 | 18.6109 | 15.8422 | 13.2827 | 10.8914 | 8.7046 | 6.8568 | 5.3843 | 4.2104 | 3.5566 | 3.0637 | 2.6341 | 2.2631 | 1.9196 | 1.6728 | 1.4386 | 1.2331 | 1.0461 | 0.86977 | 1.6348 |  |  |  | CAMXc_vh_RFW_1.5 | 330.8765 | 319.7604 | 309.0177 | 298.636 | 288.603 | 278.9071 | 269.5369 | 260.4816 | 251.7305 | 243.2733 | 235.1003 | 227.2019 | 219.5688 | 212.1922 | 205.0634 | 198.1741 | 191.5163 | 185.0821 | 178.8641 | 172.855 | 167.0477 | 161.4356 | 156.012 | 150.7707 | 145.7054 | 140.8103 | 136.0796 | 131.5079 | 127.0897 | 122.82 | 118.6938
[1297 empty] | AZNMc_c | 0.027097 | 0.037388 | 0.047678 | 0.057968 | 0.068258 | 0.078549 | 0.088839 | 0.099129 | 0.10942 | 0.11971 | 0.13 | 0.1375 | 0.145 | 0.1525 | 0.16 | 0.1675 | 0.175 | 0.1825 | 0.19 | 0.1975 | 0.205 | 0.2095 | 0.214 | 0.2185 | 0.223 | 0.2275 | 0.232 | 0.2365 | 0.241 | 0.2455 | 0.25 | [12 empty] | HDD | NL13 | 2789.3553 | 2580.29 |  | 2859.79 | 2568.72 |  | CAMXc_mm_RFW_1.5 | 69.9036 | 65.5071 | 60.0409 | 54.8807 | 50.001 | 45.4604 | 40.8418 | 36.6521 | 32.7183 | 29.0349 | 25.4833 | 22.4905 | 19.5957 | 16.9023 | 14.4002 | 12.0872 | 9.9262 | 7.95 | 6.2802 | 4.9495 | 3.8887 | 3.2978 | 2.8524 | 2.4642 | 2.1289 | 1.8185 | 1.5955 | 1.3838 | 1.1981 | 1.0291 | 0.86977 | 1.6348 |  |  |  | CAMXc_mm_RFW_1.5 | 299.4369 | 289.2431 | 279.3964 | 269.8849 | 260.6972 | 251.8222 | 243.2494 | 234.9685 | 226.9694 | 219.2427 | 211.779 | 204.5694 | 197.6052 | 190.8781 | 184.38 | 178.1032 | 172.04 | 166.1832 | 160.5258 | 155.0611 | 149.7823 | 144.6832 | 139.7578 | 135 | 135 | 135 | 135 | 135 | 135 | 135 | 135
[1297 empty] | AZNMc_vh | 0.027097 | 0.037388 | 0.047678 | 0.057968 | 0.068258 | 0.078549 | 0.088839 | 0.099129 | 0.10942 | 0.11971 | 0.13 | 0.1375 | 0.145 | 0.1525 | 0.16 | 0.1675 | 0.175 | 0.1825 | 0.19 | 0.1975 | 0.205 | 0.2095 | 0.214 | 0.2185 | 0.223 | 0.2275 | 0.232 | 0.2365 | 0.241 | 0.2455 | 0.25 | [12 empty] | HDD | NL21 | 2743.3147 | 2499.5 |  | 2802.52 | 2490.67 |  | CAMXc_w_RFW_1.5 | 71.3977 | 66.906 | 61.3215 | 56.0497 | 51.0643 | 46.4255 | 41.7069 | 37.4266 | 33.4076 | 29.6445 | 26.016 | 22.9584 | 20.001 | 17.2493 | 14.6931 | 12.33 | 10.1222 | 8.1032 | 6.3973 | 5.0378 | 3.954 | 3.3504 | 2.8953 | 2.4987 | 2.1562 | 1.839 | 1.6112 | 1.3949 | 1.2052 | 1.0326 | 0.86977 | 1.6348 |  |  |  | CAMXc_w_RFW_1.5 | 309.124 | 296.1159 | 283.6551 | 271.7187 | 260.2846 | 249.3316 | 238.8396 | 228.789 | 219.1614 | 209.9389 | 201.1046 | 192.6419 | 184.5354 | 176.77 | 169.3314 | 162.2058 | 155.3801 | 148.8416 | 142.5782 | 136.5784 | 130.8311 | 125.3257 | 120.0519 | 115 | 115 | 115 | 115 | 115 | 115 | 115 | 115
[1297 empty] | AZNMc_mm | 0.027097 | 0.037388 | 0.047678 | 0.057968 | 0.068258 | 0.078549 | 0.088839 | 0.099129 | 0.10942 | 0.11971 | 0.13 | 0.1375 | 0.145 | 0.1525 | 0.16 | 0.1675 | 0.175 | 0.1825 | 0.19 | 0.1975 | 0.205 | 0.2095 | 0.214 | 0.2185 | 0.223 | 0.2275 | 0.232 | 0.2365 | 0.241 | 0.2455 | 0.25 | [12 empty] | HDD | NL22 | 2681.8567 | 2411.61 |  | 2763.42 | 2410.53 |  | ERCTc_vh_RFW_1.5 | 122.993 | 115.2154 | 105.5455 | 96.417 | 87.7846 | 79.7521 | 71.5816 | 64.17 | 57.211 | 50.6949 | 44.412 | 39.1176 | 33.9966 | 29.2319 | 24.8056 | 20.7138 | 16.891 | 13.395 | 10.441 | 8.087 | 6.2103 | 5.1651 | 4.3771 | 3.6904 | 3.0973 | 2.548 | 2.1535 | 1.7791 | 1.4506 | 1.1517 | 0.86977 | 1.3177 |  |  |  | ERCTc_vh_RFW_1.5 | 330.8765 | 314.0566 | 298.0917 | 282.9383 | 268.5553 | 254.9035 | 241.9456 | 229.6464 | 217.9725 | 206.892 | 196.3747 | 186.3921 | 176.917 | 167.9235 | 159.3872 | 151.2849 | 143.5944 | 136.2948 | 129.3664 | 122.7901 | 116.5481 | 110.6235 | 105 | 105 | 105 | 105 | 105 | 105 | 105 | 105 | 105
[1297 empty] | AZNMc_w | 0.027097 | 0.037388 | 0.047678 | 0.057968 | 0.068258 | 0.078549 | 0.088839 | 0.099129 | 0.10942 | 0.11971 | 0.13 | 0.1375 | 0.145 | 0.1525 | 0.16 | 0.1675 | 0.175 | 0.1825 | 0.19 | 0.1975 | 0.205 | 0.2095 | 0.214 | 0.2185 | 0.223 | 0.2275 | 0.232 | 0.2365 | 0.241 | 0.2455 | 0.25 | [12 empty] | HDD | NL23 | 2676.428 | 2413.11 |  | 2737.73 | 2422.53 |  | ERCTc_mm_RFW_1.5 | 111.2489 | 104.2192 | 95.4792 | 87.2286 | 79.4263 | 72.1663 | 64.7815 | 58.0826 | 51.7929 | 45.9034 | 40.2247 | 35.4394 | 30.8109 | 26.5044 | 22.5038 | 18.8055 | 15.3503 | 12.1905 | 9.5206 | 7.3929 | 5.6968 | 4.752 | 4.0398 | 3.4191 | 2.8831 | 2.3866 | 2.0301 | 1.6916 | 1.3947 | 1.1246 | 0.86977 | 1.0001 |  |  |  | ERCTc_mm_RFW_1.5 | 299.4369 | 287.7443 | 276.5083 | 265.711 | 255.3354 | 245.3649 | 235.7837 | 226.5767 | 217.7292 | 209.2272 | 201.0571 | 193.2061 | 185.6617 | 178.4119 | 171.4452 | 164.7505 | 158.3172 | 152.1351 | 146.1945 | 140.4858 | 135 | 135 | 135 | 135 | 135 | 135 | 135 | 135 | 135 | 135 | 135
[1297 empty] | CAMXc_vc | 0.027097 | 0.037388 | 0.047678 | 0.057968 | 0.068258 | 0.078549 | 0.088839 | 0.099129 | 0.10942 | 0.11971 | 0.13 | 0.1375 | 0.145 | 0.1525 | 0.16 | 0.1675 | 0.175 | 0.1825 | 0.19 | 0.1975 | 0.205 | 0.2095 | 0.214 | 0.2185 | 0.223 | 0.2275 | 0.232 | 0.2365 | 0.241 | 0.2455 | 0.25 | [12 empty] | HDD | NL31 | 2602.7807 | 2338.63 |  | 2693.64 | 2356.28 |  | ERCTc_w_RFW_1.5 | 112.0602 | 104.9789 | 96.1747 | 87.8634 | 80.0037 | 72.6904 | 65.2513 | 58.5032 | 52.1672 | 46.2344 | 40.514 | 35.6935 | 31.031 | 26.6928 | 22.6628 | 18.9373 | 15.4567 | 12.2737 | 9.5842 | 7.4409 | 5.7322 | 4.7806 | 4.0631 | 3.4379 | 2.8979 | 2.3978 | 2.0386 | 1.6977 | 1.3986 | 1.1264 | 0.86977 | 2.9462 |  |  |  | ERCTc_w_RFW_1.5 | 309.124 | 294.2124 | 280.0201 | 266.5125 | 253.6564 | 241.4204 | 229.7747 | 218.6908 | 208.1416 | 198.1012 | 188.5451 | 179.45 | 170.7937 | 162.5549 | 154.7135 | 147.2504 | 140.1473 | 133.3869 | 126.9525 | 120.8286 | 115 | 115 | 115 | 115 | 115 | 115 | 115 | 115 | 115 | 115 | 115
[1297 empty] | CAMXc_c | 0.027097 | 0.037388 | 0.047678 | 0.057968 | 0.068258 | 0.078549 | 0.088839 | 0.099129 | 0.10942 | 0.11971 | 0.13 | 0.1375 | 0.145 | 0.1525 | 0.16 | 0.1675 | 0.175 | 0.1825 | 0.19 | 0.1975 | 0.205 | 0.2095 | 0.214 | 0.2185 | 0.223 | 0.2275 | 0.232 | 0.2365 | 0.241 | 0.2455 | 0.25 | [12 empty] | HDD | NL32 | 2618.65 | 2327.1 |  | 2651.66 | 2329.98 |  | FRCCc_vh_RFW_1.5 | 125.4071 | 117.4757 | 107.6147 | 98.3058 | 89.5026 | 81.3114 | 72.9794 | 65.4213 | 58.3247 | 51.6798 | 45.2727 | 39.8736 | 34.6514 | 29.7925 | 25.2788 | 21.1061 | 17.2077 | 13.6426 | 10.6302 | 8.2296 | 6.3159 | 5.25 | 4.4464 | 3.7461 | 3.1413 | 2.5812 | 2.1789 | 1.7971 | 1.4621 | 1.1573 | 0.86977 | 4.8134 |  |  |  | FRCCc_vh_RFW_1.5 | 330.8765 | 310.4365 | 291.2592 | 273.2665 | 256.3854 | 240.5471 | 225.6873 | 211.7454 | 198.6647 | 186.3921 | 174.8777 | 164.0746 | 153.9388 | 144.4292 | 135.507 | 127.1361 | 119.2822 | 111.9135 | 105 | 105 | 105 | 105 | 105 | 105 | 105 | 105 | 105 | 105 | 105 | 105 | 105
[1297 empty] | CAMXc_vh | 0.027097 | 0.037388 | 0.047678 | 0.057968 | 0.068258 | 0.078549 | 0.088839 | 0.099129 | 0.10942 | 0.11971 | 0.13 | 0.1375 | 0.145 | 0.1525 | 0.16 | 0.1675 | 0.175 | 0.1825 | 0.19 | 0.1975 | 0.205 | 0.2095 | 0.214 | 0.2185 | 0.223 | 0.2275 | 0.232 | 0.2365 | 0.241 | 0.2455 | 0.25 | [12 empty] | HDD | NL33 | 2536.3107 | 2261.64 |  | 2608.25 | 2278.11 |  | MROEc_vc_RFW_1.5 | 192.9047 | 180.6746 | 165.4691 | 151.1148 | 137.5405 | 124.9098 | 112.0619 | 100.4074 | 89.4646 | 79.2182 | 69.3385 | 61.0132 | 52.9607 | 45.4683 | 38.5081 | 32.0739 | 26.0626 | 20.5652 | 15.9203 | 12.2186 | 9.2677 | 7.624 | 6.3849 | 5.3051 | 4.3725 | 3.5088 | 2.8884 | 2.2997 | 1.7831 | 1.3131 | 0.86977 | 1.8333 |  |  |  | MROEc_vc_RFW_1.5 | 292.4952 | 283.1799 | 274.1612 | 265.4297 | 256.9763 | 248.7922 | 240.8687 | 233.1975 | 225.7706 | 218.5803 | 211.619 | 204.8793 | 198.3544 | 192.0372 | 185.9212 | 180 | 180 | 180 | 180 | 180 | 180 | 180 | 180 | 180 | 180 | 180 | 180 | 180 | 180 | 180 | 180
[1297 empty] | CAMXc_mm | 0.027097 | 0.037388 | 0.047678 | 0.057968 | 0.068258 | 0.078549 | 0.088839 | 0.099129 | 0.10942 | 0.11971 | 0.13 | 0.1375 | 0.145 | 0.1525 | 0.16 | 0.1675 | 0.175 | 0.1825 | 0.19 | 0.1975 | 0.205 | 0.2095 | 0.214 | 0.2185 | 0.223 | 0.2275 | 0.232 | 0.2365 | 0.241 | 0.2455 | 0.25 | [12 empty] | HDD | NL34 | 2405.3693 | 2109.65 |  | 2486.15 | 2146.92 |  | MROWc_vc_RFW_1.5 | 125.2874 | 117.3636 | 107.5121 | 98.2121 | 89.4175 | 81.2341 | 72.9101 | 65.3592 | 58.2695 | 51.631 | 45.23 | 39.8361 | 34.619 | 29.7647 | 25.2553 | 21.0866 | 17.192 | 13.6303 | 10.6208 | 8.2226 | 6.3107 | 5.2458 | 4.443 | 3.7434 | 3.1391 | 2.5796 | 2.1776 | 1.7962 | 1.4615 | 1.157 | 0.86977 | 2.0753 |  |  |  | MROWc_vc_RFW_1.5 | 292.4952 | 283.1799 | 274.1612 | 265.4297 | 256.9763 | 248.7922 | 240.8687 | 233.1975 | 225.7706 | 218.5803 | 211.619 | 204.8793 | 198.3544 | 192.0372 | 185.9212 | 180 | 180 | 180 | 180 | 180 | 180 | 180 | 180 | 180 | 180 | 180 | 180 | 180 | 180 | 180 | 180
[1297 empty] | CAMXc_w | 0.027097 | 0.037388 | 0.047678 | 0.057968 | 0.068258 | 0.078549 | 0.088839 | 0.099129 | 0.10942 | 0.11971 | 0.13 | 0.1375 | 0.145 | 0.1525 | 0.16 | 0.1675 | 0.175 | 0.1825 | 0.19 | 0.1975 | 0.205 | 0.2095 | 0.214 | 0.2185 | 0.223 | 0.2275 | 0.232 | 0.2365 | 0.241 | 0.2455 | 0.25 | [12 empty] | HDD | NL41 | 2566.2613 | 2258.22 |  | 2662.6 | 2305.26 |  | MROWc_c_RFW_1.5 | 122.1744 | 114.4489 | 104.8439 | 95.7766 | 87.202 | 79.2234 | 71.1076 | 63.7457 | 56.8333 | 50.3609 | 44.1201 | 38.8612 | 33.7746 | 29.0418 | 24.6452 | 20.5808 | 16.7836 | 13.311 | 10.3769 | 8.0386 | 6.1746 | 5.1363 | 4.3536 | 3.6715 | 3.0823 | 2.5368 | 2.1449 | 1.773 | 1.4467 | 1.1498 | 0.86977 | 1.5853 |  |  |  | MROWc_c_RFW_1.5 | 293.4445 | 284.2276 | 275.3002 | 266.6532 | 258.2778 | 250.1655 | 242.3079 | 234.6972 | 227.3255 | 220.1854 | 213.2695 | 206.5709 | 200.0826 | 193.7982 | 187.7111 | 181.8152 | 176.1045 | 170.5732 | 165.2156 | 160.0263 | 155 | 155 | 155 | 155 | 155 | 155 | 155 | 155 | 155 | 155 | 155
[1297 empty] | ERCTc_vh | 0.027097 | 0.037388 | 0.047678 | 0.057968 | 0.068258 | 0.078549 | 0.088839 | 0.099129 | 0.10942 | 0.11971 | 0.13 | 0.1375 | 0.145 | 0.1525 | 0.16 | 0.1675 | 0.175 | 0.1825 | 0.19 | 0.1975 | 0.205 | 0.2095 | 0.214 | 0.2185 | 0.223 | 0.2275 | 0.232 | 0.2365 | 0.241 | 0.2455 | 0.25 | [12 empty] | HDD | NL42 | 2558.3687 | 2266.04 |  | 2665.31 | 2301.14 |  | NEWEc_vc_RFW_1.5 | 69.4341 | 65.0674 | 59.6384 | 54.5134 | 49.6668 | 45.1571 | 40.5699 | 36.4088 | 32.5017 | 28.8433 | 25.3159 | 22.3434 | 19.4683 | 16.7933 | 14.3082 | 12.0109 | 9.8646 | 7.9019 | 6.2434 | 4.9218 | 3.8682 | 3.2813 | 2.8389 | 2.4534 | 2.1204 | 1.812 | 1.5905 | 1.3803 | 1.1959 | 1.028 | 0.86977 | 1.3668 |  |  |  | NEWEc_vc_RFW_1.5 | 292.4952 | 277.135 | 262.5815 | 248.7922 | 235.727 | 223.348 | 211.619 | 200.5059 | 189.9765 | 180 | 180 | 180 | 180 | 180 | 180 | 180 | 180 | 180 | 180 | 180 | 180 | 180 | 180 | 180 | 180 | 180 | 180 | 180 | 180 | 180 | 180
[1297 empty] | ERCTc_mm | 0.027097 | 0.037388 | 0.047678 | 0.057968 | 0.068258 | 0.078549 | 0.088839 | 0.099129 | 0.10942 | 0.11971 | 0.13 | 0.1375 | 0.145 | 0.1525 | 0.16 | 0.1675 | 0.175 | 0.1825 | 0.19 | 0.1975 | 0.205 | 0.2095 | 0.214 | 0.2185 | 0.223 | 0.2275 | 0.232 | 0.2365 | 0.241 | 0.2455 | 0.25 | [12 empty] | HDD | AT11 | 2676.7413 | 2593.58 |  | 2833.07 | 2590.74 |  | NEWEc_c_RFW_1.5 | 68.8571 | 64.5272 | 59.1439 | 54.0619 | 49.2561 | 44.7844 | 40.2358 | 36.1097 | 32.2355 | 28.6079 | 25.1102 | 22.1627 | 19.3118 | 16.6593 | 14.1951 | 11.9172 | 9.7889 | 7.8427 | 6.1982 | 4.8877 | 3.8429 | 3.261 | 2.8223 | 2.44 | 2.1098 | 1.8041 | 1.5844 | 1.376 | 1.1931 | 1.0267 | 0.86977 | 1.0384 |  |  |  | NEWEc_c_RFW_1.5 | 293.4445 | 279.3851 | 265.9994 | 253.255 | 241.1212 | 229.5687 | 218.5698 | 208.0978 | 198.1275 | 188.635 | 179.5972 | 170.9925 | 162.8 | 155 | 155 | 155 | 155 | 155 | 155 | 155 | 155 | 155 | 155 | 155 | 155 | 155 | 155 | 155 | 155 | 155 | 155
[1297 empty] | ERCTc_w | 0.027097 | 0.037388 | 0.047678 | 0.057968 | 0.068258 | 0.078549 | 0.088839 | 0.099129 | 0.10942 | 0.11971 | 0.13 | 0.1375 | 0.145 | 0.1525 | 0.16 | 0.1675 | 0.175 | 0.1825 | 0.19 | 0.1975 | 0.205 | 0.2095 | 0.214 | 0.2185 | 0.223 | 0.2275 | 0.232 | 0.2365 | 0.241 | 0.2455 | 0.25 | [12 empty] | HDD | AT12 | 2982.2453 | 2854.01 |  | 3145.19 | 2808.36 |  | NWPPc_vc_RFW_1.5 | 78.1499 | 73.2282 | 67.109 | 61.3325 | 55.8698 | 50.7869 | 45.6165 | 40.9264 | 36.5227 | 32.3993 | 28.4234 | 25.0731 | 21.8326 | 18.8174 | 16.0165 | 13.4272 | 11.0081 | 8.7958 | 6.9265 | 5.4368 | 4.2493 | 3.5879 | 3.0892 | 2.6547 | 2.2793 | 1.9318 | 1.6821 | 1.4452 | 1.2373 | 1.0482 | 0.86977 | 1.2204 |  |  |  | NWPPc_vc_RFW_1.5 | 292.4952 | 282.526 | 272.8965 | 263.5952 | 254.6109 | 245.9329 | 237.5506 | 229.454 | 221.6334 | 214.0793 | 206.7827 | 199.7349 | 192.9272 | 186.3515 | 180 | 180 | 180 | 180 | 180 | 180 | 180 | 180 | 180 | 180 | 180 | 180 | 180 | 180 | 180 | 180 | 180
[1297 empty] | FRCCc_vh | 0.027097 | 0.037388 | 0.047678 | 0.057968 | 0.068258 | 0.078549 | 0.088839 | 0.099129 | 0.10942 | 0.11971 | 0.13 | 0.1375 | 0.145 | 0.1525 | 0.16 | 0.1675 | 0.175 | 0.1825 | 0.19 | 0.1975 | 0.205 | 0.2095 | 0.214 | 0.2185 | 0.223 | 0.2275 | 0.232 | 0.2365 | 0.241 | 0.2455 | 0.25 | [12 empty] | HDD | AT13 | 2398.504 | 2276.6 |  | 2569.3 | 2254.09 |  | NWPPc_c_RFW_1.5 | 77.1771 | 72.3174 | 66.2753 | 60.5714 | 55.1775 | 50.1585 | 45.0533 | 40.4222 | 36.074 | 32.0024 | 28.0766 | 24.7685 | 21.5687 | 18.5915 | 15.8258 | 13.2691 | 10.8805 | 8.696 | 6.8503 | 5.3794 | 4.2068 | 3.5537 | 3.0613 | 2.6322 | 2.2616 | 1.9184 | 1.6719 | 1.4379 | 1.2327 | 1.0459 | 0.86977 | 2.3162 |  |  |  | NWPPc_c_RFW_1.5 | 293.4445 | 282.6314 | 272.2167 | 262.1859 | 252.5246 | 243.2194 | 234.257 | 225.6249 | 217.3109 | 209.3033 | 201.5907 | 194.1623 | 187.0077 | 180.1167 | 173.4796 | 167.087 | 160.9301 | 155 | 155 | 155 | 155 | 155 | 155 | 155 | 155 | 155 | 155 | 155 | 155 | 155 | 155
[1297 empty] | MROEc_vc | 0.027097 | 0.037388 | 0.047678 | 0.057968 | 0.068258 | 0.078549 | 0.088839 | 0.099129 | 0.10942 | 0.11971 | 0.13 | 0.1375 | 0.145 | 0.1525 | 0.16 | 0.1675 | 0.175 | 0.1825 | 0.19 | 0.1975 | 0.205 | 0.2095 | 0.214 | 0.2185 | 0.223 | 0.2275 | 0.232 | 0.2365 | 0.241 | 0.2455 | 0.25 | [12 empty] | HDD | AT21 | 3526.7633 | 3451.12 |  | 3827.18 | 3369.35 |  | NWPPc_mm_RFW_1.5 | 81.8121 | 76.6572 | 70.2481 | 64.1978 | 58.4762 | 53.1524 | 47.737 | 42.8247 | 38.2123 | 33.8935 | 29.7292 | 26.2201 | 22.826 | 19.668 | 16.7343 | 14.0222 | 11.4885 | 9.1714 | 7.2135 | 5.6533 | 4.4095 | 3.7167 | 3.1944 | 2.7392 | 2.3461 | 1.9821 | 1.7206 | 1.4725 | 1.2547 | 1.0566 | 0.86977 | 1.1584 |  |  |  | NWPPc_mm_RFW_1.5 | 299.4369 | 287.7443 | 276.5083 | 265.711 | 255.3354 | 245.3649 | 235.7837 | 226.5767 | 217.7292 | 209.2272 | 201.0571 | 193.2061 | 185.6617 | 178.4119 | 171.4452 | 164.7505 | 158.3172 | 152.1351 | 146.1945 | 140.4858 | 135 | 135 | 135 | 135 | 135 | 135 | 135 | 135 | 135 | 135 | 135
[1297 empty] | MROWc_vc | 0.027097 | 0.037388 | 0.047678 | 0.057968 | 0.068258 | 0.078549 | 0.088839 | 0.099129 | 0.10942 | 0.11971 | 0.13 | 0.1375 | 0.145 | 0.1525 | 0.16 | 0.1675 | 0.175 | 0.1825 | 0.19 | 0.1975 | 0.205 | 0.2095 | 0.214 | 0.2185 | 0.223 | 0.2275 | 0.232 | 0.2365 | 0.241 | 0.2455 | 0.25 | [12 empty] | HDD | AT22 | 3410.136 | 3339.38 |  | 3593.06 | 3224.08 |  | NWPPc_w_RFW_1.5 | 83.1095 | 77.872 | 71.3601 | 65.2129 | 59.3996 | 53.9904 | 48.4883 | 43.4972 | 38.8109 | 34.4228 | 30.1918 | 26.6265 | 23.1779 | 19.9693 | 16.9886 | 14.2331 | 11.6587 | 9.3044 | 7.3152 | 5.7299 | 4.4662 | 3.7623 | 3.2316 | 2.7692 | 2.3698 | 1.9999 | 1.7343 | 1.4821 | 1.2609 | 1.0596 | 0.86977 | 1.1551 |  |  |  | NWPPc_w_RFW_1.5 | 309.124 | 294.2124 | 280.0201 | 266.5125 | 253.6564 | 241.4204 | 229.7747 | 218.6908 | 208.1416 | 198.1012 | 188.5451 | 179.45 | 170.7937 | 162.5549 | 154.7135 | 147.2504 | 140.1473 | 133.3869 | 126.9525 | 120.8286 | 115 | 115 | 115 | 115 | 115 | 115 | 115 | 115 | 115 | 115 | 115
[1297 empty] | MROWc_c | 0.027097 | 0.037388 | 0.047678 | 0.057968 | 0.068258 | 0.078549 | 0.088839 | 0.099129 | 0.10942 | 0.11971 | 0.13 | 0.1375 | 0.145 | 0.1525 | 0.16 | 0.1675 | 0.175 | 0.1825 | 0.19 | 0.1975 | 0.205 | 0.2095 | 0.214 | 0.2185 | 0.223 | 0.2275 | 0.232 | 0.2365 | 0.241 | 0.2455 | 0.25 | [12 empty] | HDD | AT31 | 3105.3273 | 2961.1 |  | 3275.91 | 2887.54 |  | NYSTc_vc_RFW_1.5 | 89.3031 | 83.6711 | 76.6689 | 70.0586 | 63.8076 | 57.991 | 52.0745 | 46.7075 | 41.6683 | 36.9497 | 32.4001 | 28.5662 | 24.858 | 21.4077 | 18.2025 | 15.2395 | 12.4713 | 9.9397 | 7.8006 | 6.096 | 4.7371 | 3.9802 | 3.4095 | 2.9123 | 2.4828 | 2.085 | 1.7994 | 1.5282 | 1.2904 | 1.0739 | 0.86977 | 1.603 |  |  |  | NYSTc_vc_RFW_1.5 | 292.4952 | 281.7733 | 271.4444 | 261.4941 | 251.9086 | 242.6745 | 233.7788 | 225.2092 | 216.9538 | 209.001 | 201.3397 | 193.9592 | 186.8493 | 180 | 180 | 180 | 180 | 180 | 180 | 180 | 180 | 180 | 180 | 180 | 180 | 180 | 180 | 180 | 180 | 180 | 180
[1297 empty] | NEWEc_vc | 0.027097 | 0.037388 | 0.047678 | 0.057968 | 0.068258 | 0.078549 | 0.088839 | 0.099129 | 0.10942 | 0.11971 | 0.13 | 0.1375 | 0.145 | 0.1525 | 0.16 | 0.1675 | 0.175 | 0.1825 | 0.19 | 0.1975 | 0.205 | 0.2095 | 0.214 | 0.2185 | 0.223 | 0.2275 | 0.232 | 0.2365 | 0.241 | 0.2455 | 0.25 | [12 empty] | HDD | AT32 | 3925.9473 | 3824.24 |  | 4129.29 | 3697.46 |  | NYSTc_c_RFW_1.5 | 87.824 | 82.2862 | 75.4011 | 68.9014 | 62.7549 | 57.0356 | 51.218 | 45.9408 | 40.9859 | 36.3463 | 31.8727 | 28.103 | 24.4568 | 21.0642 | 17.9126 | 14.9991 | 12.2772 | 9.788 | 7.6847 | 6.0086 | 4.6724 | 3.9281 | 3.367 | 2.8781 | 2.4558 | 2.0647 | 1.7838 | 1.5172 | 1.2833 | 1.0705 | 0.86977 | 1.7673 |  |  |  | NYSTc_c_RFW_1.5 | 293.4445 | 283.2215 | 273.3547 | 263.8316 | 254.6403 | 245.7692 | 237.2072 | 228.9434 | 220.9675 | 213.2695 | 205.8397 | 198.6687 | 191.7475 | 185.0675 | 178.6201 | 172.3974 | 166.3915 | 160.5948 | 155 | 155 | 155 | 155 | 155 | 155 | 155 | 155 | 155 | 155 | 155 | 155 | 155
[1297 empty] | NEWEc_c | 0.027097 | 0.037388 | 0.047678 | 0.057968 | 0.068258 | 0.078549 | 0.088839 | 0.099129 | 0.10942 | 0.11971 | 0.13 | 0.1375 | 0.145 | 0.1525 | 0.16 | 0.1675 | 0.175 | 0.1825 | 0.19 | 0.1975 | 0.205 | 0.2095 | 0.214 | 0.2185 | 0.223 | 0.2275 | 0.232 | 0.2365 | 0.241 | 0.2455 | 0.25 | [12 empty] | HDD | AT33 | 4314.6527 | 4201.02 |  | 4569.56 | 4037.52 |  | NYSTc_mm_RFW_1.5 | 94.0298 | 88.0968 | 80.7203 | 73.7567 | 67.1716 | 61.0441 | 54.8113 | 49.1575 | 43.8489 | 38.8782 | 34.0853 | 30.0466 | 26.1401 | 22.5054 | 19.1289 | 16.0075 | 13.0913 | 10.4244 | 8.1711 | 6.3753 | 4.9438 | 4.1464 | 3.5453 | 3.0214 | 2.569 | 2.15 | 1.8491 | 1.5634 | 1.3129 | 1.0848 | 0.86977 | 1.7673 |  |  |  | NYSTc_mm_RFW_1.5 | 299.4369 | 289.2431 | 279.3964 | 269.8849 | 260.6972 | 251.8222 | 243.2494 | 234.9685 | 226.9694 | 219.2427 | 211.779 | 204.5694 | 197.6052 | 190.8781 | 184.38 | 178.1032 | 172.04 | 166.1832 | 160.5258 | 155.0611 | 149.7823 | 144.6832 | 139.7578 | 135 | 135 | 135 | 135 | 135 | 135 | 135 | 135
[1297 empty] | NWPPc_vc | 0.027097 | 0.037388 | 0.047678 | 0.057968 | 0.068258 | 0.078549 | 0.088839 | 0.099129 | 0.10942 | 0.11971 | 0.13 | 0.1375 | 0.145 | 0.1525 | 0.16 | 0.1675 | 0.175 | 0.1825 | 0.19 | 0.1975 | 0.205 | 0.2095 | 0.214 | 0.2185 | 0.223 | 0.2275 | 0.232 | 0.2365 | 0.241 | 0.2455 | 0.25 | [12 empty] | HDD | AT34 | 3690.0813 | 3498.53 |  | 3897.48 | 3322.78 |  | RFCEc_vc_RFW_1.5 | 84.5015 | 79.1752 | 72.5532 | 66.3019 | 60.3902 | 54.8895 | 49.2942 | 44.2186 | 39.453 | 34.9907 | 30.6881 | 27.0624 | 23.5555 | 20.2925 | 17.2614 | 14.4592 | 11.8413 | 9.4472 | 7.4243 | 5.8122 | 4.5271 | 3.8113 | 3.2716 | 2.8014 | 2.3952 | 2.0191 | 1.7489 | 1.4925 | 1.2675 | 1.0628 | 0.86977 | 1.7673 |  |  |  | RFCEc_vc_RFW_1.5 | 292.4952 | 277.135 | 262.5815 | 248.7922 | 235.727 | 223.348 | 211.619 | 200.5059 | 189.9765 | 180 | 180 | 180 | 180 | 180 | 180 | 180 | 180 | 180 | 180 | 180 | 180 | 180 | 180 | 180 | 180 | 180 | 180 | 180 | 180 | 180 | 180
[1297 empty] | NWPPc_c | 0.027097 | 0.037388 | 0.047678 | 0.057968 | 0.068258 | 0.078549 | 0.088839 | 0.099129 | 0.10942 | 0.11971 | 0.13 | 0.1375 | 0.145 | 0.1525 | 0.16 | 0.1675 | 0.175 | 0.1825 | 0.19 | 0.1975 | 0.205 | 0.2095 | 0.214 | 0.2185 | 0.223 | 0.2275 | 0.232 | 0.2365 | 0.241 | 0.2455 | 0.25 | [12 empty] | HDD | PL21 | 3339.3453 | 3176.61 |  | 3567.52 | 3248.38 |  | RFCEc_c_RFW_1.5 | 83.2403 | 77.9944 | 71.4722 | 65.3152 | 59.4927 | 54.0749 | 48.564 | 43.565 | 38.8712 | 34.4762 | 30.2384 | 26.6674 | 23.2134 | 19.9996 | 17.0142 | 14.2543 | 11.6759 | 9.3179 | 7.3255 | 5.7377 | 4.4719 | 3.7669 | 3.2354 | 2.7722 | 2.3722 | 2.0017 | 1.7356 | 1.4831 | 1.2615 | 1.0599 | 0.86977 | 1.7673 |  |  |  | RFCEc_c_RFW_1.5 | 293.4445 | 276.9022 | 261.2925 | 246.5628 | 232.6634 | 219.5475 | 207.1711 | 195.4923 | 184.4719 | 174.0727 | 164.2598 | 155 | 155 | 155 | 155 | 155 | 155 | 155 | 155 | 155 | 155 | 155 | 155 | 155 | 155 | 155 | 155 | 155 | 155 | 155 | 155
[1297 empty] | NWPPc_mm | 0.027097 | 0.037388 | 0.047678 | 0.057968 | 0.068258 | 0.078549 | 0.088839 | 0.099129 | 0.10942 | 0.11971 | 0.13 | 0.1375 | 0.145 | 0.1525 | 0.16 | 0.1675 | 0.175 | 0.1825 | 0.19 | 0.1975 | 0.205 | 0.2095 | 0.214 | 0.2185 | 0.223 | 0.2275 | 0.232 | 0.2365 | 0.241 | 0.2455 | 0.25 | [12 empty] | HDD | PL22 | 3224.9433 | 3052.81 |  | 3459.55 | 3152.64 |  | RFCEc_mm_RFW_1.5 | 88.7699 | 83.1718 | 76.2118 | 69.6414 | 63.4281 | 57.6466 | 51.7657 | 46.4311 | 41.4222 | 36.7322 | 32.2099 | 28.3992 | 24.7133 | 21.2838 | 18.098 | 15.1528 | 12.4013 | 9.885 | 7.7588 | 6.0645 | 4.7137 | 3.9614 | 3.3942 | 2.8999 | 2.4731 | 2.0777 | 1.7938 | 1.5243 | 1.2878 | 1.0727 | 0.86977 | 1.7673 |  |  |  | RFCEc_mm_RFW_1.5 | 299.4369 | 281.6385 | 264.8981 | 249.1528 | 234.3433 | 220.4141 | 207.3128 | 194.9903 | 183.4002 | 172.499 | 162.2458 | 152.602 | 143.5314 | 135 | 135 | 135 | 135 | 135 | 135 | 135 | 135 | 135 | 135 | 135 | 135 | 135 | 135 | 135 | 135 | 135 | 135
[1297 empty] | NWPPc_w | 0.027097 | 0.037388 | 0.047678 | 0.057968 | 0.068258 | 0.078549 | 0.088839 | 0.099129 | 0.10942 | 0.11971 | 0.13 | 0.1375 | 0.145 | 0.1525 | 0.16 | 0.1675 | 0.175 | 0.1825 | 0.19 | 0.1975 | 0.205 | 0.2095 | 0.214 | 0.2185 | 0.223 | 0.2275 | 0.232 | 0.2365 | 0.241 | 0.2455 | 0.25 | [12 empty] | HDD | PL41 | 3139.3627 | 2822.84 |  | 3303.3 | 2974.56 |  | RFCMc_vc_RFW_1.5 | 146.6086 | 137.327 | 125.7872 | 114.8935 | 104.5917 | 95.006 | 85.2555 | 76.4107 | 68.106 | 60.3298 | 52.8319 | 46.5137 | 40.4025 | 34.7164 | 29.4342 | 24.5512 | 19.9891 | 15.817 | 12.2919 | 9.4826 | 7.2431 | 5.9957 | 5.0553 | 4.2358 | 3.528 | 2.8726 | 2.4018 | 1.9549 | 1.5629 | 1.2062 | 0.86977 | 1.7673 |  |  |  | RFCMc_vc_RFW_1.5 | 292.4952 | 280.8978 | 269.7601 | 259.0641 | 248.7922 | 238.9275 | 229.454 | 220.3561 | 211.619 | 203.2283 | 195.1702 | 187.4317 | 180 | 180 | 180 | 180 | 180 | 180 | 180 | 180 | 180 | 180 | 180 | 180 | 180 | 180 | 180 | 180 | 180 | 180 | 180
[1297 empty] | NYSTc_vc | 0.027097 | 0.037388 | 0.047678 | 0.057968 | 0.068258 | 0.078549 | 0.088839 | 0.099129 | 0.10942 | 0.11971 | 0.13 | 0.1375 | 0.145 | 0.1525 | 0.16 | 0.1675 | 0.175 | 0.1825 | 0.19 | 0.1975 | 0.205 | 0.2095 | 0.214 | 0.2185 | 0.223 | 0.2275 | 0.232 | 0.2365 | 0.241 | 0.2455 | 0.25 | [12 empty] | HDD | PL42 | 3198.8673 | 2898.33 |  | 3291.27 | 3063.81 |  | RFCMc_c_RFW_1.5 | 142.5276 | 133.5059 | 122.2893 | 111.7006 | 101.6873 | 92.37 | 82.8926 | 74.2954 | 66.2232 | 58.6648 | 51.3769 | 45.2356 | 39.2955 | 33.7686 | 28.6344 | 23.888 | 19.4537 | 15.3985 | 11.972 | 9.2414 | 7.0646 | 5.8522 | 4.9381 | 4.1416 | 3.4536 | 2.8165 | 2.3589 | 1.9245 | 1.5435 | 1.1968 | 0.86977 | 1.7673 |  |  |  | RFCMc_c_RFW_1.5 | 293.4445 | 279.3851 | 265.9994 | 253.255 | 241.1212 | 229.5687 | 218.5698 | 208.0978 | 198.1275 | 188.635 | 179.5972 | 170.9925 | 162.8 | 155 | 155 | 155 | 155 | 155 | 155 | 155 | 155 | 155 | 155 | 155 | 155 | 155 | 155 | 155 | 155 | 155 | 155
[1297 empty] | NYSTc_c | 0.027097 | 0.037388 | 0.047678 | 0.057968 | 0.068258 | 0.078549 | 0.088839 | 0.099129 | 0.10942 | 0.11971 | 0.13 | 0.1375 | 0.145 | 0.1525 | 0.16 | 0.1675 | 0.175 | 0.1825 | 0.19 | 0.1975 | 0.205 | 0.2095 | 0.214 | 0.2185 | 0.223 | 0.2275 | 0.232 | 0.2365 | 0.241 | 0.2455 | 0.25 | [12 empty] | HDD | PL43 | 3003.9153 | 2724.53 |  | 3152.85 | 2823.26 |  | RFCWc_vc_RFW_1.5 | 125.8031 | 117.8465 | 107.9541 | 98.6156 | 89.7845 | 81.5672 | 73.2087 | 65.6266 | 58.5074 | 51.8414 | 45.4139 | 39.9977 | 34.7589 | 29.8845 | 25.3564 | 21.1704 | 17.2596 | 13.6832 | 10.6613 | 8.253 | 6.3332 | 5.2639 | 4.4578 | 3.7553 | 3.1485 | 2.5866 | 2.1831 | 1.8 | 1.464 | 1.1582 | 0.86977 | 1.7673 |  |  |  | RFCWc_vc_RFW_1.5 | 292.4952 | 280.8978 | 269.7601 | 259.0641 | 248.7922 | 238.9275 | 229.454 | 220.3561 | 211.619 | 203.2283 | 195.1702 | 187.4317 | 180 | 180 | 180 | 180 | 180 | 180 | 180 | 180 | 180 | 180 | 180 | 180 | 180 | 180 | 180 | 180 | 180 | 180 | 180
[1297 empty] | NYSTc_mm | 0.027097 | 0.037388 | 0.047678 | 0.057968 | 0.068258 | 0.078549 | 0.088839 | 0.099129 | 0.10942 | 0.11971 | 0.13 | 0.1375 | 0.145 | 0.1525 | 0.16 | 0.1675 | 0.175 | 0.1825 | 0.19 | 0.1975 | 0.205 | 0.2095 | 0.214 | 0.2185 | 0.223 | 0.2275 | 0.232 | 0.2365 | 0.241 | 0.2455 | 0.25 | [12 empty] | HDD | PL51 | 3153.874 | 2901.5 |  | 3307.5 | 2977.59 |  | RFCWc_c_RFW_1.5 | 122.6667 | 114.9099 | 105.2659 | 96.1618 | 87.5524 | 79.5414 | 71.3927 | 64.0009 | 57.0605 | 50.5618 | 44.2956 | 39.0154 | 33.9081 | 29.1561 | 24.7417 | 20.6608 | 16.8482 | 13.3615 | 10.4155 | 8.0677 | 6.1961 | 5.1536 | 4.3677 | 3.6828 | 3.0913 | 2.5435 | 2.1501 | 1.7767 | 1.4491 | 1.1509 | 0.86977 | 1.7673 |  |  |  | RFCWc_c_RFW_1.5 | 293.4445 | 280.3666 | 267.8716 | 255.9335 | 244.5274 | 233.6297 | 223.2176 | 213.2695 | 203.7648 | 194.6837 | 186.0073 | 177.7176 | 169.7973 | 162.23 | 155 | 155 | 155 | 155 | 155 | 155 | 155 | 155 | 155 | 155 | 155 | 155 | 155 | 155 | 155 | 155 | 155
[1297 empty] | RFCEc_vc | 0.027097 | 0.037388 | 0.047678 | 0.057968 | 0.068258 | 0.078549 | 0.088839 | 0.099129 | 0.10942 | 0.11971 | 0.13 | 0.1375 | 0.145 | 0.1525 | 0.16 | 0.1675 | 0.175 | 0.1825 | 0.19 | 0.1975 | 0.205 | 0.2095 | 0.214 | 0.2185 | 0.223 | 0.2275 | 0.232 | 0.2365 | 0.241 | 0.2455 | 0.25 | [12 empty] | HDD | PL52 | 3079.386 | 2856.47 |  | 3266.37 | 2951.94 |  | RFCWc_mm_RFW_1.5 | 134.0133 | 125.5338 | 114.9913 | 105.0391 | 95.6277 | 86.8704 | 77.9626 | 69.8821 | 62.2952 | 55.191 | 48.3411 | 42.569 | 36.9859 | 31.7912 | 26.9656 | 22.5045 | 18.3367 | 14.5252 | 11.3047 | 8.7382 | 6.6923 | 5.5527 | 4.6936 | 3.9449 | 3.2983 | 2.6995 | 2.2694 | 1.8611 | 1.503 | 1.1771 | 0.86977 | 1.7673 |  |  |  | RFCWc_mm_RFW_1.5 | 299.4369 | 284.8932 | 271.0559 | 257.8907 | 245.3649 | 233.4475 | 222.1089 | 211.321 | 201.0571 | 191.2918 | 182.0007 | 173.1609 | 164.7505 | 156.7485 | 149.1352 | 141.8917 | 135 | 135 | 135 | 135 | 135 | 135 | 135 | 135 | 135 | 135 | 135 | 135 | 135 | 135 | 135
[1297 empty] | RFCEc_c | 0.027097 | 0.037388 | 0.047678 | 0.057968 | 0.068258 | 0.078549 | 0.088839 | 0.099129 | 0.10942 | 0.11971 | 0.13 | 0.1375 | 0.145 | 0.1525 | 0.16 | 0.1675 | 0.175 | 0.1825 | 0.19 | 0.1975 | 0.205 | 0.2095 | 0.214 | 0.2185 | 0.223 | 0.2275 | 0.232 | 0.2365 | 0.241 | 0.2455 | 0.25 | [12 empty] | HDD | PL61 | 3289.236 | 2967.12 |  | 3460.38 | 3173.71 |  | RMPAc_vc_RFW_1.5 | 145.5989 | 136.3816 | 124.9218 | 114.1035 | 103.8731 | 94.3538 | 84.6709 | 75.8873 | 67.6402 | 59.9179 | 52.4719 | 46.1975 | 40.1286 | 34.4819 | 29.2363 | 24.3871 | 19.8566 | 15.7135 | 12.2127 | 9.4229 | 7.1989 | 5.9602 | 5.0263 | 4.2125 | 3.5096 | 2.8587 | 2.3912 | 1.9474 | 1.5581 | 1.2039 | 0.86977 | 1.7673 |  |  |  | RMPAc_vc_RFW_1.5 | 292.4952 | 283.1799 | 274.1612 | 265.4297 | 256.9763 | 248.7922 | 240.8687 | 233.1975 | 225.7706 | 218.5803 | 211.619 | 204.8793 | 198.3544 | 192.0372 | 185.9212 | 180 | 180 | 180 | 180 | 180 | 180 | 180 | 180 | 180 | 180 | 180 | 180 | 180 | 180 | 180 | 180
[1297 empty] | RFCEc_mm | 0.027097 | 0.037388 | 0.047678 | 0.057968 | 0.068258 | 0.078549 | 0.088839 | 0.099129 | 0.10942 | 0.11971 | 0.13 | 0.1375 | 0.145 | 0.1525 | 0.16 | 0.1675 | 0.175 | 0.1825 | 0.19 | 0.1975 | 0.205 | 0.2095 | 0.214 | 0.2185 | 0.223 | 0.2275 | 0.232 | 0.2365 | 0.241 | 0.2455 | 0.25 | [12 empty] | HDD | PL62 | 3531.7993 | 3138.64 |  | 3719.47 | 3439.85 |  | RMPAc_c_RFW_1.5 | 141.5637 | 132.6034 | 121.4631 | 110.9465 | 101.0013 | 91.7474 | 82.3344 | 73.7958 | 65.7785 | 58.2716 | 51.0332 | 44.9337 | 39.0341 | 33.5448 | 28.4454 | 23.7314 | 19.3273 | 15.2996 | 11.8965 | 9.1844 | 7.0225 | 5.8183 | 4.9104 | 4.1193 | 3.436 | 2.8032 | 2.3487 | 1.9174 | 1.5389 | 1.1946 | 0.86977 | 1.7673 |  |  |  | RMPAc_c_RFW_1.5 | 293.4445 | 284.2276 | 275.3002 | 266.6532 | 258.2778 | 250.1655 | 242.3079 | 234.6972 | 227.3255 | 220.1854 | 213.2695 | 206.5709 | 200.0826 | 193.7982 | 187.7111 | 181.8152 | 176.1045 | 170.5732 | 165.2156 | 160.0263 | 155 | 155 | 155 | 155 | 155 | 155 | 155 | 155 | 155 | 155 | 155
[1297 empty] | RFCMc_vc | 0.027097 | 0.037388 | 0.047678 | 0.057968 | 0.068258 | 0.078549 | 0.088839 | 0.099129 | 0.10942 | 0.11971 | 0.13 | 0.1375 | 0.145 | 0.1525 | 0.16 | 0.1675 | 0.175 | 0.1825 | 0.19 | 0.1975 | 0.205 | 0.2095 | 0.214 | 0.2185 | 0.223 | 0.2275 | 0.232 | 0.2365 | 0.241 | 0.2455 | 0.25 | [12 empty] | HDD | PL63 | 3395.1187 | 3066.28 |  | 3522.47 | 3312.43 |  | RMPAc_mm_RFW_1.5 | 155.6983 | 145.8378 | 133.5783 | 122.0052 | 111.0609 | 100.8773 | 90.5187 | 81.1222 | 72.2995 | 64.0383 | 56.0728 | 49.3605 | 42.8682 | 36.8274 | 31.2158 | 26.0282 | 21.1816 | 16.7493 | 13.0043 | 10.0198 | 7.6406 | 6.3154 | 5.3163 | 4.4457 | 3.6938 | 2.9975 | 2.4973 | 2.0226 | 1.6062 | 1.2272 | 0.86977 | 1.7673 |  |  |  | RMPAc_mm_RFW_1.5 | 299.4369 | 290.4014 | 281.6385 | 273.1401 | 264.8981 | 256.9048 | 249.1528 | 241.6346 | 234.3433 | 227.272 | 220.4141 | 213.7631 | 207.3128 | 201.0571 | 194.9903 | 189.1064 | 183.4002 | 177.8661 | 172.499 | 167.2938 | 162.2458 | 157.35 | 152.602 | 147.9972 | 143.5314 | 139.2004 | 135 | 135 | 135 | 135 | 135
[1297 empty] | RFCMc_c | 0.027097 | 0.037388 | 0.047678 | 0.057968 | 0.068258 | 0.078549 | 0.088839 | 0.099129 | 0.10942 | 0.11971 | 0.13 | 0.1375 | 0.145 | 0.1525 | 0.16 | 0.1675 | 0.175 | 0.1825 | 0.19 | 0.1975 | 0.205 | 0.2095 | 0.214 | 0.2185 | 0.223 | 0.2275 | 0.232 | 0.2365 | 0.241 | 0.2455 | 0.25 | [12 empty] | HDD | PL71 | 3231.5467 | 2961.68 |  | 3458.98 | 3154 |  | SPNOc_c_RFW_1.5 | 119.1402 | 111.608 | 102.2432 | 93.4027 | 85.0425 | 77.2635 | 69.3508 | 62.173 | 55.4335 | 49.123 | 43.0383 | 37.9109 | 32.9515 | 28.3371 | 24.0505 | 20.0878 | 16.3855 | 12.9998 | 10.1391 | 7.8593 | 6.0419 | 5.0296 | 4.2664 | 3.6014 | 3.027 | 2.4951 | 2.113 | 1.7504 | 1.4323 | 1.1428 | 0.86977 | 1.7673 |  |  |  | SPNOc_c_RFW_1.5 | 293.4445 | 283.2215 | 273.3547 | 263.8316 | 254.6403 | 245.7692 | 237.2072 | 228.9434 | 220.9675 | 213.2695 | 205.8397 | 198.6687 | 191.7475 | 185.0675 | 178.6201 | 172.3974 | 166.3915 | 160.5948 | 155 | 155 | 155 | 155 | 155 | 155 | 155 | 155 | 155 | 155 | 155 | 155 | 155
[1297 empty] | RFCWc_vc | 0.027097 | 0.037388 | 0.047678 | 0.057968 | 0.068258 | 0.078549 | 0.088839 | 0.099129 | 0.10942 | 0.11971 | 0.13 | 0.1375 | 0.145 | 0.1525 | 0.16 | 0.1675 | 0.175 | 0.1825 | 0.19 | 0.1975 | 0.205 | 0.2095 | 0.214 | 0.2185 | 0.223 | 0.2275 | 0.232 | 0.2365 | 0.241 | 0.2455 | 0.25 | [12 empty] | HDD | PL72 | 3339.9173 | 3113.38 |  | 3581.84 | 3283.5 |  | SPNOc_mm_RFW_1.5 | 129.9665 | 121.7447 | 111.5227 | 101.873 | 92.7475 | 84.2565 | 75.6194 | 67.7846 | 60.4282 | 53.54 | 46.8983 | 41.3016 | 35.8882 | 30.8514 | 26.1724 | 21.8469 | 17.8058 | 14.1102 | 10.9876 | 8.4991 | 6.5153 | 5.4104 | 4.5773 | 3.8514 | 3.2245 | 2.6439 | 2.2268 | 1.831 | 1.4838 | 1.1678 | 0.86977 | 1.7673 |  |  |  | SPNOc_mm_RFW_1.5 | 299.4369 | 288.2906 | 277.5592 | 267.2273 | 257.2799 | 247.7029 | 238.4824 | 229.605 | 221.0582 | 212.8295 | 204.9071 | 197.2796 | 189.936 | 182.8658 | 176.0587 | 169.5051 | 163.1954 | 157.1206 | 151.2719 | 145.6409 | 140.2196 | 135 | 135 | 135 | 135 | 135 | 135 | 135 | 135 | 135 | 135
[1297 empty] | RFCWc_c | 0.027097 | 0.037388 | 0.047678 | 0.057968 | 0.068258 | 0.078549 | 0.088839 | 0.099129 | 0.10942 | 0.11971 | 0.13 | 0.1375 | 0.145 | 0.1525 | 0.16 | 0.1675 | 0.175 | 0.1825 | 0.19 | 0.1975 | 0.205 | 0.2095 | 0.214 | 0.2185 | 0.223 | 0.2275 | 0.232 | 0.2365 | 0.241 | 0.2455 | 0.25 | [12 empty] | HDD | PL81 | 3380.534 | 3088.25 |  | 3617.23 | 3347.02 |  | SPSOc_mm_RFW_1.5 | 126.5916 | 118.5848 | 108.63 | 99.2326 | 90.3457 | 82.0766 | 73.6653 | 66.0353 | 58.8712 | 52.1631 | 45.695 | 40.2446 | 34.9728 | 30.0676 | 25.5109 | 21.2986 | 17.3631 | 13.7641 | 10.7231 | 8.2996 | 6.3677 | 5.2917 | 4.4804 | 3.7735 | 3.1629 | 2.5975 | 2.1914 | 1.8059 | 1.4677 | 1.16 | 0.86977 | 1.7673 |  |  |  | SPSOc_mm_RFW_1.5 | 299.4369 | 289.2431 | 279.3964 | 269.8849 | 260.6972 | 251.8222 | 243.2494 | 234.9685 | 226.9694 | 219.2427 | 211.779 | 204.5694 | 197.6052 | 190.8781 | 184.38 | 178.1032 | 172.04 | 166.1832 | 160.5258 | 155.0611 | 149.7823 | 144.6832 | 139.7578 | 135 | 135 | 135 | 135 | 135 | 135 | 135 | 135
[1297 empty] | RFCWc_mm | 0.027097 | 0.037388 | 0.047678 | 0.057968 | 0.068258 | 0.078549 | 0.088839 | 0.099129 | 0.10942 | 0.11971 | 0.13 | 0.1375 | 0.145 | 0.1525 | 0.16 | 0.1675 | 0.175 | 0.1825 | 0.19 | 0.1975 | 0.205 | 0.2095 | 0.214 | 0.2185 | 0.223 | 0.2275 | 0.232 | 0.2365 | 0.241 | 0.2455 | 0.25 | [12 empty] | HDD | PL82 | 3236.004 | 3044.05 |  | 3491.44 | 3159.27 |  | SPSOc_w_RFW_1.5 | 127.1497 | 119.1074 | 109.1084 | 99.6692 | 90.7429 | 82.4371 | 73.9884 | 66.3246 | 59.1287 | 52.3908 | 45.894 | 40.4194 | 35.1241 | 30.1972 | 25.6203 | 21.3892 | 17.4363 | 13.8213 | 10.7668 | 8.3326 | 6.3921 | 5.3113 | 4.4964 | 3.7864 | 3.1731 | 2.6051 | 2.1972 | 1.81 | 1.4704 | 1.1613 | 0.86977 | 1.4707 |  |  |  | SPSOc_w_RFW_1.5 | 309.124 | 297.1361 | 285.613 | 274.5368 | 263.8901 | 253.6564 | 243.8195 | 234.364 | 225.2753 | 216.539 | 208.1416 | 200.0697 | 192.3109 | 184.853 | 177.6844 | 170.7937 | 164.1702 | 157.8036 | 151.6839 | 145.8016 | 140.1473 | 134.7124 | 129.4882 | 124.4665 | 119.6397 | 115 | 115 | 115 | 115 | 115 | 115
[1297 empty] | RMPAc_vc | 0.027097 | 0.037388 | 0.047678 | 0.057968 | 0.068258 | 0.078549 | 0.088839 | 0.099129 | 0.10942 | 0.11971 | 0.13 | 0.1375 | 0.145 | 0.1525 | 0.16 | 0.1675 | 0.175 | 0.1825 | 0.19 | 0.1975 | 0.205 | 0.2095 | 0.214 | 0.2185 | 0.223 | 0.2275 | 0.232 | 0.2365 | 0.241 | 0.2455 | 0.25 | [12 empty] | HDD | PL84 | 3638.8073 | 3223.2 |  | 3872.04 | 3609.19 |  | SRMVc_vh_RFW_1.5 | 111.1167 | 104.0955 | 95.366 | 87.1252 | 79.3323 | 72.081 | 64.705 | 58.0142 | 51.7319 | 45.8495 | 40.1776 | 35.398 | 30.7751 | 26.4737 | 22.4779 | 18.784 | 15.333 | 12.1769 | 9.5102 | 7.3851 | 5.691 | 4.7474 | 4.036 | 3.4161 | 2.8807 | 2.3848 | 2.0287 | 1.6907 | 1.3941 | 1.1243 | 0.86977 | 1.1576 |  |  |  | SRMVc_vh_RFW_1.5 | 330.8765 | 311.4801 | 293.2207 | 276.0318 | 259.8504 | 244.6177 | 230.2779 | 216.7787 | 204.0709 | 192.108 | 180.8464 | 170.2449 | 160.265 | 150.87 | 142.0258 | 133.7001 | 125.8624 | 118.4842 | 111.5385 | 105 | 105 | 105 | 105 | 105 | 105 | 105 | 105 | 105 | 105 | 105 | 105
[1297 empty] | RMPAc_c | 0.027097 | 0.037388 | 0.047678 | 0.057968 | 0.068258 | 0.078549 | 0.088839 | 0.099129 | 0.10942 | 0.11971 | 0.13 | 0.1375 | 0.145 | 0.1525 | 0.16 | 0.1675 | 0.175 | 0.1825 | 0.19 | 0.1975 | 0.205 | 0.2095 | 0.214 | 0.2185 | 0.223 | 0.2275 | 0.232 | 0.2365 | 0.241 | 0.2455 | 0.25 | [12 empty] | HDD | PL91 | 3253.5727 | 2944.46 |  | 3487.81 | 3177.78 |  | SRMVc_mm_RFW_1.5 | 100.5119 | 94.166 | 86.2762 | 78.8282 | 71.7848 | 65.231 | 58.5646 | 52.5173 | 46.8394 | 41.5228 | 36.3965 | 32.0767 | 27.8984 | 24.0108 | 20.3994 | 17.0608 | 13.9417 | 11.0893 | 8.6791 | 6.7584 | 5.2272 | 4.3744 | 3.7314 | 3.1711 | 2.6872 | 2.2391 | 1.9172 | 1.6117 | 1.3437 | 1.0998 | 0.86977 | 3.0859 |  |  |  | SRMVc_mm_RFW_1.5 | 299.4369 | 285.7288 | 272.6483 | 260.1666 | 248.2563 | 236.8912 | 226.0464 | 215.6981 | 205.8236 | 196.4011 | 187.4099 | 178.8304 | 170.6436 | 162.8317 | 155.3773 | 148.2642 | 141.4767 | 135 | 135 | 135 | 135 | 135 | 135 | 135 | 135 | 135 | 135 | 135 | 135 | 135 | 135
[1297 empty] | RMPAc_mm | 0.027097 | 0.037388 | 0.047678 | 0.057968 | 0.068258 | 0.078549 | 0.088839 | 0.099129 | 0.10942 | 0.11971 | 0.13 | 0.1375 | 0.145 | 0.1525 | 0.16 | 0.1675 | 0.175 | 0.1825 | 0.19 | 0.1975 | 0.205 | 0.2095 | 0.214 | 0.2185 | 0.223 | 0.2275 | 0.232 | 0.2365 | 0.241 | 0.2455 | 0.25 | [12 empty] | HDD | PL92 | 3373.4207 | 3052.93 |  | 3597.06 | 3309.61 |  | SRMVc_w_RFW_1.5 | 101.5006 | 95.0917 | 87.1237 | 79.6017 | 72.4884 | 65.8696 | 59.137 | 53.0298 | 47.2955 | 41.9262 | 36.749 | 32.3863 | 28.1666 | 24.2404 | 20.5932 | 17.2215 | 14.0714 | 11.1907 | 8.7566 | 6.8168 | 5.2705 | 4.4092 | 3.7598 | 3.194 | 2.7053 | 2.2527 | 1.9276 | 1.6191 | 1.3484 | 1.1021 | 0.86977 | 4.9562 |  |  |  | SRMVc_w_RFW_1.5 | 309.124 | 292.6006 | 276.9605 | 262.1563 | 248.1434 | 234.8796 | 222.3247 | 210.441 | 199.1924 | 188.5451 | 178.467 | 168.9275 | 159.8979 | 151.351 | 143.2609 | 135.6033 | 128.355 | 121.4941 | 115 | 115 | 115 | 115 | 115 | 115 | 115 | 115 | 115 | 115 | 115 | 115 | 115
[1297 empty] | SPNOc_c | 0.027097 | 0.037388 | 0.047678 | 0.057968 | 0.068258 | 0.078549 | 0.088839 | 0.099129 | 0.10942 | 0.11971 | 0.13 | 0.1375 | 0.145 | 0.1525 | 0.16 | 0.1675 | 0.175 | 0.1825 | 0.19 | 0.1975 | 0.205 | 0.2095 | 0.214 | 0.2185 | 0.223 | 0.2275 | 0.232 | 0.2365 | 0.241 | 0.2455 | 0.25 | [12 empty] | HDD | PT11 | 1631.6667 | 1453.37 |  | 1561.45 | 1408.47 |  | SRMWc_c_RFW_1.5 | 181.4928 | 169.9896 | 155.6876 | 142.1864 | 129.4187 | 117.5386 | 105.4542 | 94.4923 | 84.1997 | 74.5622 | 65.2696 | 57.4391 | 49.8651 | 42.818 | 36.2714 | 30.2196 | 24.5655 | 19.3948 | 15.0259 | 11.5442 | 8.7686 | 7.2226 | 6.0571 | 5.0415 | 4.1643 | 3.3519 | 2.7685 | 2.2147 | 1.7288 | 1.2867 | 0.86977 | 1.9769 |  |  |  | SRMWc_c_RFW_1.5 | 293.4445 | 282.6314 | 272.2167 | 262.1859 | 252.5246 | 243.2194 | 234.257 | 225.6249 | 217.3109 | 209.3033 | 201.5907 | 194.1623 | 187.0077 | 180.1167 | 173.4796 | 167.087 | 160.9301 | 155 | 155 | 155 | 155 | 155 | 155 | 155 | 155 | 155 | 155 | 155 | 155 | 155 | 155
[1297 empty] | SPNOc_mm | 0.027097 | 0.037388 | 0.047678 | 0.057968 | 0.068258 | 0.078549 | 0.088839 | 0.099129 | 0.10942 | 0.11971 | 0.13 | 0.1375 | 0.145 | 0.1525 | 0.16 | 0.1675 | 0.175 | 0.1825 | 0.19 | 0.1975 | 0.205 | 0.2095 | 0.214 | 0.2185 | 0.223 | 0.2275 | 0.232 | 0.2365 | 0.241 | 0.2455 | 0.25 | [12 empty] | HDD | PT15 | 703.6513 | 567.67 |  | 597.7 | 531.49 |  | SRMWc_mm_RFW_1.5 | 201.5185 | 188.7399 | 172.8523 | 157.8542 | 143.671 | 130.4737 | 117.0495 | 104.8722 | 93.4385 | 82.7325 | 72.4097 | 63.711 | 55.2972 | 47.4688 | 40.1964 | 33.4736 | 27.1927 | 21.4487 | 16.5954 | 12.7276 | 9.6444 | 7.927 | 6.6323 | 5.504 | 4.5296 | 3.6271 | 2.979 | 2.3638 | 1.8241 | 1.333 | 0.86977 | 2.2161 |  |  |  | SRMWc_mm_RFW_1.5 | 299.4369 | 286.4736 | 274.0716 | 262.2064 | 250.855 | 239.9949 | 229.605 | 219.665 | 210.1552 | 201.0571 | 192.353 | 184.0256 | 176.0587 | 168.4368 | 161.1448 | 154.1685 | 147.4942 | 141.1089 | 135 | 135 | 135 | 135 | 135 | 135 | 135 | 135 | 135 | 135 | 135 | 135 | 135
[1297 empty] | SPSOc_mm | 0.027097 | 0.037388 | 0.047678 | 0.057968 | 0.068258 | 0.078549 | 0.088839 | 0.099129 | 0.10942 | 0.11971 | 0.13 | 0.1375 | 0.145 | 0.1525 | 0.16 | 0.1675 | 0.175 | 0.1825 | 0.19 | 0.1975 | 0.205 | 0.2095 | 0.214 | 0.2185 | 0.223 | 0.2275 | 0.232 | 0.2365 | 0.241 | 0.2455 | 0.25 | [12 empty] | HDD | PT16 | 1210.268 | 1058.07 |  | 1087.1 | 1011.45 |  | SRSOc_vh_RFW_1.5 | 129.2814 | 121.1033 | 110.9355 | 101.337 | 92.26 | 83.814 | 75.2227 | 67.4295 | 60.1121 | 53.2605 | 46.654 | 41.087 | 35.7024 | 30.6923 | 26.0381 | 21.7356 | 17.716 | 14.0399 | 10.9339 | 8.4586 | 6.4853 | 5.3863 | 4.5577 | 3.8356 | 3.212 | 2.6344 | 2.2196 | 1.8259 | 1.4805 | 1.1662 | 0.86977 | 1.7177 |  |  |  | SRSOc_vh_RFW_1.5 | 330.8765 | 310.4365 | 291.2592 | 273.2665 | 256.3854 | 240.5471 | 225.6873 | 211.7454 | 198.6647 | 186.3921 | 174.8777 | 164.0746 | 153.9388 | 144.4292 | 135.507 | 127.1361 | 119.2822 | 111.9135 | 105 | 105 | 105 | 105 | 105 | 105 | 105 | 105 | 105 | 105 | 105 | 105 | 105
[1297 empty] | SPSOc_w | 0.027097 | 0.037388 | 0.047678 | 0.057968 | 0.068258 | 0.078549 | 0.088839 | 0.099129 | 0.10942 | 0.11971 | 0.13 | 0.1375 | 0.145 | 0.1525 | 0.16 | 0.1675 | 0.175 | 0.1825 | 0.19 | 0.1975 | 0.205 | 0.2095 | 0.214 | 0.2185 | 0.223 | 0.2275 | 0.232 | 0.2365 | 0.241 | 0.2455 | 0.25 | [12 empty] | HDD | PT17 | 727.2927 | 573.11 |  | 611.24 | 563.19 |  | SRSOc_mm_RFW_1.5 | 116.934 | 109.5423 | 100.3522 | 91.6766 | 83.4724 | 75.8385 | 68.0733 | 61.0294 | 54.4157 | 48.2229 | 42.2517 | 37.2199 | 32.3531 | 27.8247 | 23.6181 | 19.7293 | 16.0961 | 12.7735 | 9.9662 | 7.7289 | 5.9454 | 4.952 | 4.2031 | 3.5504 | 2.9868 | 2.4648 | 2.0898 | 1.734 | 1.4218 | 1.1377 | 0.86977 | 1.5085 |  |  |  | SRSOc_mm_RFW_1.5 | 299.4369 | 283.9491 | 269.2624 | 255.3354 | 242.1287 | 229.605 | 217.7292 | 206.4676 | 195.7885 | 185.6617 | 176.0587 | 166.9525 | 158.3172 | 150.1286 | 142.3635 | 135 | 135 | 135 | 135 | 135 | 135 | 135 | 135 | 135 | 135 | 135 | 135 | 135 | 135 | 135 | 135
[1297 empty] | SRMVc_vh | 0.027097 | 0.037388 | 0.047678 | 0.057968 | 0.068258 | 0.078549 | 0.088839 | 0.099129 | 0.10942 | 0.11971 | 0.13 | 0.1375 | 0.145 | 0.1525 | 0.16 | 0.1675 | 0.175 | 0.1825 | 0.19 | 0.1975 | 0.205 | 0.2095 | 0.214 | 0.2185 | 0.223 | 0.2275 | 0.232 | 0.2365 | 0.241 | 0.2455 | 0.25 | [12 empty] | HDD | PT18 | 918.612 | 770.43 |  | 824.47 | 737.19 |  | SRSOc_w_RFW_1.5 | 117.6515 | 110.2141 | 100.9672 | 92.238 | 83.9831 | 76.302 | 68.4888 | 61.4014 | 54.7467 | 48.5156 | 42.5075 | 37.4447 | 32.5477 | 27.9914 | 23.7587 | 19.8459 | 16.1902 | 12.8471 | 10.0224 | 7.7713 | 5.9768 | 4.9772 | 4.2237 | 3.567 | 2.9998 | 2.4746 | 2.0974 | 1.7393 | 1.4252 | 1.1394 | 0.86977 | 1.1761 |  |  |  | SRSOc_w_RFW_1.5 | 309.124 | 290.5983 | 273.1828 | 256.8111 | 241.4204 | 226.9522 | 213.351 | 200.5649 | 188.5451 | 177.2457 | 166.6234 | 156.6377 | 147.2504 | 138.4258 | 130.1299 | 122.3313 | 115 | 115 | 115 | 115 | 115 | 115 | 115 | 115 | 115 | 115 | 115 | 115 | 115 | 115 | 115
[1297 empty] | SRMVc_mm | 0.027097 | 0.037388 | 0.047678 | 0.057968 | 0.068258 | 0.078549 | 0.088839 | 0.099129 | 0.10942 | 0.11971 | 0.13 | 0.1375 | 0.145 | 0.1525 | 0.16 | 0.1675 | 0.175 | 0.1825 | 0.19 | 0.1975 | 0.205 | 0.2095 | 0.214 | 0.2185 | 0.223 | 0.2275 | 0.232 | 0.2365 | 0.241 | 0.2455 | 0.25 | [12 empty] | HDD | PT30 | [6 empty] | SRTVc_mm_RFW_1.5 | 113.5681 | 106.3907 | 97.4671 | 89.0432 | 81.0769 | 73.6644 | 66.1244 | 59.2848 | 52.8628 | 46.8496 | 41.0516 | 36.1658 | 31.44 | 27.043 | 22.9584 | 19.1823 | 15.6545 | 12.4283 | 9.7024 | 7.53 | 5.7982 | 4.8336 | 4.1064 | 3.4727 | 2.9254 | 2.4185 | 2.0545 | 1.7089 | 1.4058 | 1.1299 | 0.86977 | 1.3519 |  |  |  | SRTVc_mm_RFW_1.5 | 299.4369 | 282.874 | 267.2273 | 252.446 | 238.4824 | 225.2911 | 212.8295 | 201.0571 | 189.936 | 179.43 | 169.5051 | 160.1292 | 151.2719 | 142.9045 | 135 | 135 | 135 | 135 | 135 | 135 | 135 | 135 | 135 | 135 | 135 | 135 | 135 | 135 | 135 | 135 | 135
[1297 empty] | SRMVc_w | 0.027097 | 0.037388 | 0.047678 | 0.057968 | 0.068258 | 0.078549 | 0.088839 | 0.099129 | 0.10942 | 0.11971 | 0.13 | 0.1375 | 0.145 | 0.1525 | 0.16 | 0.1675 | 0.175 | 0.1825 | 0.19 | 0.1975 | 0.205 | 0.2095 | 0.214 | 0.2185 | 0.223 | 0.2275 | 0.232 | 0.2365 | 0.241 | 0.2455 | 0.25 | [12 empty] | HDD | RO11 | 2973.03 | 2917.8 |  | 3184.39 | 2975.87 |  | SRTVc_w_RFW_1.5 | 114.3412 | 107.1146 | 98.1298 | 89.648 | 81.6271 | 74.1637 | 66.572 | 59.6855 | 53.2195 | 47.165 | 41.3272 | 36.4079 | 31.6497 | 27.2226 | 23.1099 | 19.308 | 15.756 | 12.5076 | 9.7629 | 7.5757 | 5.832 | 4.8608 | 4.1286 | 3.4905 | 2.9395 | 2.4291 | 2.0626 | 1.7147 | 1.4095 | 1.1317 | 0.86977 | 2.4502 |  |  |  | SRTVc_w_RFW_1.5 | 309.124 | 289.4035 | 270.941 | 253.6564 | 237.4744 | 222.3247 | 208.1416 | 194.8632 | 182.4319 | 170.7937 | 159.8979 | 149.6972 | 140.1473 | 131.2066 | 122.8363 | 115 | 115 | 115 | 115 | 115 | 115 | 115 | 115 | 115 | 115 | 115 | 115 | 115 | 115 | 115 | 115
[1297 empty] | SRMWc_c | 0.027097 | 0.037388 | 0.047678 | 0.057968 | 0.068258 | 0.078549 | 0.088839 | 0.099129 | 0.10942 | 0.11971 | 0.13 | 0.1375 | 0.145 | 0.1525 | 0.16 | 0.1675 | 0.175 | 0.1825 | 0.19 | 0.1975 | 0.205 | 0.2095 | 0.214 | 0.2185 | 0.223 | 0.2275 | 0.232 | 0.2365 | 0.241 | 0.2455 | 0.25 | [12 empty] | HDD | RO12 | 3305.8847 | 3161.21 |  | 3437.49 | 3241.13 |  | SRVCc_c_RFW_1.5 | 79.8227 | 74.7944 | 68.5428 | 62.6412 | 57.0603 | 51.8674 | 46.5851 | 41.7935 | 37.2945 | 33.0818 | 29.0199 | 25.597 | 22.2863 | 19.2059 | 16.3443 | 13.699 | 11.2275 | 8.9673 | 7.0576 | 5.5357 | 4.3225 | 3.6467 | 3.1372 | 2.6933 | 2.3099 | 1.9548 | 1.6997 | 1.4576 | 1.2453 | 1.052 | 0.86977 | 1.2929 |  |  |  | SRVCc_c_RFW_1.5 | 293.4445 | 280.3666 | 267.8716 | 255.9335 | 244.5274 | 233.6297 | 223.2176 | 213.2695 | 203.7648 | 194.6837 | 186.0073 | 177.7176 | 169.7973 | 162.23 | 155 | 155 | 155 | 155 | 155 | 155 | 155 | 155 | 155 | 155 | 155 | 155 | 155 | 155 | 155 | 155 | 155
[1297 empty] | SRMWc_mm | 0.027097 | 0.037388 | 0.047678 | 0.057968 | 0.068258 | 0.078549 | 0.088839 | 0.099129 | 0.10942 | 0.11971 | 0.13 | 0.1375 | 0.145 | 0.1525 | 0.16 | 0.1675 | 0.175 | 0.1825 | 0.19 | 0.1975 | 0.205 | 0.2095 | 0.214 | 0.2185 | 0.223 | 0.2275 | 0.232 | 0.2365 | 0.241 | 0.2455 | 0.25 | [12 empty] | HDD | RO21 | 3184.1907 | 2868.71 |  | 3361.67 | 3030.88 |  | SRVCc_mm_RFW_1.5 | 84.848 | 79.4997 | 72.8502 | 66.573 | 60.6368 | 55.1133 | 49.4949 | 44.3983 | 39.6129 | 35.1321 | 30.8116 | 27.1709 | 23.6495 | 20.373 | 17.3293 | 14.5155 | 11.8868 | 9.4827 | 7.4515 | 5.8327 | 4.5422 | 3.8235 | 3.2816 | 2.8094 | 2.4015 | 2.0238 | 1.7525 | 1.4951 | 1.2692 | 1.0636 | 0.86977 | 1.2997 |  |  |  | SRVCc_mm_RFW_1.5 | 299.4369 | 284.8932 | 271.0559 | 257.8907 | 245.3649 | 233.4475 | 222.1089 | 211.321 | 201.0571 | 191.2918 | 182.0007 | 173.1609 | 164.7505 | 156.7485 | 149.1352 | 141.8917 | 135 | 135 | 135 | 135 | 135 | 135 | 135 | 135 | 135 | 135 | 135 | 135 | 135 | 135 | 135
[1297 empty] | SRSOc_vh | 0.027097 | 0.037388 | 0.047678 | 0.057968 | 0.068258 | 0.078549 | 0.088839 | 0.099129 | 0.10942 | 0.11971 | 0.13 | 0.1375 | 0.145 | 0.1525 | 0.16 | 0.1675 | 0.175 | 0.1825 | 0.19 | 0.1975 | 0.205 | 0.2095 | 0.214 | 0.2185 | 0.223 | 0.2275 | 0.232 | 0.2365 | 0.241 | 0.2455 | 0.25 | [12 empty] | HDD | RO22 | 2596.5767 | 2269.84 |  | 2652.49 | 2421 |  | SRVCc_w_RFW_1.5 | 86.0953 | 80.6676 | 73.9193 | 67.5488 | 61.5245 | 55.919 | 50.2171 | 45.0448 | 40.1883 | 35.641 | 31.2563 | 27.5616 | 23.9878 | 20.6627 | 17.5738 | 14.7182 | 12.0504 | 9.6107 | 7.5492 | 5.9064 | 4.5968 | 3.8673 | 3.3174 | 2.8382 | 2.4243 | 2.041 | 1.7657 | 1.5044 | 1.2751 | 1.0665 | 0.86977 | 1.3452 |  |  |  | SRVCc_w_RFW_1.5 | 309.124 | 291.6567 | 275.1763 | 259.6272 | 244.9567 | 231.1151 | 218.0557 | 205.7343 | 194.109 | 183.1407 | 172.7921 | 163.0283 | 153.8163 | 145.1247 | 136.9243 | 129.1872 | 121.8874 | 115 | 115 | 115 | 115 | 115 | 115 | 115 | 115 | 115 | 115 | 115 | 115 | 115 | 115
[1297 empty] | SRSOc_mm | 0.027097 | 0.037388 | 0.047678 | 0.057968 | 0.068258 | 0.078549 | 0.088839 | 0.099129 | 0.10942 | 0.11971 | 0.13 | 0.1375 | 0.145 | 0.1525 | 0.16 | 0.1675 | 0.175 | 0.1825 | 0.19 | 0.1975 | 0.205 | 0.2095 | 0.214 | 0.2185 | 0.223 | 0.2275 | 0.232 | 0.2365 | 0.241 | 0.2455 | 0.25 | [12 empty] | HDD | RO31 | 2664.2413 | 2404.56 |  | 2756.77 | 2500.84 |  | AKGD_vc_RFW_1.5 | 139.7603 | 130.9149 | 119.9173 | 109.5355 | 99.7178 | 90.5825 | 81.2902 | 72.861 | 64.9465 | 57.5358 | 50.3902 | 44.3689 | 38.5449 | 33.1259 | 28.092 | 23.4384 | 19.0907 | 15.1147 | 11.7551 | 9.0779 | 6.9436 | 5.7548 | 4.8586 | 4.0776 | 3.4031 | 2.7784 | 2.3298 | 1.9039 | 1.5304 | 1.1904 | 0.86977 | 1.5154 |  |  |  | AKGD_vc_RFW_1.5 | 292.4952 | 284.2602 | 276.257 | 268.4792 | 260.9203 | 253.5743 | 246.435 | 239.4968 | 232.7539 | 226.2009 | 219.8323 | 213.6431 | 207.6281 | 201.7825 | 196.1014 | 190.5803 | 185.2146 | 180 | 180 | 180 | 180 | 180 | 180 | 180 | 180 | 180 | 180 | 180 | 180 | 180 | 180
[1297 empty] | SRSOc_w | 0.027097 | 0.037388 | 0.047678 | 0.057968 | 0.068258 | 0.078549 | 0.088839 | 0.099129 | 0.10942 | 0.11971 | 0.13 | 0.1375 | 0.145 | 0.1525 | 0.16 | 0.1675 | 0.175 | 0.1825 | 0.19 | 0.1975 | 0.205 | 0.2095 | 0.214 | 0.2185 | 0.223 | 0.2275 | 0.232 | 0.2365 | 0.241 | 0.2455 | 0.25 | [12 empty] | HDD | RO32 | 2486.336 | 2184.67 |  | 2566.5 | 2275.23 |  | AKMS_vc_RFW_1.5 | 69.8195 | 65.4283 | 59.9688 | 54.8149 | 49.9411 | 45.4061 | 40.7931 | 36.6085 | 32.6795 | 29.0006 | 25.4533 | 22.4641 | 19.5729 | 16.8828 | 14.3837 | 12.0735 | 9.9152 | 7.9414 | 6.2736 | 4.9445 | 3.885 | 3.2949 | 2.85 | 2.4623 | 2.1274 | 1.8173 | 1.5946 | 1.3832 | 1.1977 | 1.0289 | 0.86977 | 1.5601 |  |  |  | AKMS_vc_RFW_1.5 | 292.4952 | 284.2602 | 276.257 | 268.4792 | 260.9203 | 253.5743 | 246.435 | 239.4968 | 232.7539 | 226.2009 | 219.8323 | 213.6431 | 207.6281 | 201.7825 | 196.1014 | 190.5803 | 185.2146 | 180 | 180 | 180 | 180 | 180 | 180 | 180 | 180 | 180 | 180 | 180 | 180 | 180 | 180
[1297 empty] | SRTVc_mm | 0.027097 | 0.037388 | 0.047678 | 0.057968 | 0.068258 | 0.078549 | 0.088839 | 0.099129 | 0.10942 | 0.11971 | 0.13 | 0.1375 | 0.145 | 0.1525 | 0.16 | 0.1675 | 0.175 | 0.1825 | 0.19 | 0.1975 | 0.205 | 0.2095 | 0.214 | 0.2185 | 0.223 | 0.2275 | 0.232 | 0.2365 | 0.241 | 0.2455 | 0.25 | [12 empty] | HDD | RO41 | 2633.702 | 2432.9 |  | 2709.15 | 2447.23 |  | HIMS_vh_RFW_1.5 | 172.0866 | 161.1824 | 147.6252 | 134.8271 | 122.7243 | 111.4629 | 100.0078 | 89.6167 | 79.8602 | 70.7246 | 61.9159 | 54.4932 | 47.3136 | 40.6335 | 34.4278 | 28.6911 | 23.3315 | 18.4301 | 14.2887 | 10.9883 | 8.3573 | 6.8918 | 5.787 | 4.8243 | 3.9927 | 3.2227 | 2.6696 | 2.1446 | 1.6841 | 1.265 | 0.86977 | 1.5601 |  |  |  | HIMS_vh_RFW_1.5 | 330.8765 | 312.4223 | 294.9974 | 278.5444 | 263.009 | 248.34 | 234.4892 | 221.4109 | 209.0621 | 197.4019 | 186.3921 | 175.9964 | 166.1805 | 156.912 | 148.1604 | 139.897 | 132.0945 | 124.7271 | 117.7706 | 111.2021 | 105 | 105 | 105 | 105 | 105 | 105 | 105 | 105 | 105 | 105 | 105
[1297 empty] | SRTVc_w | 0.027097 | 0.037388 | 0.047678 | 0.057968 | 0.068258 | 0.078549 | 0.088839 | 0.099129 | 0.10942 | 0.11971 | 0.13 | 0.1375 | 0.145 | 0.1525 | 0.16 | 0.1675 | 0.175 | 0.1825 | 0.19 | 0.1975 | 0.205 | 0.2095 | 0.214 | 0.2185 | 0.223 | 0.2275 | 0.232 | 0.2365 | 0.241 | 0.2455 | 0.25 | [12 empty] | HDD | RO42 | 2669.7893 | 2599.25 |  | 2812.76 | 2610.12 |  | HIOA_vh_RFW_1.5 | 248.8202 | 233.0291 | 213.3961 | 194.8622 | 177.3355 | 161.027 | 144.4381 | 129.3901 | 115.261 | 102.0312 | 89.2748 | 78.5254 | 68.1282 | 58.4542 | 49.4674 | 41.1597 | 33.3981 | 26.3001 | 20.3026 | 15.523 | 11.7129 | 9.5907 | 7.9907 | 6.5965 | 5.3923 | 4.2772 | 3.4762 | 2.716 | 2.0491 | 1.4422 | 0.86977 | 1.5601 |  |  |  | HIOA_vh_RFW_1.5 | 330.8765 | 312.4223 | 294.9974 | 278.5444 | 263.009 | 248.34 | 234.4892 | 221.4109 | 209.0621 | 197.4019 | 186.3921 | 175.9964 | 166.1805 | 156.912 | 148.1604 | 139.897 | 132.0945 | 124.7271 | 117.7706 | 111.2021 | 105 | 105 | 105 | 105 | 105 | 105 | 105 | 105 | 105 | 105 | 105
[1297 empty] | SRVCc_c | 0.027097 | 0.037388 | 0.047678 | 0.057968 | 0.068258 | 0.078549 | 0.088839 | 0.099129 | 0.10942 | 0.11971 | 0.13 | 0.1375 | 0.145 | 0.1525 | 0.16 | 0.1675 | 0.175 | 0.1825 | 0.19 | 0.1975 | 0.205 | 0.2095 | 0.214 | 0.2185 | 0.223 | 0.2275 | 0.232 | 0.2365 | 0.241 | 0.2455 | 0.25 | [12 empty] | HDD | SI03 | 2759.874 | 2672.96 |  | 2957.9 | 2634.34 |  | AZNMc_c_SST_1.5 | 5.641 | 5.2851 | 4.8427 | 4.425 | 4.0301 | 3.6625 | 3.2887 | 2.9496 | 2.6312 | 2.3331 | 2.0456 | 1.8034 | 1.5691 | 1.3511 | 1.1486 | 0.96134 | 0.78644 | 0.62648 | 0.49133 | 0.38363 | 0.29776 | 0.24994 | 0.21389 | 0.18247 | 0.15533 | 0.1302 | 0.11215 | 0.09502 | 0.07999 | 0.066314 | 0.053415 | 1.5601 |  |  |  | AZNMc_c_SST_1.5 | 14.675 | 14.2483 | 13.8341 | 13.4319 | 13.0414 | 12.6622 | 12.2941 | 11.9366 | 11.5896 | 11.2526 | 10.9255 | 10.6078 | 10.2994 | 10 | 10 | 10 | 10 | 10 | 10 | 10 | 10 | 10 | 10 | 10 | 10 | 10 | 10 | 10 | 10 | 10 | 10
[1297 empty] | SRVCc_mm | 0.027097 | 0.037388 | 0.047678 | 0.057968 | 0.068258 | 0.078549 | 0.088839 | 0.099129 | 0.10942 | 0.11971 | 0.13 | 0.1375 | 0.145 | 0.1525 | 0.16 | 0.1675 | 0.175 | 0.1825 | 0.19 | 0.1975 | 0.205 | 0.2095 | 0.214 | 0.2185 | 0.223 | 0.2275 | 0.232 | 0.2365 | 0.241 | 0.2455 | 0.25 | [12 empty] | HDD | SI04 | 2760.97 | 2719.17 |  | 3030.1 | 2659.08 |  | AZNMc_vh_SST_1.5 | 4.7928 | 4.491 | 4.1157 | 3.7614 | 3.4264 | 3.1147 | 2.7976 | 2.51 | 2.2399 | 1.987 | 1.7432 | 1.5377 | 1.339 | 1.1541 | 0.98233 | 0.82353 | 0.67517 | 0.5395 | 0.42486 | 0.3335 | 0.26067 | 0.22011 | 0.18953 | 0.16288 | 0.13986 | 0.11855 | 0.10324 | 0.088705 | 0.075956 | 0.064356 | 0.053415 | 1.5601 |  |  |  | AZNMc_vh_SST_1.5 | 12.5757 | 12.2205 | 11.8754 | 11.54 | 11.2141 | 10.8974 | 10.5897 | 10.2906 | 10 | 10 | 10 | 10 | 10 | 10 | 10 | 10 | 10 | 10 | 10 | 10 | 10 | 10 | 10 | 10 | 10 | 10 | 10 | 10 | 10 | 10 | 10
[1297 empty] | SRVCc_w | 0.027097 | 0.037388 | 0.047678 | 0.057968 | 0.068258 | 0.078549 | 0.088839 | 0.099129 | 0.10942 | 0.11971 | 0.13 | 0.1375 | 0.145 | 0.1525 | 0.16 | 0.1675 | 0.175 | 0.1825 | 0.19 | 0.1975 | 0.205 | 0.2095 | 0.214 | 0.2185 | 0.223 | 0.2275 | 0.232 | 0.2365 | 0.241 | 0.2455 | 0.25 | [12 empty] | HDD | SK01 | 2707.7127 | 2641.53 |  | 2916.76 | 2606.23 |  | AZNMc_mm_SST_1.5 | 8.4596 | 7.9243 | 7.2587 | 6.6303 | 6.0361 | 5.4832 | 4.9208 | 4.4106 | 3.9316 | 3.4831 | 3.0506 | 2.6862 | 2.3337 | 2.0057 | 1.701 | 1.4194 | 1.1562 | 0.91557 | 0.71224 | 0.5502 | 0.42103 | 0.34908 | 0.29484 | 0.24757 | 0.20674 | 0.16894 | 0.14178 | 0.11601 | 0.093396 | 0.072821 | 0.053415 | 1.5601 |  |  |  | AZNMc_mm_SST_1.5 | 22.6965 | 21.7382 | 20.8204 | 19.9413 | 19.0994 | 18.293 | 17.5207 | 16.7809 | 16.0724 | 15.3938 | 14.7439 | 14.1214 | 13.5252 | 12.9541 | 12.4072 | 11.8833 | 11.3816 | 10.9011 | 10.4408 | 10 | 10 | 10 | 10 | 10 | 10 | 10 | 10 | 10 | 10 | 10 | 10
[1297 empty] | AKGD_vc | 0.027097 | 0.037388 | 0.047678 | 0.057968 | 0.068258 | 0.078549 | 0.088839 | 0.099129 | 0.10942 | 0.11971 | 0.13 | 0.1375 | 0.145 | 0.1525 | 0.16 | 0.1675 | 0.175 | 0.1825 | 0.19 | 0.1975 | 0.205 | 0.2095 | 0.214 | 0.2185 | 0.223 | 0.2275 | 0.232 | 0.2365 | 0.241 | 0.2455 | 0.25 | [12 empty] | HDD | SK02 | 2820.6813 | 2731.92 |  | 3027.36 | 2690.52 |  | AZNMc_w_SST_1.5 | 3.0155 | 2.8269 | 2.5923 | 2.3709 | 2.1615 | 1.9667 | 1.7685 | 1.5888 | 1.42 | 1.2619 | 1.1095 | 0.98112 | 0.85691 | 0.74134 | 0.63398 | 0.53473 | 0.44201 | 0.35721 | 0.28557 | 0.22847 | 0.18295 | 0.1576 | 0.13848 | 0.12183 | 0.10744 | 0.094121 | 0.084553 | 0.075471 | 0.067503 | 0.060253 | 0.053415 | 1.5601 |  |  |  | AZNMc_w_SST_1.5 | 8.0374 | 8.0374 | 8.0374 | 8.0374 | 8.0374 | 8.0374 | 8.0374 | 8.0374 | 8.0374 | 8.0374 | 8.0374 | 8.0374 | 8.0374 | 8.0374 | 8.0374 | 8.0374 | 8.0374 | 8.0374 | 8.0374 | 8.0374 | 8.0374 | 8.0374 | 8.0374 | 8.0374 | 8.0374 | 8.0374 | 8.0374 | 8.0374 | 8.0374 | 8.0374 | 8.0374
[1297 empty] | AKMS_vc | 0.027097 | 0.037388 | 0.047678 | 0.057968 | 0.068258 | 0.078549 | 0.088839 | 0.099129 | 0.10942 | 0.11971 | 0.13 | 0.1375 | 0.145 | 0.1525 | 0.16 | 0.1675 | 0.175 | 0.1825 | 0.19 | 0.1975 | 0.205 | 0.2095 | 0.214 | 0.2185 | 0.223 | 0.2275 | 0.232 | 0.2365 | 0.241 | 0.2455 | 0.25 | [12 empty] | HDD | SK03 | 3345.9233 | 3254.27 |  | 3608.45 | 3245.37 |  | CAMXc_vc_SST_1.5 | 6.1529 | 5.7645 | 5.2815 | 4.8256 | 4.3944 | 3.9932 | 3.5852 | 3.215 | 2.8674 | 2.542 | 2.2282 | 1.9637 | 1.708 | 1.47 | 1.2489 | 1.0445 | 0.85361 | 0.67899 | 0.53146 | 0.41388 | 0.32015 | 0.26795 | 0.22859 | 0.19429 | 0.16467 | 0.13724 | 0.11753 | 0.098832 | 0.082425 | 0.067496 | 0.053415 | 1.5601 |  |  |  | CAMXc_vc_SST_1.5 | 27.4496 | 26.3657 | 25.3247 | 24.3247 | 23.3642 | 22.4416 | 21.5555 | 20.7044 | 19.8868 | 19.1016 | 18.3473 | 17.6229 | 16.927 | 16.2586 | 15.6166 | 15 | 15 | 15 | 15 | 15 | 15 | 15 | 15 | 15 | 15 | 15 | 15 | 15 | 15 | 15 | 15
[1297 empty] | HIMS_vh | 0.027097 | 0.037388 | 0.047678 | 0.057968 | 0.068258 | 0.078549 | 0.088839 | 0.099129 | 0.10942 | 0.11971 | 0.13 | 0.1375 | 0.145 | 0.1525 | 0.16 | 0.1675 | 0.175 | 0.1825 | 0.19 | 0.1975 | 0.205 | 0.2095 | 0.214 | 0.2185 | 0.223 | 0.2275 | 0.232 | 0.2365 | 0.241 | 0.2455 | 0.25 | [12 empty] | HDD | SK04 | 3273.2827 | 3184.9 |  | 3548.61 | 3225.74 |  | CAMXc_c_SST_1.5 | 3.4267 | 3.2118 | 2.9447 | 2.6926 | 2.4541 | 2.2323 | 2.0066 | 1.8019 | 1.6097 | 1.4297 | 1.2561 | 1.1099 | 0.96843 | 0.83682 | 0.71456 | 0.60154 | 0.49595 | 0.39938 | 0.31779 | 0.25277 | 0.20093 | 0.17206 | 0.15029 | 0.13132 | 0.11494 | 0.099771 | 0.088875 | 0.078532 | 0.069459 | 0.061202 | 0.053415 | 1.5601 |  |  |  | CAMXc_c_SST_1.5 | 14.675 | 14.0627 | 13.476 | 12.9137 | 12.3749 | 11.8586 | 11.3639 | 10.8897 | 10.4354 | 10 | 10 | 10 | 10 | 10 | 10 | 10 | 10 | 10 | 10 | 10 | 10 | 10 | 10 | 10 | 10 | 10 | 10 | 10 | 10 | 10 | 10
[1297 empty] | HIOA_vh | 0.027097 | 0.037388 | 0.047678 | 0.057968 | 0.068258 | 0.078549 | 0.088839 | 0.099129 | 0.10942 | 0.11971 | 0.13 | 0.1375 | 0.145 | 0.1525 | 0.16 | 0.1675 | 0.175 | 0.1825 | 0.19 | 0.1975 | 0.205 | 0.2095 | 0.214 | 0.2185 | 0.223 | 0.2275 | 0.232 | 0.2365 | 0.241 | 0.2455 | 0.25 | [12 empty] | HDD | FI19 | 4802.16 | 4199.06 |  | 4979.58 | 4737.69 |  | CAMXc_vh_SST_1.5 | 2.9258 | 2.7429 | 2.5155 | 2.3007 | 2.0977 | 1.9088 | 1.7166 | 1.5423 | 1.3786 | 1.2253 | 1.0776 | 0.95303 | 0.83258 | 0.72051 | 0.6164 | 0.52016 | 0.43024 | 0.34802 | 0.27854 | 0.22317 | 0.17903 | 0.15444 | 0.13591 | 0.11976 | 0.10581 | 0.092889 | 0.08361 | 0.074803 | 0.067077 | 0.060046 | 0.053415 | 1.5601 |  |  |  | CAMXc_vh_SST_1.5 | 12.5757 | 12.0123 | 11.4741 | 10.96 | 10.469 | 10 | 10 | 10 | 10 | 10 | 10 | 10 | 10 | 10 | 10 | 10 | 10 | 10 | 10 | 10 | 10 | 10 | 10 | 10 | 10 | 10 | 10 | 10 | 10 | 10 | 10
[1297 empty] | AB | 0.027097 | 0.037388 | 0.047678 | 0.057968 | 0.068258 | 0.078549 | 0.088839 | 0.099129 | 0.10942 | 0.11971 | 0.13 | 0.1375 | 0.145 | 0.1525 | 0.16 | 0.1675 | 0.175 | 0.1825 | 0.19 | 0.1975 | 0.205 | 0.2095 | 0.214 | 0.2185 | 0.223 | 0.2275 | 0.232 | 0.2365 | 0.241 | 0.2455 | 0.25 | [12 empty] | HDD | FI1B | 4281.096 | 3663.73 |  | 4513.05 | 4268.78 |  | CAMXc_mm_SST_1.5 | 5.2314 | 4.9016 | 4.4916 | 4.1046 | 3.7385 | 3.398 | 3.0516 | 2.7373 | 2.4422 | 2.166 | 1.8996 | 1.6751 | 1.458 | 1.256 | 1.0683 | 0.89479 | 0.7327 | 0.58448 | 0.45923 | 0.35942 | 0.27985 | 0.23553 | 0.20212 | 0.17301 | 0.14786 | 0.12457 | 0.10785 | 0.09197 | 0.078042 | 0.065368 | 0.053415 | 1.5601 |  |  |  | CAMXc_mm_SST_1.5 | 22.6965 | 21.7382 | 20.8204 | 19.9413 | 19.0994 | 18.293 | 17.5207 | 16.7809 | 16.0724 | 15.3938 | 14.7439 | 14.1214 | 13.5252 | 12.9541 | 12.4072 | 11.8833 | 11.3816 | 10.9011 | 10.4408 | 10 | 10 | 10 | 10 | 10 | 10 | 10 | 10 | 10 | 10 | 10 | 10
[1297 empty] | MB | 0.027097 | 0.037388 | 0.047678 | 0.057968 | 0.068258 | 0.078549 | 0.088839 | 0.099129 | 0.10942 | 0.11971 | 0.13 | 0.1375 | 0.145 | 0.1525 | 0.16 | 0.1675 | 0.175 | 0.1825 | 0.19 | 0.1975 | 0.205 | 0.2095 | 0.214 | 0.2185 | 0.223 | 0.2275 | 0.232 | 0.2365 | 0.241 | 0.2455 | 0.25 | [12 empty] | HDD | FI1C | 4490.6947 | 3869.11 |  | 4685.1 | 4453.23 |  | CAMXc_w_SST_1.5 | 1.8577 | 1.7428 | 1.5999 | 1.465 | 1.3375 | 1.2188 | 1.0981 | 0.98861 | 0.8858 | 0.78953 | 0.69671 | 0.61849 | 0.54283 | 0.47244 | 0.40704 | 0.34659 | 0.29011 | 0.23846 | 0.19482 | 0.16004 | 0.13232 | 0.11687 | 0.10523 | 0.095087 | 0.086324 | 0.07821 | 0.072381 | 0.06685 | 0.061996 | 0.05758 | 0.053415 | 1.5601 |  |  |  | CAMXc_w_SST_1.5 | 8.0374 | 8.0374 | 8.0374 | 8.0374 | 8.0374 | 8.0374 | 8.0374 | 8.0374 | 8.0374 | 8.0374 | 8.0374 | 8.0374 | 8.0374 | 8.0374 | 8.0374 | 8.0374 | 8.0374 | 8.0374 | 8.0374 | 8.0374 | 8.0374 | 8.0374 | 8.0374 | 8.0374 | 8.0374 | 8.0374 | 8.0374 | 8.0374 | 8.0374 | 8.0374 | 8.0374
[1297 empty] | QC | 0.027097 | 0.037388 | 0.047678 | 0.057968 | 0.068258 | 0.078549 | 0.088839 | 0.099129 | 0.10942 | 0.11971 | 0.13 | 0.1375 | 0.145 | 0.1525 | 0.16 | 0.1675 | 0.175 | 0.1825 | 0.19 | 0.1975 | 0.205 | 0.2095 | 0.214 | 0.2185 | 0.223 | 0.2275 | 0.232 | 0.2365 | 0.241 | 0.2455 | 0.25 | [12 empty] | HDD | FI1D | 5778.4507 | 5276.02 |  | 6007.32 | 5607.93 |  | ERCTc_vh_SST_1.5 | 4.636 | 4.3442 | 3.9813 | 3.6388 | 3.3148 | 3.0134 | 2.7068 | 2.4287 | 2.1676 | 1.9231 | 1.6873 | 1.4886 | 1.2965 | 1.1177 | 0.95159 | 0.79805 | 0.6546 | 0.52341 | 0.41257 | 0.32424 | 0.25382 | 0.21459 | 0.18502 | 0.15926 | 0.137 | 0.11639 | 0.10159 | 0.087537 | 0.075211 | 0.063994 | 0.053415 | 1.5601 |  |  |  | ERCTc_vh_SST_1.5 | 12.5757 | 12.1706 | 11.7786 | 11.3992 | 11.032 | 10.6767 | 10.3328 | 10 | 10 | 10 | 10 | 10 | 10 | 10 | 10 | 10 | 10 | 10 | 10 | 10 | 10 | 10 | 10 | 10 | 10 | 10 | 10 | 10 | 10 | 10 | 10
[1297 empty] | ON | 0.027097 | 0.037388 | 0.047678 | 0.057968 | 0.068258 | 0.078549 | 0.088839 | 0.099129 | 0.10942 | 0.11971 | 0.13 | 0.1375 | 0.145 | 0.1525 | 0.16 | 0.1675 | 0.175 | 0.1825 | 0.19 | 0.1975 | 0.205 | 0.2095 | 0.214 | 0.2185 | 0.223 | 0.2275 | 0.232 | 0.2365 | 0.241 | 0.2455 | 0.25 | [12 empty] | HDD | FI20 | 3960.9073 | 3400.77 |  | 4022.74 | 3853.93 |  | ERCTc_mm_SST_1.5 | 8.1885 | 7.6704 | 7.0262 | 6.4182 | 5.8431 | 5.3081 | 4.7638 | 4.2701 | 3.8065 | 3.3724 | 2.9539 | 2.6012 | 2.2601 | 1.9427 | 1.6479 | 1.3753 | 1.1206 | 0.88776 | 0.69099 | 0.53418 | 0.40917 | 0.33954 | 0.28705 | 0.24131 | 0.2018 | 0.16521 | 0.13893 | 0.11399 | 0.092107 | 0.072195 | 0.053415 | 1.5601 |  |  |  | ERCTc_mm_SST_1.5 | 22.6965 | 21.7382 | 20.8204 | 19.9413 | 19.0994 | 18.293 | 17.5207 | 16.7809 | 16.0724 | 15.3938 | 14.7439 | 14.1214 | 13.5252 | 12.9541 | 12.4072 | 11.8833 | 11.3816 | 10.9011 | 10.4408 | 10 | 10 | 10 | 10 | 10 | 10 | 10 | 10 | 10 | 10 | 10 | 10
[1341 empty] | HDD | SE11 | 3867.0207 | 3314.16 |  | 3936.37 | 3762.7 |  | ERCTc_w_SST_1.5 | 2.9183 | 2.7358 | 2.509 | 2.2948 | 2.0923 | 1.9039 | 1.7122 | 1.5384 | 1.3751 | 1.2222 | 1.0749 | 0.95066 | 0.83053 | 0.71875 | 0.61492 | 0.51893 | 0.42925 | 0.34724 | 0.27794 | 0.22272 | 0.1787 | 0.15418 | 0.13569 | 0.11958 | 0.10567 | 0.092785 | 0.08353 | 0.074747 | 0.067041 | 0.060029 | 0.053415 | 1.5601 |  |  |  | ERCTc_w_SST_1.5 | 8.0374 | 8.0374 | 8.0374 | 8.0374 | 8.0374 | 8.0374 | 8.0374 | 8.0374 | 8.0374 | 8.0374 | 8.0374 | 8.0374 | 8.0374 | 8.0374 | 8.0374 | 8.0374 | 8.0374 | 8.0374 | 8.0374 | 8.0374 | 8.0374 | 8.0374 | 8.0374 | 8.0374 | 8.0374 | 8.0374 | 8.0374 | 8.0374 | 8.0374 | 8.0374 | 8.0374
[1341 empty] | HDD | SE12 | 3916.8807 | 3353.01 |  | 3973.38 | 3719.53 |  | FRCCc_vh_SST_1.5 | 4.7263 | 4.4287 | 4.0587 | 3.7094 | 3.3791 | 3.0717 | 2.7591 | 2.4755 | 2.2092 | 1.9599 | 1.7195 | 1.5169 | 1.321 | 1.1386 | 0.96928 | 0.81272 | 0.66644 | 0.53267 | 0.41964 | 0.32957 | 0.25776 | 0.21777 | 0.18762 | 0.16134 | 0.13865 | 0.11763 | 0.10254 | 0.088209 | 0.07564 | 0.064202 | 0.053415 | 1.1654 |  |  |  | FRCCc_vh_SST_1.5 | 12.5757 | 12.1706 | 11.7786 | 11.3992 | 11.032 | 10.6767 | 10.3328 | 10 | 10 | 10 | 10 | 10 | 10 | 10 | 10 | 10 | 10 | 10 | 10 | 10 | 10 | 10 | 10 | 10 | 10 | 10 | 10 | 10 | 10 | 10 | 10
[1341 empty] | HDD | SE21 | 3754.778 | 3303.36 |  | 3792.14 | 3558.32 |  | MROEc_vc_SST_1.5 | 16.5323 | 15.4828 | 14.178 | 12.9462 | 11.7814 | 10.6975 | 9.595 | 8.5949 | 7.6559 | 6.7766 | 5.9288 | 5.2144 | 4.5234 | 3.8805 | 3.2832 | 2.7311 | 2.2153 | 1.7435 | 1.3449 | 1.0273 | 0.77405 | 0.63301 | 0.52668 | 0.43402 | 0.35399 | 0.27987 | 0.22664 | 0.17612 | 0.13179 | 0.091456 | 0.053415 | 0.81675 |  |  |  | MROEc_vc_SST_1.5 | 27.4496 | 26.5903 | 25.7579 | 24.9515 | 24.1704 | 23.4138 | 22.6808 | 21.9708 | 21.283 | 20.6167 | 19.9713 | 19.3461 | 18.7405 | 18.1538 | 17.5855 | 17.035 | 16.5017 | 15.9852 | 15.4847 | 15 | 15 | 15 | 15 | 15 | 15 | 15 | 15 | 15 | 15 | 15 | 15
[1341 empty] | HDD | SE22 | 3319.9633 | 2933.46 |  | 3381.34 | 3125.46 |  | MROWc_vc_SST_1.5 | 10.9457 | 10.252 | 9.3895 | 8.5753 | 7.8054 | 7.089 | 6.3603 | 5.6992 | 5.0785 | 4.4973 | 3.937 | 3.4648 | 3.008 | 2.5831 | 2.1883 | 1.8233 | 1.4824 | 1.1705 | 0.90708 | 0.69712 | 0.52975 | 0.43652 | 0.36623 | 0.30499 | 0.25209 | 0.2031 | 0.16791 | 0.13452 | 0.10522 | 0.078559 | 0.053415 | 2.5405 |  |  |  | MROWc_vc_SST_1.5 | 27.4496 | 26.5434 | 25.667 | 24.8196 | 24.0002 | 23.2078 | 22.4416 | 21.7007 | 20.9843 | 20.2915 | 19.6216 | 18.9737 | 18.3473 | 17.7416 | 17.1559 | 16.5895 | 16.0418 | 15.5121 | 15 | 15 | 15 | 15 | 15 | 15 | 15 | 15 | 15 | 15 | 15 | 15 | 15
[1341 empty] | HDD | SE23 | 3657.0273 | 3199.22 |  | 3686.77 | 3435.6 |  | MROWc_c_SST_1.5 | 6.544 | 6.1307 | 5.6167 | 5.1316 | 4.6728 | 4.2459 | 3.8116 | 3.4177 | 3.0478 | 2.7015 | 2.3676 | 2.0862 | 1.814 | 1.5608 | 1.3256 | 1.1081 | 0.90491 | 0.71911 | 0.56211 | 0.437 | 0.33726 | 0.2817 | 0.23982 | 0.20332 | 0.1718 | 0.14261 | 0.12164 | 0.10174 | 0.084285 | 0.068398 | 0.053415 | 4.3989 |  |  |  | MROWc_c_SST_1.5 | 14.675 | 14.2133 | 13.7662 | 13.3332 | 12.9137 | 12.5075 | 12.114 | 11.733 | 11.3639 | 11.0064 | 10.6601 | 10.3248 | 10 | 10 | 10 | 10 | 10 | 10 | 10 | 10 | 10 | 10 | 10 | 10 | 10 | 10 | 10 | 10 | 10 | 10 | 10
[1341 empty] | HDD | SE31 | 4745.892 | 4142.25 |  | 4764.06 | 4564.13 |  | NEWEc_vc_SST_1.5 | 6.331 | 5.9312 | 5.4341 | 4.9649 | 4.5212 | 4.1083 | 3.6883 | 3.3073 | 2.9496 | 2.6146 | 2.2916 | 2.0195 | 1.7563 | 1.5113 | 1.2838 | 1.0735 | 0.87697 | 0.69726 | 0.54541 | 0.42441 | 0.32794 | 0.27421 | 0.2337 | 0.1984 | 0.16792 | 0.13968 | 0.11941 | 0.10016 | 0.083272 | 0.067907 | 0.053415 | 1.4161 |  |  |  | NEWEc_vc_SST_1.5 | 27.4496 | 25.9823 | 24.5934 | 23.2788 | 22.0344 | 20.8566 | 19.7417 | 18.6864 | 17.6875 | 16.742 | 15.8471 | 15 | 15 | 15 | 15 | 15 | 15 | 15 | 15 | 15 | 15 | 15 | 15 | 15 | 15 | 15 | 15 | 15 | 15 | 15 | 15
[1341 empty] | HDD | SE32 | 5489.2247 | 4955.16 |  | 5590.08 | 5318.85 |  | NEWEc_c_SST_1.5 | 3.5425 | 3.3203 | 3.044 | 2.7832 | 2.5366 | 2.3071 | 2.0737 | 1.8619 | 1.6631 | 1.4769 | 1.2974 | 1.1462 | 0.99985 | 0.86372 | 0.73726 | 0.62036 | 0.51114 | 0.41126 | 0.32687 | 0.25961 | 0.206 | 0.17613 | 0.15362 | 0.134 | 0.11706 | 0.10136 | 0.090092 | 0.079395 | 0.07001 | 0.06147 | 0.053415 | 1.6662 |  |  |  | NEWEc_c_SST_1.5 | 14.675 | 13.7662 | 12.9137 | 12.114 | 11.3639 | 10.6601 | 10 | 10 | 10 | 10 | 10 | 10 | 10 | 10 | 10 | 10 | 10 | 10 | 10 | 10 | 10 | 10 | 10 | 10 | 10 | 10 | 10 | 10 | 10 | 10 | 10
[1341 empty] | HDD | SE33 | 6246.1313 | 5717.4 |  | 6369.56 | 6015.34 |  | NWPPc_vc_SST_1.5 | 7.0511 | 6.6055 | 6.0514 | 5.5283 | 5.0337 | 4.5734 | 4.1052 | 3.6805 | 3.2818 | 2.9084 | 2.5484 | 2.245 | 1.9516 | 1.6786 | 1.4249 | 1.1905 | 0.97144 | 0.77111 | 0.60185 | 0.46696 | 0.35943 | 0.29954 | 0.25438 | 0.21504 | 0.18105 | 0.14958 | 0.12697 | 0.10552 | 0.086697 | 0.069569 | 0.053415 | 1.2009 |  |  |  | NWPPc_vc_SST_1.5 | 27.4496 | 26.4322 | 25.4525 | 24.5091 | 23.6007 | 22.726 | 21.8836 | 21.0725 | 20.2915 | 19.5394 | 18.8152 | 18.1178 | 17.4463 | 16.7996 | 16.177 | 15.5774 | 15 | 15 | 15 | 15 | 15 | 15 | 15 | 15 | 15 | 15 | 15 | 15 | 15 | 15 | 15
[1341 empty] | HDD | NO01 | 4360.2393 | 3817.27 |  | 4398.17 | 4173.78 |  | NWPPc_c_SST_1.5 | 4.0109 | 3.7588 | 3.4455 | 3.1497 | 2.8699 | 2.6096 | 2.3449 | 2.1047 | 1.8792 | 1.668 | 1.4644 | 1.2928 | 1.1269 | 0.9725 | 0.82906 | 0.69647 | 0.57259 | 0.4593 | 0.36358 | 0.28729 | 0.22648 | 0.19261 | 0.16707 | 0.14482 | 0.1256 | 0.1078 | 0.095016 | 0.082882 | 0.072237 | 0.062551 | 0.053415 | 0.95537 |  |  |  | NWPPc_c_SST_1.5 | 14.675 | 14.1228 | 13.5913 | 13.0799 | 12.5877 | 12.114 | 11.6582 | 11.2195 | 10.7973 | 10.391 | 10 | 10 | 10 | 10 | 10 | 10 | 10 | 10 | 10 | 10 | 10 | 10 | 10 | 10 | 10 | 10 | 10 | 10 | 10 | 10 | 10
[1341 empty] | HDD | NO02 | 5669.6327 | 5208.59 |  | 5767.58 | 5547.38 |  | NWPPc_mm_SST_1.5 | 6.0831 | 5.6991 | 5.2216 | 4.7709 | 4.3447 | 3.9481 | 3.5447 | 3.1788 | 2.8352 | 2.5135 | 2.2033 | 1.9419 | 1.689 | 1.4538 | 1.2352 | 1.0332 | 0.84444 | 0.67183 | 0.52598 | 0.40975 | 0.3171 | 0.26549 | 0.22658 | 0.19268 | 0.1634 | 0.13628 | 0.1168 | 0.098312 | 0.082093 | 0.067334 | 0.053415 | 0.63871 |  |  |  | NWPPc_mm_SST_1.5 | 22.6965 | 21.7382 | 20.8204 | 19.9413 | 19.0994 | 18.293 | 17.5207 | 16.7809 | 16.0724 | 15.3938 | 14.7439 | 14.1214 | 13.5252 | 12.9541 | 12.4072 | 11.8833 | 11.3816 | 10.9011 | 10.4408 | 10 | 10 | 10 | 10 | 10 | 10 | 10 | 10 | 10 | 10 | 10 | 10
[1341 empty] | HDD | NO03 | 4972.9707 | 4556.65 |  | 4976.52 | 4777.88 |  | NWPPc_w_SST_1.5 | 2.1631 | 2.0288 | 1.8617 | 1.704 | 1.5549 | 1.4161 | 1.275 | 1.147 | 1.0267 | 0.91416 | 0.80562 | 0.71416 | 0.6257 | 0.54338 | 0.46692 | 0.39623 | 0.33019 | 0.26979 | 0.21876 | 0.1781 | 0.14568 | 0.12762 | 0.11401 | 0.10214 | 0.091896 | 0.082408 | 0.075593 | 0.069124 | 0.063449 | 0.058285 | 0.053415 | 0.83837 |  |  |  | NWPPc_w_SST_1.5 | 8.0374 | 8.0374 | 8.0374 | 8.0374 | 8.0374 | 8.0374 | 8.0374 | 8.0374 | 8.0374 | 8.0374 | 8.0374 | 8.0374 | 8.0374 | 8.0374 | 8.0374 | 8.0374 | 8.0374 | 8.0374 | 8.0374 | 8.0374 | 8.0374 | 8.0374 | 8.0374 | 8.0374 | 8.0374 | 8.0374 | 8.0374 | 8.0374 | 8.0374 | 8.0374 | 8.0374
[1341 empty] | HDD | NO04 | 4519.1213 | 4136.09 |  | 4542.39 | 4330.44 |  | NYSTc_vc_SST_1.5 | 7.9726 | 7.4683 | 6.8412 | 6.2493 | 5.6895 | 5.1686 | 4.6388 | 4.1582 | 3.7069 | 3.2844 | 2.8769 | 2.5336 | 2.2016 | 1.8926 | 1.6056 | 1.3402 | 1.0923 | 0.86562 | 0.67407 | 0.52142 | 0.39973 | 0.33195 | 0.28085 | 0.23632 | 0.19786 | 0.16224 | 0.13666 | 0.11238 | 0.09108 | 0.071696 | 0.053415 | 1.9271 |  |  |  | NYSTc_vc_SST_1.5 | 27.4496 | 26.491 | 25.5659 | 24.673 | 23.8114 | 22.9798 | 22.1773 | 21.4028 | 20.6554 | 19.934 | 19.2379 | 18.566 | 17.9176 | 17.2919 | 16.688 | 16.1052 | 15.5428 | 15 | 15 | 15 | 15 | 15 | 15 | 15 | 15 | 15 | 15 | 15 | 15 | 15 | 15
[1341 empty] | HDD | NO05 | 4973.9633 | 4691.56 |  | 5021.32 | 4877.15 |  | NYSTc_c_SST_1.5 | 4.6102 | 4.32 | 3.9592 | 3.6186 | 3.2965 | 2.9968 | 2.6919 | 2.4154 | 2.1557 | 1.9126 | 1.6781 | 1.4806 | 1.2895 | 1.1117 | 0.94654 | 0.79386 | 0.65122 | 0.52077 | 0.41055 | 0.32271 | 0.25269 | 0.21369 | 0.18428 | 0.15866 | 0.13653 | 0.11604 | 0.10132 | 0.087345 | 0.075088 | 0.063934 | 0.053415 | 0.76768 |  |  |  | NYSTc_c_SST_1.5 | 14.675 | 14.0627 | 13.476 | 12.9137 | 12.3749 | 11.8586 | 11.3639 | 10.8897 | 10.4354 | 10 | 10 | 10 | 10 | 10 | 10 | 10 | 10 | 10 | 10 | 10 | 10 | 10 | 10 | 10 | 10 | 10 | 10 | 10 | 10 | 10 | 10
[1341 empty] | HDD | NO06 | 5103.2333 | 4752.19 |  | 5271.15 | 5034.9 |  | NYSTc_mm_SST_1.5 | 6.9569 | 6.5173 | 5.9706 | 5.4546 | 4.9666 | 4.5126 | 4.0507 | 3.6317 | 3.2383 | 2.87 | 2.5148 | 2.2155 | 1.926 | 1.6567 | 1.4065 | 1.1752 | 0.95908 | 0.76145 | 0.59447 | 0.4614 | 0.35531 | 0.29623 | 0.25168 | 0.21286 | 0.17933 | 0.14829 | 0.12598 | 0.10482 | 0.086249 | 0.069352 | 0.053415 | 0.6918 |  |  |  | NYSTc_mm_SST_1.5 | 22.6965 | 21.9345 | 21.198 | 20.4863 | 19.7985 | 19.1338 | 18.4914 | 17.8705 | 17.2705 | 16.6907 | 16.1303 | 15.5887 | 15.0653 | 14.5595 | 14.0707 | 13.5983 | 13.1417 | 12.7005 | 12.2741 | 11.862 | 11.4637 | 11.0789 | 10.7069 | 10.3474 | 10 | 10 | 10 | 10 | 10 | 10 | 10
[1341 empty] | HDD | NO07 | 6128.956 | 5826.94 |  | 6238.88 | 5911.27 |  | RFCEc_vc_SST_1.5 | 7.5759 | 7.0968 | 6.5012 | 5.9389 | 5.4071 | 4.9124 | 4.4091 | 3.9525 | 3.5239 | 3.1225 | 2.7355 | 2.4094 | 2.0939 | 1.8004 | 1.5278 | 1.2758 | 1.0403 | 0.82493 | 0.64298 | 0.49798 | 0.38238 | 0.318 | 0.26946 | 0.22716 | 0.19062 | 0.15679 | 0.13249 | 0.10943 | 0.089193 | 0.07078 | 0.053415 | 1.1396 |  |  |  | RFCEc_vc_SST_1.5 | 27.4496 | 25.8399 | 24.3247 | 22.8983 | 21.5555 | 20.2915 | 19.1016 | 17.9815 | 16.927 | 15.9344 | 15 | 15 | 15 | 15 | 15 | 15 | 15 | 15 | 15 | 15 | 15 | 15 | 15 | 15 | 15 | 15 | 15 | 15 | 15 | 15 | 15
[1349 empty] | RFCEc_c_SST_1.5 | 4.3522 | 4.0784 | 3.738 | 3.4167 | 3.1128 | 2.8301 | 2.5425 | 2.2816 | 2.0366 | 1.8073 | 1.5861 | 1.3998 | 1.2195 | 1.0518 | 0.89597 | 0.75193 | 0.61737 | 0.49431 | 0.39033 | 0.30746 | 0.24141 | 0.20461 | 0.17687 | 0.1527 | 0.13182 | 0.11249 | 0.098604 | 0.085424 | 0.073861 | 0.063339 | 0.053415 | 1.3117 |  |  |  | RFCEc_c_SST_1.5 | 14.675 | 13.988 | 13.3332 | 12.709 | 12.114 | 11.5469 | 11.0064 | 10.4911 | 10 | 10 | 10 | 10 | 10 | 10 | 10 | 10 | 10 | 10 | 10 | 10 | 10 | 10 | 10 | 10 | 10 | 10 | 10 | 10 | 10 | 10 | 10
[1341 empty] | CDD | EU27_2020 | 97.4893 | 98.53 |  | 100.15 | 139.59 |  | RFCEc_mm_SST_1.5 | 6.5807 | 6.165 | 5.6482 | 5.1603 | 4.6989 | 4.2696 | 3.8329 | 3.4367 | 3.0648 | 2.7165 | 2.3807 | 2.0977 | 1.824 | 1.5693 | 1.3328 | 1.1141 | 0.90973 | 0.72287 | 0.56499 | 0.43916 | 0.33886 | 0.28299 | 0.24088 | 0.20417 | 0.17247 | 0.14312 | 0.12203 | 0.10202 | 0.08446 | 0.068483 | 0.053415 | 1.3117 |  |  |  | RFCEc_mm_SST_1.5 | 22.6965 | 21.3097 | 20.0076 | 18.7851 | 17.6373 | 16.5597 | 15.5478 | 14.5978 | 13.7059 | 12.8684 | 12.0822 | 11.3439 | 10.6508 | 10 | 10 | 10 | 10 | 10 | 10 | 10 | 10 | 10 | 10 | 10 | 10 | 10 | 10 | 10 | 10 | 10 | 10
[1341 empty] | CDD | BE | 20.6533 | 52.49 |  | 4.18 | 27.5 |  | RFCMc_vc_SST_1.5 | 12.7073 | 11.9014 | 10.8994 | 9.9536 | 9.0591 | 8.2268 | 7.3802 | 6.6123 | 5.8912 | 5.2161 | 4.5651 | 4.0165 | 3.4859 | 2.9922 | 2.5335 | 2.1096 | 1.7135 | 1.3512 | 1.0451 | 0.80123 | 0.60678 | 0.49848 | 0.41683 | 0.34567 | 0.28422 | 0.22731 | 0.18643 | 0.14764 | 0.1136 | 0.082626 | 0.053415 | 1.3117 |  |  |  | RFCMc_vc_SST_1.5 | 27.4496 | 26.1015 | 24.8196 | 23.6007 | 22.4416 | 21.3395 | 20.2915 | 19.2949 | 18.3473 | 17.4463 | 16.5895 | 15.7747 | 15 | 15 | 15 | 15 | 15 | 15 | 15 | 15 | 15 | 15 | 15 | 15 | 15 | 15 | 15 | 15 | 15 | 15 | 15
[1341 empty] | CDD | BG | 171.9667 | 165.93 |  | 217.2 | 201.65 |  | RFCMc_c_SST_1.5 | 7.6898 | 7.2035 | 6.5988 | 6.028 | 5.4882 | 4.986 | 4.4751 | 4.0116 | 3.5765 | 3.169 | 2.7761 | 2.4451 | 2.1249 | 1.8269 | 1.5501 | 1.2943 | 1.0552 | 0.83662 | 0.65191 | 0.50471 | 0.38736 | 0.322 | 0.27273 | 0.22979 | 0.1927 | 0.15836 | 0.13369 | 0.11028 | 0.089735 | 0.071044 | 0.053415 | 1.3117 |  |  |  | RFCMc_c_SST_1.5 | 14.675 | 14.1721 | 13.6865 | 13.2174 | 12.7645 | 12.3271 | 11.9047 | 11.4967 | 11.1027 | 10.7223 | 10.3548 | 10 | 10 | 10 | 10 | 10 | 10 | 10 | 10 | 10 | 10 | 10 | 10 | 10 | 10 | 10 | 10 | 10 | 10 | 10 | 10
[1341 empty] | CDD | CZ | 25.748 | 6.08 |  | 10.76 | 26.63 |  | RFCWc_vc_SST_1.5 | 10.9883 | 10.2919 | 9.426 | 8.6087 | 7.8357 | 7.1165 | 6.3849 | 5.7213 | 5.0982 | 4.5147 | 3.9522 | 3.4781 | 3.0196 | 2.5929 | 2.1966 | 1.8302 | 1.4879 | 1.1749 | 0.91042 | 0.69964 | 0.53161 | 0.43802 | 0.36746 | 0.30597 | 0.25287 | 0.20369 | 0.16836 | 0.13484 | 0.10542 | 0.078658 | 0.053415 | 1.3117 |  |  |  | RFCWc_vc_SST_1.5 | 27.4496 | 26.2028 | 25.0127 | 23.8766 | 22.7921 | 21.7568 | 20.7686 | 19.8253 | 18.9248 | 18.0652 | 17.2447 | 16.4614 | 15.7137 | 15 | 15 | 15 | 15 | 15 | 15 | 15 | 15 | 15 | 15 | 15 | 15 | 15 | 15 | 15 | 15 | 15 | 15
[1341 empty] | CDD | DK | 1.77 | 0.58 |  | 0.75 | 3.4 |  | RFCWc_c_SST_1.5 | 6.5717 | 6.1566 | 5.6405 | 5.1533 | 4.6925 | 4.2638 | 3.8277 | 3.4321 | 3.0606 | 2.7128 | 2.3775 | 2.0949 | 1.8216 | 1.5672 | 1.331 | 1.1126 | 0.90855 | 0.72195 | 0.56428 | 0.43863 | 0.33847 | 0.28268 | 0.24062 | 0.20396 | 0.17231 | 0.14299 | 0.12194 | 0.10195 | 0.084417 | 0.068462 | 0.053415 | 1.3117 |  |  |  | RFCWc_c_SST_1.5 | 14.675 | 14.0627 | 13.476 | 12.9137 | 12.3749 | 11.8586 | 11.3639 | 10.8897 | 10.4354 | 10 | 10 | 10 | 10 | 10 | 10 | 10 | 10 | 10 | 10 | 10 | 10 | 10 | 10 | 10 | 10 | 10 | 10 | 10 | 10 | 10 | 10
[1341 empty] | CDD | DE | 23.992 | 25.41 |  | 11.53 | 33.71 |  | RFCWc_mm_SST_1.5 | 9.8167 | 9.1949 | 8.4218 | 7.692 | 7.0019 | 6.3597 | 5.7065 | 5.114 | 4.5577 | 4.0367 | 3.5344 | 3.1112 | 2.7018 | 2.3208 | 1.967 | 1.6399 | 1.3342 | 1.0548 | 0.8186 | 0.6304 | 0.48037 | 0.39681 | 0.33381 | 0.27891 | 0.23149 | 0.18758 | 0.15605 | 0.12611 | 0.099851 | 0.075953 | 0.053415 | 1.3117 |  |  |  | RFCWc_mm_SST_1.5 | 22.6965 | 21.5631 | 20.4863 | 19.4633 | 18.4914 | 17.568 | 16.6907 | 15.8572 | 15.0653 | 14.313 | 13.5983 | 12.9192 | 12.2741 | 11.6612 | 11.0789 | 10.5256 | 10 | 10 | 10 | 10 | 10 | 10 | 10 | 10 | 10 | 10 | 10 | 10 | 10 | 10 | 10
[1341 empty] | CDD | EE | 10.7553 | 1.67 |  | 38.1 | 16.45 |  | RMPAc_vc_SST_1.5 | 12.6238 | 11.8233 | 10.8279 | 9.8883 | 8.9997 | 8.173 | 7.3319 | 6.569 | 5.8527 | 5.182 | 4.5353 | 3.9903 | 3.4632 | 2.9728 | 2.5172 | 2.096 | 1.7025 | 1.3427 | 1.0386 | 0.7963 | 0.60313 | 0.49554 | 0.41443 | 0.34375 | 0.2827 | 0.22616 | 0.18556 | 0.14701 | 0.1132 | 0.082433 | 0.053415 | 1.3117 |  |  |  | RMPAc_vc_SST_1.5 | 27.4496 | 26.5434 | 25.667 | 24.8196 | 24.0002 | 23.2078 | 22.4416 | 21.7007 | 20.9843 | 20.2915 | 19.6216 | 18.9737 | 18.3473 | 17.7416 | 17.1559 | 16.5895 | 16.0418 | 15.5121 | 15 | 15 | 15 | 15 | 15 | 15 | 15 | 15 | 15 | 15 | 15 | 15 | 15
[1341 empty] | CDD | IE | 0.018 | 0 |  | 0.24 | 0.03 |  | RMPAc_c_SST_1.5 | 7.6356 | 7.1527 | 6.5523 | 5.9856 | 5.4496 | 4.9509 | 4.4436 | 3.9835 | 3.5514 | 3.1469 | 2.7568 | 2.4281 | 2.1101 | 1.8143 | 1.5395 | 1.2855 | 1.0481 | 0.83106 | 0.64766 | 0.5015 | 0.38499 | 0.32009 | 0.27117 | 0.22854 | 0.19171 | 0.15761 | 0.13312 | 0.10987 | 0.089477 | 0.070918 | 0.053415 | 1.3117 |  |  |  | RMPAc_c_SST_1.5 | 14.675 | 14.2133 | 13.7662 | 13.3332 | 12.9137 | 12.5075 | 12.114 | 11.733 | 11.3639 | 11.0064 | 10.6601 | 10.3248 | 10 | 10 | 10 | 10 | 10 | 10 | 10 | 10 | 10 | 10 | 10 | 10 | 10 | 10 | 10 | 10 | 10 | 10 | 10
[1341 empty] | CDD | EL | 349.4393 | 344.93 |  | 420.52 | 371.98 |  | RMPAc_mm_SST_1.5 | 11.3676 | 10.6471 | 9.7512 | 8.9055 | 8.1057 | 7.3615 | 6.6046 | 5.9179 | 5.2732 | 4.6695 | 4.0874 | 3.5969 | 3.1225 | 2.681 | 2.271 | 1.8919 | 1.5377 | 1.2138 | 0.94015 | 0.72206 | 0.5482 | 0.45136 | 0.37835 | 0.31473 | 0.25978 | 0.2089 | 0.17235 | 0.13766 | 0.10723 | 0.079534 | 0.053415 | 1.3117 |  |  |  | RMPAc_mm_SST_1.5 | 22.6965 | 21.8665 | 21.0668 | 20.2964 | 19.5541 | 18.839 | 18.1501 | 17.4863 | 16.8469 | 16.2308 | 15.6372 | 15.0653 | 14.5144 | 13.9836 | 13.4722 | 12.9795 | 12.5049 | 12.0476 | 11.607 | 11.1825 | 10.7736 | 10.3796 | 10 | 10 | 10 | 10 | 10 | 10 | 10 | 10 | 10
[1341 empty] | CDD | ES | 254.7647 | 279.47 |  | 238.71 | 383.95 |  | SPNOc_c_SST_1.5 | 6.3732 | 5.9707 | 5.4703 | 4.9979 | 4.5512 | 4.1355 | 3.7127 | 3.3292 | 2.969 | 2.6318 | 2.3067 | 2.0327 | 1.7677 | 1.5211 | 1.2921 | 1.0803 | 0.8825 | 0.70159 | 0.54872 | 0.4269 | 0.32979 | 0.2757 | 0.23492 | 0.19938 | 0.16869 | 0.14026 | 0.11985 | 0.10047 | 0.083473 | 0.068004 | 0.053415 | 1.3117 |  |  |  | SPNOc_c_SST_1.5 | 14.675 | 14.1721 | 13.6865 | 13.2174 | 12.7645 | 12.3271 | 11.9047 | 11.4967 | 11.1027 | 10.7223 | 10.3548 | 10 | 10 | 10 | 10 | 10 | 10 | 10 | 10 | 10 | 10 | 10 | 10 | 10 | 10 | 10 | 10 | 10 | 10 | 10 | 10
[1341 empty] | CDD | FR | 54.0587 | 76.37 |  | 30.7 | 116.52 |  | SPNOc_mm_SST_1.5 | 9.5272 | 8.9239 | 8.1737 | 7.4656 | 6.7959 | 6.1728 | 5.5389 | 4.964 | 4.4241 | 3.9186 | 3.4312 | 3.0205 | 2.6233 | 2.2536 | 1.9103 | 1.5928 | 1.2963 | 1.0251 | 0.79591 | 0.61329 | 0.46771 | 0.38663 | 0.3255 | 0.27223 | 0.22622 | 0.18361 | 0.153 | 0.12396 | 0.098474 | 0.075285 | 0.053415 | 1.3117 |  |  |  | SPNOc_mm_SST_1.5 | 22.6965 | 21.7851 | 20.9104 | 20.0708 | 19.2649 | 18.4914 | 17.7489 | 17.0362 | 16.3522 | 15.6956 | 15.0653 | 14.4604 | 13.8798 | 13.3225 | 12.7876 | 12.2741 | 11.7813 | 11.3082 | 10.8542 | 10.4183 | 10 | 10 | 10 | 10 | 10 | 10 | 10 | 10 | 10 | 10 | 10
[1341 empty] | CDD | HR | 161.718 | 130.12 |  | 197.2 | 210.07 |  | SPSOc_mm_SST_1.5 | 9.2858 | 8.6979 | 7.9668 | 7.2767 | 6.6241 | 6.0169 | 5.3992 | 4.8389 | 4.3128 | 3.8202 | 3.3452 | 2.9449 | 2.5578 | 2.1976 | 1.8629 | 1.5536 | 1.2646 | 1.0003 | 0.77699 | 0.59903 | 0.45716 | 0.37814 | 0.31856 | 0.26665 | 0.22181 | 0.18029 | 0.15047 | 0.12216 | 0.097326 | 0.074728 | 0.053415 | 1.3117 |  |  |  | SPSOc_mm_SST_1.5 | 22.6965 | 21.9019 | 21.1352 | 20.3953 | 19.6812 | 18.9922 | 18.3274 | 17.6857 | 17.0666 | 16.4691 | 15.8926 | 15.3362 | 14.7993 | 14.2812 | 13.7812 | 13.2988 | 12.8332 | 12.3839 | 11.9504 | 11.532 | 11.1283 | 10.7387 | 10.3628 | 10 | 10 | 10 | 10 | 10 | 10 | 10 | 10
[1341 empty] | CDD | IT | 255.5853 | 241.55 |  | 288.62 | 375.2 |  | SPSOc_w_SST_1.5 | 3.3119 | 3.1043 | 2.8463 | 2.6028 | 2.3724 | 2.1581 | 1.9401 | 1.7424 | 1.5567 | 1.3828 | 1.2152 | 1.0739 | 0.93729 | 0.81016 | 0.69206 | 0.58288 | 0.48089 | 0.38761 | 0.30879 | 0.24598 | 0.19591 | 0.16802 | 0.147 | 0.12867 | 0.11285 | 0.098194 | 0.087668 | 0.077677 | 0.068913 | 0.060937 | 0.053415 | 1.3117 |  |  |  | SPSOc_w_SST_1.5 | 8.0374 | 8.0374 | 8.0374 | 8.0374 | 8.0374 | 8.0374 | 8.0374 | 8.0374 | 8.0374 | 8.0374 | 8.0374 | 8.0374 | 8.0374 | 8.0374 | 8.0374 | 8.0374 | 8.0374 | 8.0374 | 8.0374 | 8.0374 | 8.0374 | 8.0374 | 8.0374 | 8.0374 | 8.0374 | 8.0374 | 8.0374 | 8.0374 | 8.0374 | 8.0374 | 8.0374
[1341 empty] | CDD | CY | 726.7833 | 802.53 |  | 732.46 | 698.12 |  | SRMVc_vh_SST_1.5 | 4.1919 | 3.9283 | 3.6006 | 3.2913 | 2.9988 | 2.7266 | 2.4497 | 2.1985 | 1.9627 | 1.7419 | 1.529 | 1.3495 | 1.176 | 1.0145 | 0.86454 | 0.72588 | 0.59634 | 0.47786 | 0.37776 | 0.29799 | 0.23439 | 0.19897 | 0.17227 | 0.149 | 0.1289 | 0.11029 | 0.096919 | 0.08423 | 0.073098 | 0.062969 | 0.053415 | 1.3117 |  |  |  | SRMVc_vh_SST_1.5 | 12.5757 | 12.1044 | 11.6507 | 11.2141 | 10.7939 | 10.3894 | 10 | 10 | 10 | 10 | 10 | 10 | 10 | 10 | 10 | 10 | 10 | 10 | 10 | 10 | 10 | 10 | 10 | 10 | 10 | 10 | 10 | 10 | 10 | 10 | 10
[1341 empty] | CDD | LV | 12.2087 | 1.68 |  | 42.46 | 13.6 |  | SRMVc_mm_SST_1.5 | 7.4205 | 6.9514 | 6.368 | 5.8173 | 5.2966 | 4.812 | 4.3191 | 3.872 | 3.4522 | 3.0591 | 2.6801 | 2.3607 | 2.0518 | 1.7644 | 1.4974 | 1.2505 | 1.0199 | 0.809 | 0.6308 | 0.4888 | 0.37559 | 0.31253 | 0.26499 | 0.22357 | 0.18779 | 0.15466 | 0.13086 | 0.10827 | 0.088454 | 0.070422 | 0.053415 | 1.3117 |  |  |  | SRMVc_mm_SST_1.5 | 22.6965 | 21.6282 | 20.6101 | 19.64 | 18.7156 | 17.8347 | 16.9952 | 16.1952 | 15.4329 | 14.7065 | 14.0143 | 13.3546 | 12.7261 | 12.127 | 11.5562 | 11.0123 | 10.4939 | 10 | 10 | 10 | 10 | 10 | 10 | 10 | 10 | 10 | 10 | 10 | 10 | 10 | 10
[1341 empty] | CDD | LT | 16.8647 | 1.06 |  | 48.97 | 19.31 |  | SRMVc_w_SST_1.5 | 2.6428 | 2.4779 | 2.2729 | 2.0793 | 1.8963 | 1.726 | 1.5527 | 1.3956 | 1.248 | 1.1099 | 0.97666 | 0.8644 | 0.75582 | 0.65479 | 0.56094 | 0.47418 | 0.39312 | 0.31899 | 0.25636 | 0.20644 | 0.16665 | 0.14449 | 0.12778 | 0.11322 | 0.10065 | 0.089 | 0.080635 | 0.072696 | 0.065731 | 0.059393 | 0.053415 | 0.94472 |  |  |  | SRMVc_w_SST_1.5 | 8.0374 | 8.0374 | 8.0374 | 8.0374 | 8.0374 | 8.0374 | 8.0374 | 8.0374 | 8.0374 | 8.0374 | 8.0374 | 8.0374 | 8.0374 | 8.0374 | 8.0374 | 8.0374 | 8.0374 | 8.0374 | 8.0374 | 8.0374 | 8.0374 | 8.0374 | 8.0374 | 8.0374 | 8.0374 | 8.0374 | 8.0374 | 8.0374 | 8.0374 | 8.0374 | 8.0374
[1341 empty] | CDD | LU | 29.518 | 55.61 |  | 1.27 | 29.87 |  | SRMWc_c_SST_1.5 | 9.8834 | 9.2574 | 8.479 | 7.7443 | 7.0494 | 6.4029 | 5.7452 | 5.1486 | 4.5885 | 4.064 | 3.5582 | 3.1321 | 2.7199 | 2.3364 | 1.9801 | 1.6507 | 1.343 | 1.0616 | 0.82383 | 0.63434 | 0.48329 | 0.39916 | 0.33573 | 0.28045 | 0.23271 | 0.1885 | 0.15675 | 0.12661 | 0.10017 | 0.076107 | 0.053415 | 0.61612 |  |  |  | SRMWc_c_SST_1.5 | 14.675 | 14.1721 | 13.6865 | 13.2174 | 12.7645 | 12.3271 | 11.9047 | 11.4967 | 11.1027 | 10.7223 | 10.3548 | 10 | 10 | 10 | 10 | 10 | 10 | 10 | 10 | 10 | 10 | 10 | 10 | 10 | 10 | 10 | 10 | 10 | 10 | 10 | 10
[1341 empty] | CDD | HU | 117.33 | 70.48 |  | 166.58 | 163.57 |  | SRMWc_mm_SST_1.5 | 14.6448 | 13.7155 | 12.5602 | 11.4695 | 10.4381 | 9.4784 | 8.5021 | 7.6166 | 6.7851 | 6.0066 | 5.2559 | 4.6233 | 4.0114 | 3.4421 | 2.9133 | 2.4244 | 1.9676 | 1.5499 | 1.197 | 0.91573 | 0.69151 | 0.56662 | 0.47247 | 0.39042 | 0.31956 | 0.25393 | 0.2068 | 0.16206 | 0.12281 | 0.087099 | 0.053415 | 2.6057 |  |  |  | SRMWc_mm_SST_1.5 | 22.6965 | 21.6862 | 20.7208 | 19.7985 | 18.9172 | 18.0751 | 17.2705 | 16.5018 | 15.7672 | 15.0653 | 14.3947 | 13.754 | 13.1417 | 12.5568 | 11.9978 | 11.4637 | 10.9535 | 10.4659 | 10 | 10 | 10 | 10 | 10 | 10 | 10 | 10 | 10 | 10 | 10 | 10 | 10
[1341 empty] | CDD | MT | 658.3953 | 672.27 |  | 793.36 | 841.72 |  | SRSOc_vh_SST_1.5 | 4.8712 | 4.5643 | 4.1829 | 3.8227 | 3.4822 | 3.1653 | 2.843 | 2.5506 | 2.2761 | 2.019 | 1.7711 | 1.5623 | 1.3603 | 1.1723 | 0.99768 | 0.83626 | 0.68545 | 0.54753 | 0.431 | 0.33813 | 0.2641 | 0.22286 | 0.19178 | 0.16469 | 0.14129 | 0.11962 | 0.10406 | 0.089288 | 0.076329 | 0.064537 | 0.053415 | 4.4655 |  |  |  | SRSOc_vh_SST_1.5 | 12.5757 | 12.1044 | 11.6507 | 11.2141 | 10.7939 | 10.3894 | 10 | 10 | 10 | 10 | 10 | 10 | 10 | 10 | 10 | 10 | 10 | 10 | 10 | 10 | 10 | 10 | 10 | 10 | 10 | 10 | 10 | 10 | 10 | 10 | 10
[1341 empty] | CDD | NL | 15.152 | 40.09 |  | 4.08 | 18.14 |  | SRSOc_mm_SST_1.5 | 8.5951 | 8.0511 | 7.3748 | 6.7363 | 6.1325 | 5.5707 | 4.9992 | 4.4808 | 3.9941 | 3.5383 | 3.0989 | 2.7286 | 2.3704 | 2.0372 | 1.7276 | 1.4414 | 1.174 | 0.92947 | 0.72286 | 0.55821 | 0.42695 | 0.35384 | 0.29873 | 0.2507 | 0.20921 | 0.1708 | 0.14321 | 0.11702 | 0.094041 | 0.073133 | 0.053415 | 1.4831 |  |  |  | SRSOc_mm_SST_1.5 | 22.6965 | 21.4896 | 20.3469 | 19.2649 | 18.2405 | 17.2705 | 16.3522 | 15.4826 | 14.6593 | 13.8798 | 13.1417 | 12.4429 | 11.7813 | 11.1548 | 10.5616 | 10 | 10 | 10 | 10 | 10 | 10 | 10 | 10 | 10 | 10 | 10 | 10 | 10 | 10 | 10 | 10
[1341 empty] | CDD | AT | 26.6873 | 10 |  | 24.65 | 29.4 |  | SRSOc_w_SST_1.5 | 3.0641 | 2.8724 | 2.634 | 2.4089 | 2.1961 | 1.9981 | 1.7967 | 1.614 | 1.4424 | 1.2817 | 1.1269 | 0.99633 | 0.87009 | 0.75262 | 0.6435 | 0.54263 | 0.44838 | 0.3622 | 0.28937 | 0.23134 | 0.18508 | 0.15931 | 0.13988 | 0.12295 | 0.10833 | 0.094789 | 0.085064 | 0.075833 | 0.067734 | 0.060365 | 0.053415 | 1.7319 |  |  |  | SRSOc_w_SST_1.5 | 8.0374 | 8.0374 | 8.0374 | 8.0374 | 8.0374 | 8.0374 | 8.0374 | 8.0374 | 8.0374 | 8.0374 | 8.0374 | 8.0374 | 8.0374 | 8.0374 | 8.0374 | 8.0374 | 8.0374 | 8.0374 | 8.0374 | 8.0374 | 8.0374 | 8.0374 | 8.0374 | 8.0374 | 8.0374 | 8.0374 | 8.0374 | 8.0374 | 8.0374 | 8.0374 | 8.0374
[1341 empty] | CDD | PL | 26.978 | 11.18 |  | 29.1 | 40.65 |  | SRTVc_mm_SST_1.5 | 8.3544 | 7.8257 | 7.1684 | 6.5479 | 5.9612 | 5.4152 | 4.8598 | 4.3561 | 3.883 | 3.4401 | 3.0131 | 2.6532 | 2.3051 | 1.9812 | 1.6804 | 1.4023 | 1.1424 | 0.90478 | 0.70399 | 0.54398 | 0.41642 | 0.34538 | 0.29181 | 0.24514 | 0.20482 | 0.16749 | 0.14067 | 0.11522 | 0.092896 | 0.072578 | 0.053415 | 1.2626 |  |  |  | SRTVc_mm_SST_1.5 | 22.6965 | 21.4059 | 20.1886 | 19.0406 | 17.9579 | 16.9368 | 15.9737 | 15.0653 | 14.2087 | 13.4007 | 12.6387 | 11.92 | 11.2422 | 10.6029 | 10 | 10 | 10 | 10 | 10 | 10 | 10 | 10 | 10 | 10 | 10 | 10 | 10 | 10 | 10 | 10 | 10
[1341 empty] | CDD | PT | 201.0533 | 266.79 |  | 133.23 | 287.32 |  | SRTVc_w_SST_1.5 | 2.9778 | 2.7915 | 2.56 | 2.3414 | 2.1347 | 1.9423 | 1.7467 | 1.5692 | 1.4026 | 1.2465 | 1.0961 | 0.96929 | 0.84667 | 0.73257 | 0.62658 | 0.5286 | 0.43706 | 0.35334 | 0.28261 | 0.22624 | 0.1813 | 0.15627 | 0.1374 | 0.12096 | 0.10675 | 0.093602 | 0.084156 | 0.07519 | 0.067324 | 0.060166 | 0.053415 | 1.0215 |  |  |  | SRTVc_w_SST_1.5 | 8.0374 | 8.0374 | 8.0374 | 8.0374 | 8.0374 | 8.0374 | 8.0374 | 8.0374 | 8.0374 | 8.0374 | 8.0374 | 8.0374 | 8.0374 | 8.0374 | 8.0374 | 8.0374 | 8.0374 | 8.0374 | 8.0374 | 8.0374 | 8.0374 | 8.0374 | 8.0374 | 8.0374 | 8.0374 | 8.0374 | 8.0374 | 8.0374 | 8.0374 | 8.0374 | 8.0374
[1341 empty] | CDD | RO | 115.802 | 96.36 |  | 137.94 | 145.61 |  | SRVCc_c_SST_1.5 | 4.1598 | 3.8983 | 3.5731 | 3.2662 | 2.9759 | 2.7058 | 2.4311 | 2.1819 | 1.9479 | 1.7288 | 1.5175 | 1.3395 | 1.1673 | 1.0071 | 0.85826 | 0.72067 | 0.59213 | 0.47457 | 0.37525 | 0.29609 | 0.23299 | 0.19784 | 0.17135 | 0.14826 | 0.12831 | 0.10985 | 0.096581 | 0.083991 | 0.072946 | 0.062895 | 0.053415 | 0.70292 |  |  |  | SRVCc_c_SST_1.5 | 14.675 | 14.1228 | 13.5913 | 13.0799 | 12.5877 | 12.114 | 11.6582 | 11.2195 | 10.7973 | 10.391 | 10 | 10 | 10 | 10 | 10 | 10 | 10 | 10 | 10 | 10 | 10 | 10 | 10 | 10 | 10 | 10 | 10 | 10 | 10 | 10 | 10
[1341 empty] | CDD | SI | 56.2147 | 29.79 |  | 63.82 | 81.16 |  | SRVCc_mm_SST_1.5 | 6.3002 | 5.9024 | 5.4078 | 4.9408 | 4.4993 | 4.0884 | 3.6704 | 3.2913 | 2.9354 | 2.6021 | 2.2807 | 2.0099 | 1.7479 | 1.5042 | 1.2778 | 1.0685 | 0.87293 | 0.6941 | 0.543 | 0.42259 | 0.32659 | 0.27313 | 0.23282 | 0.19769 | 0.16736 | 0.13926 | 0.11908 | 0.099929 | 0.083126 | 0.067836 | 0.053415 | 0.89974 |  |  |  | SRVCc_mm_SST_1.5 | 22.6965 | 21.5631 | 20.4863 | 19.4633 | 18.4914 | 17.568 | 16.6907 | 15.8572 | 15.0653 | 14.313 | 13.5983 | 12.9192 | 12.2741 | 11.6612 | 11.0789 | 10.5256 | 10 | 10 | 10 | 10 | 10 | 10 | 10 | 10 | 10 | 10 | 10 | 10 | 10 | 10 | 10
[1341 empty] | CDD | SK | 50.2053 | 19.95 |  | 62.28 | 67.77 |  | SRVCc_w_SST_1.5 | 2.241 | 2.1017 | 1.9285 | 1.765 | 1.6103 | 1.4664 | 1.3201 | 1.1873 | 1.0627 | 0.94594 | 0.83339 | 0.73855 | 0.64682 | 0.56147 | 0.48218 | 0.40888 | 0.3404 | 0.27778 | 0.22487 | 0.1827 | 0.14908 | 0.13036 | 0.11624 | 0.10394 | 0.093317 | 0.083478 | 0.076411 | 0.069704 | 0.06382 | 0.058465 | 0.053415 | 1.9896 |  |  |  | SRVCc_w_SST_1.5 | 8.0374 | 8.0374 | 8.0374 | 8.0374 | 8.0374 | 8.0374 | 8.0374 | 8.0374 | 8.0374 | 8.0374 | 8.0374 | 8.0374 | 8.0374 | 8.0374 | 8.0374 | 8.0374 | 8.0374 | 8.0374 | 8.0374 | 8.0374 | 8.0374 | 8.0374 | 8.0374 | 8.0374 | 8.0374 | 8.0374 | 8.0374 | 8.0374 | 8.0374 | 8.0374 | 8.0374
[1341 empty] | CDD | FI | 2.8887 | 0.42 |  | 8.04 | 2.47 |  | AKGD_vc_SST_1.5 | 12.1414 | 11.3716 | 10.4145 | 9.5109 | 8.6564 | 7.8614 | 7.0526 | 6.319 | 5.6302 | 4.9852 | 4.3633 | 3.8393 | 3.3324 | 2.8608 | 2.4226 | 2.0176 | 1.6392 | 1.2932 | 1.0008 | 0.76779 | 0.58204 | 0.47858 | 0.40058 | 0.3326 | 0.2739 | 0.21953 | 0.18048 | 0.14342 | 0.11091 | 0.08132 | 0.053415 | 0.83044 |  |  |  | AKGD_vc_SST_1.5 | 27.4496 | 26.491 | 25.5659 | 24.673 | 23.8114 | 22.9798 | 22.1773 | 21.4028 | 20.6554 | 19.934 | 19.2379 | 18.566 | 17.9176 | 17.2919 | 16.688 | 16.1052 | 15.5428 | 15 | 15 | 15 | 15 | 15 | 15 | 15 | 15 | 15 | 15 | 15 | 15 | 15 | 15
[1341 empty] | CDD | SE | 0.77267 | 0.08 |  | 0.99 | 1.57 |  | AKMS_vc_SST_1.5 | 6.3628 | 5.961 | 5.4614 | 4.9898 | 4.5438 | 4.1288 | 3.7067 | 3.3238 | 2.9643 | 2.6276 | 2.303 | 2.0295 | 1.7649 | 1.5187 | 1.29 | 1.0786 | 0.88114 | 0.70052 | 0.54791 | 0.42629 | 0.32933 | 0.27533 | 0.23462 | 0.19914 | 0.1685 | 0.14012 | 0.11974 | 0.10039 | 0.083424 | 0.06798 | 0.053415 | 0.76196 |  |  |  | AKMS_vc_SST_1.5 | 27.4496 | 26.4322 | 25.4525 | 24.5091 | 23.6007 | 22.726 | 21.8836 | 21.0725 | 20.2915 | 19.5394 | 18.8152 | 18.1178 | 17.4463 | 16.7996 | 16.177 | 15.5774 | 15 | 15 | 15 | 15 | 15 | 15 | 15 | 15 | 15 | 15 | 15 | 15 | 15 | 15 | 15
[1341 empty] | CDD | NO | 0.22733 | 0.11 |  | 0.05 | 0.31 |  | HIMS_vh_SST_1.5 | 6.4719 | 6.0631 | 5.5549 | 5.0751 | 4.6214 | 4.1993 | 3.7698 | 3.3803 | 3.0146 | 2.6721 | 2.3419 | 2.0636 | 1.7945 | 1.544 | 1.3114 | 1.0964 | 0.89545 | 0.7117 | 0.55645 | 0.43273 | 0.3341 | 0.27917 | 0.23775 | 0.20166 | 0.17049 | 0.14162 | 0.12089 | 0.10121 | 0.083942 | 0.068232 | 0.053415 | 1.724 |  |  |  | HIMS_vh_SST_1.5 | 12.5757 | 12.1706 | 11.7786 | 11.3992 | 11.032 | 10.6767 | 10.3328 | 10 | 10 | 10 | 10 | 10 | 10 | 10 | 10 | 10 | 10 | 10 | 10 | 10 | 10 | 10 | 10 | 10 | 10 | 10 | 10 | 10 | 10 | 10 | 10
[1341 empty] | HDD | EU27_2020 | 3026.726 | 2758.95 |  | 3126.31 | 2857.63 |  | HIOA_vh_SST_1.5 | 9.3414 | 8.7498 | 8.0144 | 7.3201 | 6.6636 | 6.0527 | 5.4313 | 4.8676 | 4.3384 | 3.8428 | 3.365 | 2.9623 | 2.5728 | 2.2105 | 1.8738 | 1.5626 | 1.2719 | 1.006 | 0.78135 | 0.60231 | 0.45959 | 0.38009 | 0.32016 | 0.26793 | 0.22283 | 0.18105 | 0.15105 | 0.12257 | 0.09759 | 0.074856 | 0.053415 | 1.8863 |  |  |  | HIOA_vh_SST_1.5 | 12.5757 | 12.1706 | 11.7786 | 11.3992 | 11.032 | 10.6767 | 10.3328 | 10 | 10 | 10 | 10 | 10 | 10 | 10 | 10 | 10 | 10 | 10 | 10 | 10 | 10 | 10 | 10 | 10 | 10 | 10 | 10 | 10 | 10 | 10 | 10
[1341 empty] | HDD | BE | 2636.22 | 2339.71 |  | 2770.92 | 2377.05 |  | AZNMc_c_IHC_1.5 | 214.3424 | 200.8048 | 183.9736 | 168.0847 | 153.0591 | 139.078 | 124.8565 | 111.956 | 99.8433 | 88.5014 | 77.5655 | 68.3501 | 59.4367 | 51.1432 | 43.439 | 36.3168 | 29.6629 | 23.5778 | 18.4362 | 14.3387 | 11.0723 | 9.253 | 7.8813 | 6.6861 | 5.6538 | 4.6977 | 4.0111 | 3.3593 | 2.7876 | 2.2673 | 1.7766 | 1.8863 |  |  |  | AZNMc_c_IHC_1.5 | 721.6442 | 682.8452 | 646.1323 | 611.3932 | 578.5219 | 547.4178 | 517.9861 | 490.1367 | 463.7847 | 438.8495 | 415.2549 | 392.9288 | 371.8032 | 351.8133 | 332.8982 | 315 | 315 | 315 | 315 | 315 | 315 | 315 | 315 | 315 | 315 | 315 | 315 | 315 | 315 | 315 | 315
[1341 empty] | HDD | BG | 2431.1487 | 2247.42 |  | 2503.07 | 2307.09 |  | AZNMc_vh_IHC_1.5 | 241.3575 | 226.0994 | 207.1291 | 189.2209 | 172.2857 | 156.5277 | 140.4988 | 125.9588 | 112.3066 | 99.5233 | 87.1975 | 76.811 | 66.7647 | 57.4173 | 48.7339 | 40.7066 | 33.207 | 26.3485 | 20.5534 | 15.9353 | 12.2537 | 10.2031 | 8.6572 | 7.31 | 6.1465 | 5.069 | 4.2951 | 3.5605 | 2.9161 | 2.3297 | 1.7766 | 1.8863 |  |  |  | AZNMc_vh_IHC_1.5 | 637.0499 | 605.7124 | 575.9164 | 547.5861 | 520.6495 | 495.0379 | 470.6861 | 447.5323 | 425.5175 | 404.5856 | 384.6833 | 365.7601 | 347.7678 | 330.6605 | 314.3948 | 298.9292 | 284.2244 | 270.2429 | 256.9492 | 244.3095 | 232.2915 | 220.8647 | 210 | 210 | 210 | 210 | 210 | 210 | 210 | 210 | 210
[1341 empty] | HDD | CZ | 3246.6507 | 3078.64 |  | 3452.39 | 3083.31 |  | AZNMc_mm_IHC_1.5 | 217.8466 | 204.0858 | 186.9771 | 170.8263 | 155.5531 | 141.3415 | 126.8855 | 113.7723 | 101.4599 | 89.9311 | 78.8148 | 69.4476 | 60.3872 | 51.9571 | 44.1258 | 36.8862 | 30.1226 | 23.9372 | 18.7108 | 14.5458 | 11.2256 | 9.3762 | 7.982 | 6.767 | 5.7177 | 4.7459 | 4.0479 | 3.3854 | 2.8043 | 2.2754 | 1.7766 | 1.8863 |  |  |  | AZNMc_mm_IHC_1.5 | 669.7674 | 636.2732 | 604.4541 | 574.2261 | 545.5098 | 518.2296 | 492.3137 | 467.6937 | 444.305 | 422.0859 | 400.9779 | 380.9256 | 361.876 | 343.7791 | 326.5871 | 310.255 | 294.7395 | 280 | 280 | 280 | 280 | 280 | 280 | 280 | 280 | 280 | 280 | 280 | 280 | 280 | 280
[1341 empty] | HDD | DK | 3178.854 | 2920.71 |  | 3263.77 | 3019.14 |  | AZNMc_w_IHC_1.5 | 232.242 | 217.5645 | 199.3159 | 182.0891 | 165.7982 | 150.6398 | 135.2208 | 121.2339 | 108.1012 | 95.8043 | 83.9474 | 73.9561 | 64.2921 | 55.3003 | 46.9472 | 39.2254 | 32.0111 | 25.4136 | 19.839 | 15.3965 | 11.8551 | 9.8825 | 8.3954 | 7.0995 | 5.9802 | 4.9437 | 4.1992 | 3.4926 | 2.8727 | 2.3086 | 1.7766 | 1.8863 |  |  |  | AZNMc_w_IHC_1.5 | 652.0818 | 617.9793 | 585.6604 | 555.0316 | 526.0047 | 498.4958 | 472.4255 | 447.7187 | 424.304 | 402.1138 | 381.0842 | 361.1543 | 342.2667 | 324.3669 | 307.4032 | 291.3267 | 276.091 | 261.652 | 247.9682 | 235 | 235 | 235 | 235 | 235 | 235 | 235 | 235 | 235 | 235 | 235 | 235
[1341 empty] | HDD | DE | 2980.3467 | 2741.03 |  | 3114.19 | 2736.32 |  | CAMXc_vc_IHC_1.5 | 141.338 | 132.4498 | 121.3991 | 110.9672 | 101.1021 | 91.9227 | 82.5855 | 74.1155 | 66.1628 | 58.7163 | 51.5362 | 45.4858 | 39.6336 | 34.1886 | 29.1303 | 24.4542 | 20.0855 | 16.0903 | 12.7145 | 10.0243 | 7.8798 | 6.6852 | 5.7847 | 5 | 4.3222 | 3.6945 | 3.2437 | 2.8158 | 2.4404 | 2.0988 | 1.7766 | 1.8863 |  |  |  | CAMXc_vc_IHC_1.5 | 670.0103 | 636.9408 | 605.5035 | 575.6179 | 547.2073 | 520.199 | 494.5238 | 470.1157 | 446.9124 | 424.8543 | 403.8849 | 383.9505 | 365 | 365 | 365 | 365 | 365 | 365 | 365 | 365 | 365 | 365 | 365 | 365 | 365 | 365 | 365 | 365 | 365 | 365 | 365
[1341 empty] | HDD | EE | 4144.2853 | 3553.49 |  | 4283.1 | 4117.58 |  | CAMXc_c_IHC_1.5 | 152.2301 | 142.6482 | 130.7351 | 119.489 | 108.8539 | 98.9582 | 88.8922 | 79.7613 | 71.1879 | 63.1602 | 55.4197 | 48.8971 | 42.5882 | 36.7182 | 31.2651 | 26.2241 | 21.5144 | 17.2074 | 13.5682 | 10.668 | 8.3561 | 7.0683 | 6.0975 | 5.2515 | 4.5208 | 3.8442 | 3.3582 | 2.8969 | 2.4922 | 2.1239 | 1.7766 | 1.8863 |  |  |  | CAMXc_c_IHC_1.5 | 721.6442 | 680.1551 | 641.0512 | 604.1956 | 569.4589 | 536.7193 | 505.862 | 476.7787 | 449.3675 | 423.5322 | 399.1823 | 376.2323 | 354.6018 | 334.2148 | 315 | 315 | 315 | 315 | 315 | 315 | 315 | 315 | 315 | 315 | 315 | 315 | 315 | 315 | 315 | 315 | 315
[1341 empty] | HDD | IE | 2773.522 | 2744.36 |  | 2643.76 | 2548.9 |  | CAMXc_vh_IHC_1.5 | 147.8446 | 138.542 | 126.9762 | 116.0579 | 105.7328 | 96.1255 | 86.3529 | 77.4881 | 69.1647 | 61.3709 | 53.8561 | 47.5236 | 41.3986 | 35.6997 | 30.4056 | 25.5115 | 20.9391 | 16.7576 | 13.2245 | 10.4089 | 8.1643 | 6.9141 | 5.9716 | 5.1502 | 4.4408 | 3.7839 | 3.3121 | 2.8642 | 2.4713 | 2.1138 | 1.7766 | 1.8863 |  |  |  | CAMXc_vh_IHC_1.5 | 637.0499 | 614.4257 | 592.605 | 571.5593 | 551.2609 | 531.6835 | 512.8013 | 494.5897 | 477.0248 | 460.0838 | 443.7444 | 427.9853 | 412.7858 | 398.1262 | 383.9871 | 370.3502 | 357.1976 | 344.5121 | 332.2771 | 320.4766 | 309.0952 | 298.118 | 287.5307 | 277.3193 | 267.4706 | 257.9717 | 248.8101 | 239.9739 | 231.4514 | 223.2317 | 215.3038
[1341 empty] | HDD | EL | 1513.4273 | 1489.06 |  | 1535.61 | 1537.62 |  | CAMXc_mm_IHC_1.5 | 146.1688 | 136.9729 | 125.5398 | 114.7467 | 104.5401 | 95.043 | 85.3826 | 76.6195 | 68.3915 | 60.6872 | 53.2586 | 46.9988 | 40.944 | 35.3105 | 30.0771 | 25.2392 | 20.7192 | 16.5857 | 13.0931 | 10.3098 | 8.091 | 6.8552 | 5.9234 | 5.1115 | 4.4103 | 3.7609 | 3.2944 | 2.8517 | 2.4633 | 2.1099 | 1.7766 | 1.8863 |  |  |  | CAMXc_mm_IHC_1.5 | 669.7674 | 634.2363 | 600.5902 | 568.729 | 538.558 | 509.9876 | 482.9329 | 457.3134 | 433.053 | 410.0796 | 388.3249 | 367.7244 | 348.2166 | 329.7438 | 312.251 | 295.6861 | 280 | 280 | 280 | 280 | 280 | 280 | 280 | 280 | 280 | 280 | 280 | 280 | 280 | 280 | 280
[1341 empty] | HDD | ES | 1704.3127 | 1553.94 |  | 1663.07 | 1478.27 |  | CAMXc_w_IHC_1.5 | 147.51 | 138.2287 | 126.6894 | 115.7961 | 105.4947 | 95.9093 | 86.1592 | 77.3147 | 69.0103 | 61.2344 | 53.7368 | 47.4189 | 41.3079 | 35.622 | 30.34 | 25.4571 | 20.8952 | 16.7233 | 13.1983 | 10.3891 | 8.1497 | 6.9023 | 5.962 | 5.1425 | 4.4347 | 3.7793 | 3.3085 | 2.8617 | 2.4697 | 2.113 | 1.7766 | 1.8863 |  |  |  | CAMXc_w_IHC_1.5 | 652.0818 | 617.9793 | 585.6604 | 555.0316 | 526.0047 | 498.4958 | 472.4255 | 447.7187 | 424.304 | 402.1138 | 381.0842 | 361.1543 | 342.2667 | 324.3669 | 307.4032 | 291.3267 | 276.091 | 261.652 | 247.9682 | 235 | 235 | 235 | 235 | 235 | 235 | 235 | 235 | 235 | 235 | 235 | 235
[1341 empty] | HDD | FR | 2313.5667 | 2037.95 |  | 2412.69 | 2035.58 |  | ERCTc_vh_IHC_1.5 | 233.5032 | 218.7453 | 200.3969 | 183.0758 | 166.6958 | 151.4544 | 135.951 | 121.8876 | 108.683 | 96.3188 | 84.3971 | 74.3511 | 64.6342 | 55.5932 | 47.1944 | 39.4303 | 32.1766 | 25.5429 | 19.9379 | 15.4711 | 11.9102 | 9.9269 | 8.4316 | 7.1286 | 6.0032 | 4.961 | 4.2125 | 3.502 | 2.8787 | 2.3115 | 1.7766 | 1.8863 |  |  |  | ERCTc_vh_IHC_1.5 | 637.0499 | 604.2592 | 573.1563 | 543.6543 | 515.6709 | 489.1279 | 463.9512 | 440.0703 | 417.4187 | 395.933 | 375.5532 | 356.2224 | 337.8867 | 320.4947 | 303.998 | 288.3503 | 273.5082 | 259.4299 | 246.0764 | 233.4101 | 221.3959 | 210 | 210 | 210 | 210 | 210 | 210 | 210 | 210 | 210 | 210
[1341 empty] | HDD | HR | 2237.8667 | 2137.64 |  | 2366.18 | 2114.79 |  | ERCTc_mm_IHC_1.5 | 211.8262 | 198.4489 | 181.8169 | 166.1161 | 151.2684 | 137.4528 | 123.3996 | 110.6518 | 98.6824 | 87.4748 | 76.6683 | 67.5621 | 58.7541 | 50.5589 | 42.9458 | 35.908 | 29.3328 | 23.3197 | 18.239 | 14.19 | 10.9623 | 9.1645 | 7.8091 | 6.628 | 5.6079 | 4.6632 | 3.9846 | 3.3406 | 2.7756 | 2.2615 | 1.7766 | 1.8863 |  |  |  | ERCTc_mm_IHC_1.5 | 669.7674 | 636.2732 | 604.4541 | 574.2261 | 545.5098 | 518.2296 | 492.3137 | 467.6937 | 444.305 | 422.0859 | 400.9779 | 380.9256 | 361.876 | 343.7791 | 326.5871 | 310.255 | 294.7395 | 280 | 280 | 280 | 280 | 280 | 280 | 280 | 280 | 280 | 280 | 280 | 280 | 280 | 280
[1341 empty] | HDD | IT | 1847.1733 | 1750.4 |  | 1916.57 | 1734.63 |  | ERCTc_w_IHC_1.5 | 225.1252 | 210.9009 | 193.2159 | 176.521 | 160.7332 | 146.0429 | 131.1 | 117.5451 | 104.8179 | 92.9007 | 81.41 | 71.7272 | 62.3616 | 53.6475 | 45.5524 | 38.0689 | 31.0775 | 24.6837 | 19.2813 | 14.976 | 11.5439 | 9.6322 | 8.191 | 6.9351 | 5.8504 | 4.8459 | 4.1244 | 3.4396 | 2.8389 | 2.2922 | 1.7766 | 1.8863 |  |  |  | ERCTc_w_IHC_1.5 | 652.0818 | 617.9793 | 585.6604 | 555.0316 | 526.0047 | 498.4958 | 472.4255 | 447.7187 | 424.304 | 402.1138 | 381.0842 | 361.1543 | 342.2667 | 324.3669 | 307.4032 | 291.3267 | 276.091 | 261.652 | 247.9682 | 235 | 235 | 235 | 235 | 235 | 235 | 235 | 235 | 235 | 235 | 235 | 235
[1341 empty] | HDD | CY | 668.9313 | 630.45 |  | 609.84 | 695.96 |  | FRCCc_vh_IHC_1.5 | 238.0248 | 222.979 | 204.2725 | 186.6134 | 169.9138 | 154.3751 | 138.5691 | 124.2313 | 110.7691 | 98.1636 | 86.0092 | 75.7672 | 65.8607 | 56.6433 | 48.0807 | 40.165 | 32.7697 | 26.0067 | 20.2922 | 15.7383 | 12.108 | 10.0859 | 8.5615 | 7.2331 | 6.0857 | 5.0232 | 4.26 | 3.5357 | 2.9002 | 2.322 | 1.7766 | 1.8863 |  |  |  | FRCCc_vh_IHC_1.5 | 637.0499 | 596.7923 | 559.0787 | 523.7484 | 490.6507 | 459.6447 | 430.598 | 403.3868 | 377.8953 | 354.0147 | 331.6431 | 310.6853 | 291.052 | 272.6593 | 255.4289 | 239.2874 | 224.1659 | 210 | 210 | 210 | 210 | 210 | 210 | 210 | 210 | 210 | 210 | 210 | 210 | 210 | 210
[1341 empty] | HDD | LV | 3964.4393 | 3403.51 |  | 4143.7 | 4025.74 |  | MROEc_vc_IHC_1.5 | 317.1613 | 297.0756 | 272.103 | 248.5286 | 226.2351 | 205.4913 | 184.3908 | 165.2502 | 147.2785 | 130.4505 | 114.2248 | 100.552 | 87.327 | 75.0221 | 63.5912 | 53.0241 | 43.1516 | 34.1231 | 26.4945 | 20.4151 | 15.5687 | 12.8693 | 10.8342 | 9.0608 | 7.5292 | 6.1107 | 5.0919 | 4.1249 | 3.2766 | 2.5046 | 1.7766 | 1.8863 |  |  |  | MROEc_vc_IHC_1.5 | 670.0103 | 646.494 | 623.8031 | 601.9086 | 580.7825 | 560.398 | 540.7289 | 521.7502 | 503.4376 | 485.7677 | 468.7181 | 452.2668 | 436.393 | 421.0763 | 406.2972 | 392.0368 | 378.2769 | 365 | 365 | 365 | 365 | 365 | 365 | 365 | 365 | 365 | 365 | 365 | 365 | 365 | 365
[1341 empty] | HDD | LT | 3777.4047 | 3305.64 |  | 4016.22 | 3773.19 |  | MROWc_vc_IHC_1.5 | 222.5255 | 208.4667 | 190.9876 | 174.487 | 158.883 | 144.3637 | 129.5947 | 116.1975 | 103.6185 | 91.84 | 80.4831 | 70.913 | 61.6564 | 53.0437 | 45.0428 | 37.6465 | 30.7364 | 24.417 | 19.0775 | 14.8223 | 11.4302 | 9.5408 | 8.1164 | 6.8751 | 5.803 | 4.8102 | 4.0971 | 3.4203 | 2.8265 | 2.2862 | 1.7766 | 1.8863 |  |  |  | MROWc_vc_IHC_1.5 | 670.0103 | 643.4215 | 617.8878 | 593.3675 | 569.8202 | 547.2073 | 525.4919 | 504.6382 | 484.612 | 465.3806 | 446.9124 | 429.177 | 412.1455 | 395.7899 | 380.0833 | 365 | 365 | 365 | 365 | 365 | 365 | 365 | 365 | 365 | 365 | 365 | 365 | 365 | 365 | 365 | 365
[1341 empty] | HDD | LU | 2861.2633 | 2567.27 |  | 3173.52 | 2671.19 |  | MROWc_c_IHC_1.5 | 239.6743 | 224.5234 | 205.6864 | 187.9039 | 171.0878 | 155.4405 | 139.5242 | 125.0863 | 111.53 | 98.8366 | 86.5973 | 76.2838 | 66.3081 | 57.0264 | 48.4039 | 40.433 | 32.9861 | 26.1758 | 20.4215 | 15.8358 | 12.1801 | 10.1439 | 8.6089 | 7.2712 | 6.1158 | 5.0459 | 4.2774 | 3.548 | 2.9081 | 2.3258 | 1.7766 | 1.6081 |  |  |  | MROWc_c_IHC_1.5 | 721.6442 | 687.2993 | 654.589 | 623.4354 | 593.7646 | 565.5058 | 538.592 | 512.959 | 488.546 | 465.2948 | 443.1503 | 422.0596 | 401.9727 | 382.8418 | 364.6214 | 347.2682 | 330.7408 | 315 | 315 | 315 | 315 | 315 | 315 | 315 | 315 | 315 | 315 | 315 | 315 | 315 | 315
[1341 empty] | HDD | HU | 2631.394 | 2546.56 |  | 2803.43 | 2549.79 |  | NEWEc_vc_IHC_1.5 | 144.3543 | 135.274 | 123.9846 | 113.3271 | 103.2488 | 93.871 | 84.332 | 75.679 | 67.5544 | 59.9469 | 52.6117 | 46.4305 | 40.4519 | 34.8891 | 29.7215 | 24.9443 | 20.4812 | 16.3996 | 12.9509 | 10.2026 | 8.0117 | 6.7913 | 5.8713 | 5.0696 | 4.3772 | 3.7359 | 3.2754 | 2.8382 | 2.4547 | 2.1057 | 1.7766 | 1.2989 |  |  |  | NEWEc_vc_IHC_1.5 | 670.0103 | 626.2844 | 585.4122 | 547.2073 | 511.4958 | 478.1149 | 446.9124 | 417.7462 | 390.4835 | 365 | 365 | 365 | 365 | 365 | 365 | 365 | 365 | 365 | 365 | 365 | 365 | 365 | 365 | 365 | 365 | 365 | 365 | 365 | 365 | 365 | 365
[1341 empty] | HDD | MT | 468.098 | 401.93 |  | 465.87 | 543.62 |  | NEWEc_c_IHC_1.5 | 155.4789 | 145.6901 | 133.5198 | 122.0308 | 111.1661 | 101.0567 | 90.7734 | 81.4452 | 72.6867 | 64.4857 | 56.5781 | 49.9146 | 43.4695 | 37.4727 | 31.9019 | 26.752 | 21.9406 | 17.5406 | 13.8228 | 10.86 | 8.4982 | 7.1826 | 6.1908 | 5.3266 | 4.5801 | 3.8888 | 3.3923 | 2.9211 | 2.5076 | 2.1314 | 1.7766 | 3.2113 |  |  |  | NEWEc_c_IHC_1.5 | 721.6442 | 673.4759 | 628.5228 | 586.5702 | 547.4178 | 510.8788 | 476.7787 | 444.9547 | 415.2549 | 387.5375 | 361.6701 | 337.5294 | 315 | 315 | 315 | 315 | 315 | 315 | 315 | 315 | 315 | 315 | 315 | 315 | 315 | 315 | 315 | 315 | 315 | 315 | 315
[1341 empty] | HDD | NL | 2650.4393 | 2386.31 |  | 2722.19 | 2395.8 |  | NWPPc_vc_IHC_1.5 | 156.5528 | 146.6956 | 134.4402 | 122.871 | 111.9304 | 101.7503 | 91.3952 | 82.0019 | 73.1822 | 64.9238 | 56.961 | 50.251 | 43.7608 | 37.7221 | 32.1123 | 26.9265 | 22.0815 | 17.6507 | 13.907 | 10.9235 | 8.5451 | 7.2204 | 6.2217 | 5.3514 | 4.5997 | 3.9036 | 3.4036 | 2.929 | 2.5127 | 2.1339 | 1.7766 | 5.0843 |  |  |  | NWPPc_vc_IHC_1.5 | 670.0103 | 639.4256 | 610.2371 | 582.3809 | 555.7964 | 530.4254 | 506.2125 | 483.1049 | 461.0521 | 440.006 | 419.9206 | 400.752 | 382.4585 | 365 | 365 | 365 | 365 | 365 | 365 | 365 | 365 | 365 | 365 | 365 | 365 | 365 | 365 | 365 | 365 | 365 | 365
[1341 empty] | HDD | AT | 3431.4447 | 3322.79 |  | 3633.44 | 3228.81 |  | NWPPc_c_IHC_1.5 | 168.6174 | 157.9919 | 144.7812 | 132.3102 | 120.5168 | 109.5431 | 98.3808 | 88.2553 | 78.7482 | 69.8461 | 61.2625 | 54.0295 | 47.0334 | 40.524 | 34.477 | 28.8869 | 23.6643 | 18.8881 | 14.8525 | 11.6365 | 9.0727 | 7.6447 | 6.5682 | 5.63 | 4.8197 | 4.0694 | 3.5304 | 3.0189 | 2.5701 | 2.1617 | 1.7766 | 2.1058 |  |  |  | NWPPc_c_IHC_1.5 | 721.6442 | 680.1551 | 641.0512 | 604.1956 | 569.4589 | 536.7193 | 505.862 | 476.7787 | 449.3675 | 423.5322 | 399.1823 | 376.2323 | 354.6018 | 334.2148 | 315 | 315 | 315 | 315 | 315 | 315 | 315 | 315 | 315 | 315 | 315 | 315 | 315 | 315 | 315 | 315 | 315
[1341 empty] | HDD | PL | 3298.078 | 3006.1 |  | 3491.49 | 3200.38 |  | NWPPc_mm_IHC_1.5 | 165.0798 | 154.6796 | 141.749 | 129.5424 | 117.9991 | 107.2581 | 96.3325 | 86.4217 | 77.1161 | 68.4027 | 60.0012 | 52.9216 | 46.0738 | 39.7024 | 33.7836 | 28.312 | 23.2002 | 18.5253 | 14.5753 | 11.4274 | 8.918 | 7.5203 | 6.4666 | 5.5483 | 4.7552 | 4.0208 | 3.4932 | 2.9925 | 2.5533 | 2.1536 | 1.7766 | 2.3426 |  |  |  | NWPPc_mm_IHC_1.5 | 669.7674 | 634.2363 | 600.5902 | 568.729 | 538.558 | 509.9876 | 482.9329 | 457.3134 | 433.053 | 410.0796 | 388.3249 | 367.7244 | 348.2166 | 329.7438 | 312.251 | 295.6861 | 280 | 280 | 280 | 280 | 280 | 280 | 280 | 280 | 280 | 280 | 280 | 280 | 280 | 280 | 280
[1341 empty] | HDD | PT | 1163.7667 | 1007.58 |  | 1064.78 | 967.88 |  | NWPPc_w_IHC_1.5 | 169.8652 | 159.1602 | 145.8507 | 133.2864 | 121.4048 | 110.3491 | 99.1033 | 88.9021 | 79.3238 | 70.3551 | 61.7074 | 54.4203 | 47.3719 | 40.8138 | 34.7215 | 29.0896 | 23.828 | 19.0161 | 14.9503 | 11.7102 | 9.1273 | 7.6886 | 6.604 | 5.6588 | 4.8425 | 4.0865 | 3.5435 | 3.0282 | 2.576 | 2.1646 | 1.7766 | 1.8365 |  |  |  | NWPPc_w_IHC_1.5 | 652.0818 | 617.9793 | 585.6604 | 555.0316 | 526.0047 | 498.4958 | 472.4255 | 447.7187 | 424.304 | 402.1138 | 381.0842 | 361.1543 | 342.2667 | 324.3669 | 307.4032 | 291.3267 | 276.091 | 261.652 | 247.9682 | 235 | 235 | 235 | 235 | 235 | 235 | 235 | 235 | 235 | 235 | 235 | 235
[1341 empty] | HDD | RO | 2866.2053 | 2665.91 |  | 2993.6 | 2751.22 |  | NYSTc_vc_IHC_1.5 | 172.1627 | 161.3114 | 147.82 | 135.084 | 123.0399 | 111.8331 | 100.4336 | 90.093 | 80.3838 | 71.2925 | 62.5266 | 55.1398 | 47.9951 | 41.3474 | 35.1718 | 29.463 | 24.1294 | 19.2517 | 15.1304 | 11.846 | 9.2278 | 7.7694 | 6.67 | 5.7119 | 4.8844 | 4.1181 | 3.5677 | 3.0453 | 2.587 | 2.1699 | 1.7766 | 1.6357 |  |  |  | NYSTc_vc_IHC_1.5 | 670.0103 | 643.4215 | 617.8878 | 593.3675 | 569.8202 | 547.2073 | 525.4919 | 504.6382 | 484.612 | 465.3806 | 446.9124 | 429.177 | 412.1455 | 395.7899 | 380.0833 | 365 | 365 | 365 | 365 | 365 | 365 | 365 | 365 | 365 | 365 | 365 | 365 | 365 | 365 | 365 | 365
[1341 empty] | HDD | SI | 2760.2967 | 2690.84 |  | 2985.84 | 2643.91 |  | NYSTc_c_IHC_1.5 | 185.4303 | 173.734 | 159.1921 | 145.4643 | 132.4825 | 120.403 | 108.1158 | 96.97 | 86.5047 | 76.7056 | 67.257 | 59.2951 | 51.594 | 44.4286 | 37.7723 | 31.6188 | 25.8699 | 20.6125 | 16.1702 | 12.6301 | 9.808 | 8.2361 | 7.051 | 6.0183 | 5.1264 | 4.3004 | 3.7072 | 3.1441 | 2.6501 | 2.2005 | 1.7766 | 1.2924 |  |  |  | NYSTc_c_IHC_1.5 | 721.6442 | 685.2079 | 650.6112 | 617.7614 | 586.5702 | 556.9538 | 528.8328 | 502.1317 | 476.7787 | 452.7058 | 429.8484 | 408.145 | 387.5375 | 367.9704 | 349.3913 | 331.7503 | 315 | 315 | 315 | 315 | 315 | 315 | 315 | 315 | 315 | 315 | 315 | 315 | 315 | 315 | 315
[1341 empty] | HDD | SK | 3135.324 | 3046.66 |  | 3382.63 | 3042.68 |  | NYSTc_mm_IHC_1.5 | 184.4819 | 172.8461 | 158.3792 | 144.7223 | 131.8075 | 119.7904 | 107.5667 | 96.4784 | 86.0672 | 76.3186 | 66.9189 | 58.9981 | 51.3368 | 44.2084 | 37.5864 | 31.4647 | 25.7455 | 20.5152 | 16.0959 | 12.574 | 9.7665 | 8.2027 | 7.0238 | 5.9964 | 5.1091 | 4.2874 | 3.6972 | 3.137 | 2.6456 | 2.1984 | 1.7766 | 1.47 |  |  |  | NYSTc_mm_IHC_1.5 | 669.7674 | 638.0893 | 607.9094 | 579.157 | 551.7645 | 525.6676 | 500.805 | 477.1184 | 454.552 | 433.053 | 412.5708 | 393.0573 | 374.4668 | 356.7556 | 339.8821 | 323.8066 | 308.4915 | 293.9007 | 280 | 280 | 280 | 280 | 280 | 280 | 280 | 280 | 280 | 280 | 280 | 280 | 280
[1341 empty] | HDD | FI | 5408.54 | 4871.03 |  | 5623.37 | 5276.82 |  | RFCEc_vc_IHC_1.5 | 165.4423 | 155.019 | 142.0598 | 129.8261 | 118.2571 | 107.4923 | 96.5424 | 86.6096 | 77.2833 | 68.5506 | 60.1305 | 53.0351 | 46.1721 | 39.7866 | 33.8547 | 28.371 | 23.2477 | 18.5625 | 14.6037 | 11.4488 | 8.9339 | 7.5331 | 6.477 | 5.5567 | 4.7618 | 4.0257 | 3.497 | 2.9952 | 2.555 | 2.1544 | 1.7766 | 2.5705 |  |  |  | RFCEc_vc_IHC_1.5 | 670.0103 | 626.2844 | 585.4122 | 547.2073 | 511.4958 | 478.1149 | 446.9124 | 417.7462 | 390.4835 | 365 | 365 | 365 | 365 | 365 | 365 | 365 | 365 | 365 | 365 | 365 | 365 | 365 | 365 | 365 | 365 | 365 | 365 | 365 | 365 | 365 | 365
[1341 empty] | HDD | SE | 5122.1493 | 4592.94 |  | 5201.47 | 4919.42 |  | RFCEc_c_IHC_1.5 | 178.1921 | 166.9568 | 152.988 | 139.8012 | 127.331 | 115.7276 | 103.9247 | 93.2182 | 83.1654 | 73.7524 | 64.6763 | 57.0282 | 49.6306 | 42.7476 | 36.3536 | 30.4427 | 24.9204 | 19.8701 | 15.6029 | 12.2023 | 9.4914 | 7.9815 | 6.8431 | 5.8512 | 4.9944 | 4.2009 | 3.6311 | 3.0902 | 2.6157 | 2.1838 | 1.7766 | 1.4136 |  |  |  | RFCEc_c_IHC_1.5 | 721.6442 | 669.2597 | 620.6779 | 575.6226 | 533.838 | 495.0865 | 459.1479 | 425.8182 | 394.9079 | 366.2414 | 339.6557 | 315 | 315 | 315 | 315 | 315 | 315 | 315 | 315 | 315 | 315 | 315 | 315 | 315 | 315 | 315 | 315 | 315 | 315 | 315 | 315
[1341 empty] | HDD | NO | 5453.7393 | 5098.68 |  | 5539.23 | 5294.82 |  | RFCEc_mm_IHC_1.5 | 176.129 | 165.0251 | 151.2196 | 138.1871 | 125.8627 | 114.395 | 102.7302 | 92.1488 | 82.2136 | 72.9107 | 63.9407 | 56.382 | 49.071 | 42.2685 | 35.9492 | 30.1074 | 24.6497 | 19.6585 | 15.4412 | 12.0804 | 9.4012 | 7.9089 | 6.7839 | 5.8035 | 4.9567 | 4.1726 | 3.6094 | 3.0748 | 2.6058 | 2.1791 | 1.7766 | 1.3965 |  |  |  | RFCEc_mm_IHC_1.5 | 669.7674 | 622.8166 | 579.157 | 538.558 | 500.805 | 465.6985 | 433.053 | 402.6959 | 374.4668 | 348.2166 | 323.8066 | 301.1077 | 280 | 280 | 280 | 280 | 280 | 280 | 280 | 280 | 280 | 280 | 280 | 280 | 280 | 280 | 280 | 280 | 280 | 280 | 280
[1349 empty] | RFCMc_vc_IHC_1.5 | 252.3663 | 236.4071 | 216.5651 | 197.834 | 180.1206 | 163.6386 | 146.8731 | 131.665 | 117.3855 | 104.0148 | 91.1226 | 80.2588 | 69.7509 | 59.974 | 50.8916 | 42.4954 | 34.6512 | 27.4776 | 21.4162 | 16.5858 | 12.7351 | 10.5903 | 8.9734 | 7.5643 | 6.3473 | 5.2203 | 4.4108 | 3.6425 | 2.9684 | 2.3551 | 1.7766 | 1.6411 |  |  |  | RFCMc_vc_IHC_1.5 | 670.0103 | 634.0167 | 599.9567 | 567.7264 | 537.2276 | 508.3672 | 481.0573 | 455.2144 | 430.7598 | 407.619 | 385.7213 | 365 | 365 | 365 | 365 | 365 | 365 | 365 | 365 | 365 | 365 | 365 | 365 | 365 | 365 | 365 | 365 | 365 | 365 | 365 | 365
[1349 empty] | RFCMc_c_IHC_1.5 | 271.8148 | 254.617 | 233.235 | 213.0501 | 193.9621 | 176.2008 | 158.1342 | 141.7457 | 126.358 | 111.9496 | 98.0568 | 86.3499 | 75.0265 | 64.4907 | 54.7034 | 45.6556 | 37.2026 | 29.4722 | 22.9405 | 17.7352 | 13.5857 | 11.2744 | 9.5319 | 8.0135 | 6.702 | 5.4875 | 4.6152 | 3.7873 | 3.0609 | 2.4 | 1.7766 | 1.8048 |  |  |  | RFCMc_c_IHC_1.5 | 721.6442 | 677.0642 | 635.2381 | 595.9959 | 559.1779 | 524.6344 | 492.2248 | 461.8173 | 433.2883 | 406.5216 | 381.4085 | 357.8468 | 335.7406 | 315 | 315 | 315 | 315 | 315 | 315 | 315 | 315 | 315 | 315 | 315 | 315 | 315 | 315 | 315 | 315 | 315 | 315
[1349 empty] | RFCWc_vc_IHC_1.5 | 223.2473 | 209.1426 | 191.6063 | 175.0517 | 159.3967 | 144.8299 | 130.0126 | 116.5717 | 103.9515 | 92.1345 | 80.7404 | 71.139 | 61.8522 | 53.2113 | 45.1843 | 37.7638 | 30.8311 | 24.4911 | 19.1341 | 14.865 | 11.4617 | 9.5662 | 8.1371 | 6.8918 | 5.8162 | 4.8201 | 4.1047 | 3.4257 | 2.8299 | 2.2878 | 1.7766 | 1.8048 |  |  |  | RFCWc_vc_IHC_1.5 | 670.0103 | 636.9408 | 605.5035 | 575.6179 | 547.2073 | 520.199 | 494.5238 | 470.1157 | 446.9124 | 424.8543 | 403.8849 | 383.9505 | 365 | 365 | 365 | 365 | 365 | 365 | 365 | 365 | 365 | 365 | 365 | 365 | 365 | 365 | 365 | 365 | 365 | 365 | 365
[1349 empty] | RFCWc_c_IHC_1.5 | 240.4517 | 225.2513 | 206.3527 | 188.5122 | 171.6411 | 155.9427 | 139.9743 | 125.4893 | 111.8887 | 99.1538 | 86.8745 | 76.5273 | 66.519 | 57.2069 | 48.5563 | 40.5594 | 33.0881 | 26.2556 | 20.4825 | 15.8817 | 12.2141 | 10.1713 | 8.6312 | 7.2891 | 6.13 | 5.0565 | 4.2855 | 3.5538 | 2.9118 | 2.3276 | 1.7766 | 1.8048 |  |  |  | RFCWc_c_IHC_1.5 | 721.6442 | 680.1551 | 641.0512 | 604.1956 | 569.4589 | 536.7193 | 505.862 | 476.7787 | 449.3675 | 423.5322 | 399.1823 | 376.2323 | 354.6018 | 334.2148 | 315 | 315 | 315 | 315 | 315 | 315 | 315 | 315 | 315 | 315 | 315 | 315 | 315 | 315 | 315 | 315 | 315
[1349 empty] | RFCWc_mm_IHC_1.5 | 247.9768 | 232.2971 | 212.8027 | 194.3997 | 176.9966 | 160.8033 | 144.3315 | 129.3897 | 115.3604 | 102.2239 | 89.5575 | 78.8841 | 68.5602 | 58.9545 | 50.0312 | 41.7821 | 34.0753 | 27.0274 | 21.0722 | 16.3264 | 12.5432 | 10.436 | 8.8473 | 7.4629 | 6.2672 | 5.16 | 4.3646 | 3.6098 | 2.9476 | 2.3449 | 1.7766 | 1.8048 |  |  |  | RFCWc_mm_IHC_1.5 | 669.7674 | 631.9358 | 596.241 | 562.5625 | 530.7863 | 500.805 | 472.5172 | 445.8272 | 420.6448 | 396.8848 | 374.4668 | 353.3152 | 333.3583 | 314.5286 | 296.7626 | 280 | 280 | 280 | 280 | 280 | 280 | 280 | 280 | 280 | 280 | 280 | 280 | 280 | 280 | 280 | 280
[1349 empty] | RMPAc_vc_IHC_1.5 | 250.9531 | 235.0839 | 215.3538 | 196.7283 | 179.1149 | 162.7258 | 146.0549 | 130.9324 | 116.7335 | 103.4382 | 90.6187 | 79.8162 | 69.3676 | 59.6458 | 50.6146 | 42.2658 | 34.4658 | 27.3326 | 21.3055 | 16.5023 | 12.6733 | 10.5406 | 8.9328 | 7.5317 | 6.3215 | 5.2009 | 4.3959 | 3.632 | 2.9617 | 2.3518 | 1.7766 | 1.8048 |  |  |  | RMPAc_vc_IHC_1.5 | 670.0103 | 645.0519 | 621.0233 | 597.8897 | 575.6179 | 554.1757 | 533.5323 | 513.6579 | 494.5238 | 476.1024 | 458.3673 | 441.2928 | 424.8543 | 409.0282 | 393.7916 | 379.1226 | 365 | 365 | 365 | 365 | 365 | 365 | 365 | 365 | 365 | 365 | 365 | 365 | 365 | 365 | 365
[1349 empty] | RMPAc_c_IHC_1.5 | 270.2926 | 253.1918 | 231.9303 | 211.8593 | 192.8788 | 175.2176 | 157.2528 | 140.9567 | 125.6557 | 111.3286 | 97.5141 | 85.8732 | 74.6136 | 64.1372 | 54.4051 | 45.4083 | 37.0029 | 29.3161 | 22.8212 | 17.6453 | 13.5191 | 11.2208 | 9.4882 | 7.9783 | 6.6743 | 5.4666 | 4.5992 | 3.776 | 3.0537 | 2.3965 | 1.7766 | 1.8048 |  |  |  | RMPAc_c_IHC_1.5 | 721.6442 | 687.2993 | 654.589 | 623.4354 | 593.7646 | 565.5058 | 538.592 | 512.959 | 488.546 | 465.2948 | 443.1503 | 422.0596 | 401.9727 | 382.8418 | 364.6214 | 347.2682 | 330.7408 | 315 | 315 | 315 | 315 | 315 | 315 | 315 | 315 | 315 | 315 | 315 | 315 | 315 | 315
[1349 empty] | RMPAc_mm_IHC_1.5 | 282.4133 | 264.5405 | 242.3194 | 221.3423 | 201.505 | 183.0467 | 164.271 | 147.2393 | 131.2476 | 116.2737 | 101.8356 | 89.6692 | 77.9014 | 66.9521 | 56.7807 | 47.3778 | 38.593 | 30.5592 | 23.7711 | 18.3616 | 14.0491 | 11.6472 | 9.8363 | 8.2583 | 6.8954 | 5.6332 | 4.7266 | 3.8662 | 3.1113 | 2.4244 | 1.7766 | 1.8048 |  |  |  | RMPAc_mm_IHC_1.5 | 669.7674 | 638.0893 | 607.9094 | 579.157 | 551.7645 | 525.6676 | 500.805 | 477.1184 | 454.552 | 433.053 | 412.5708 | 393.0573 | 374.4668 | 356.7556 | 339.8821 | 323.8066 | 308.4915 | 293.9007 | 280 | 280 | 280 | 280 | 280 | 280 | 280 | 280 | 280 | 280 | 280 | 280 | 280
[1349 empty] | SPNOc_c_IHC_1.5 | 234.8829 | 220.0371 | 201.5795 | 184.1552 | 167.6777 | 152.3456 | 136.7499 | 122.6028 | 109.3195 | 96.8817 | 84.889 | 74.7832 | 65.0084 | 55.9136 | 47.4648 | 39.6545 | 32.3576 | 25.6844 | 20.046 | 15.5526 | 11.9706 | 9.9754 | 8.4713 | 7.1605 | 6.0284 | 4.98 | 4.227 | 3.5123 | 2.8853 | 2.3147 | 1.7766 | 1.8048 |  |  |  | SPNOc_c_IHC_1.5 | 721.6442 | 685.2079 | 650.6112 | 617.7614 | 586.5702 | 556.9538 | 528.8328 | 502.1317 | 476.7787 | 452.7058 | 429.8484 | 408.145 | 387.5375 | 367.9704 | 349.3913 | 331.7503 | 315 | 315 | 315 | 315 | 315 | 315 | 315 | 315 | 315 | 315 | 315 | 315 | 315 | 315 | 315
[1349 empty] | SPNOc_mm_IHC_1.5 | 241.5503 | 226.28 | 207.2944 | 189.3717 | 172.4229 | 156.6523 | 140.6105 | 126.0587 | 112.3956 | 99.602 | 87.2662 | 76.8714 | 66.817 | 57.4621 | 48.7717 | 40.7379 | 33.2323 | 26.3683 | 20.5686 | 15.9466 | 12.2622 | 10.2099 | 8.6627 | 7.3145 | 6.15 | 5.0716 | 4.2971 | 3.5619 | 2.917 | 2.3301 | 1.7766 | 1.8048 |  |  |  | SPNOc_mm_IHC_1.5 | 669.7674 | 638.0893 | 607.9094 | 579.157 | 551.7645 | 525.6676 | 500.805 | 477.1184 | 454.552 | 433.053 | 412.5708 | 393.0573 | 374.4668 | 356.7556 | 339.8821 | 323.8066 | 308.4915 | 293.9007 | 280 | 280 | 280 | 280 | 280 | 280 | 280 | 280 | 280 | 280 | 280 | 280 | 280
[1349 empty] | SPSOc_mm_IHC_1.5 | 236.191 | 221.262 | 202.7007 | 185.1787 | 168.6087 | 153.1906 | 137.5073 | 123.2808 | 109.9231 | 97.4154 | 85.3554 | 75.1929 | 65.3633 | 56.2174 | 47.7212 | 39.867 | 32.5292 | 25.8186 | 20.1485 | 15.6299 | 12.0278 | 10.0214 | 8.5088 | 7.1907 | 6.0523 | 4.998 | 4.2408 | 3.522 | 2.8915 | 2.3177 | 1.7766 | 1.8048 |  |  |  | SPSOc_mm_IHC_1.5 | 669.7674 | 639.7186 | 611.0178 | 583.6048 | 557.4216 | 532.4131 | 508.5266 | 485.7118 | 463.9205 | 443.1069 | 423.2271 | 404.2392 | 386.1032 | 368.7808 | 352.2356 | 336.4327 | 321.3388 | 306.9221 | 293.1521 | 280 | 280 | 280 | 280 | 280 | 280 | 280 | 280 | 280 | 280 | 280 | 280
[1349 empty] | SPSOc_w_IHC_1.5 | 253.9274 | 237.8688 | 217.9031 | 199.0553 | 181.2317 | 164.6469 | 147.777 | 132.4741 | 118.1057 | 104.6517 | 91.6792 | 80.7477 | 70.1744 | 60.3365 | 51.1975 | 42.7491 | 34.856 | 27.6377 | 21.5386 | 16.6781 | 12.8034 | 10.6452 | 9.0182 | 7.6004 | 6.3758 | 5.2417 | 4.4272 | 3.6541 | 2.9759 | 2.3587 | 1.7766 | 1.8048 |  |  |  | SPSOc_w_IHC_1.5 | 652.0818 | 622.5225 | 594.3032 | 567.363 | 541.6441 | 517.0911 | 493.651 | 471.2735 | 449.9104 | 429.5156 | 410.0454 | 391.4578 | 373.7128 | 356.7722 | 340.5994 | 325.1599 | 310.4202 | 296.3486 | 282.915 | 270.0902 | 257.8469 | 246.1585 | 235 | 235 | 235 | 235 | 235 | 235 | 235 | 235 | 235
[1349 empty] | SRMVc_vh_IHC_1.5 | 211.2584 | 197.9173 | 181.3302 | 165.6718 | 150.8643 | 137.086 | 123.0708 | 110.3575 | 98.4205 | 87.2432 | 76.4659 | 67.3842 | 58.6001 | 50.427 | 42.8345 | 35.8157 | 29.2583 | 23.2615 | 18.1945 | 14.1565 | 10.9375 | 9.1445 | 7.7928 | 6.6149 | 5.5975 | 4.6554 | 3.9787 | 3.3364 | 2.7729 | 2.2602 | 1.7766 | 1.8048 |  |  |  | SRMVc_vh_IHC_1.5 | 637.0499 | 600.9072 | 566.8151 | 534.6572 | 504.3237 | 475.7112 | 448.722 | 423.2641 | 399.2504 | 376.5992 | 355.233 | 335.0791 | 316.0686 | 298.1366 | 281.222 | 265.2671 | 250.2173 | 236.0214 | 222.6308 | 210 | 210 | 210 | 210 | 210 | 210 | 210 | 210 | 210 | 210 | 210 | 210
[1349 empty] | SRMVc_mm_IHC_1.5 | 194.7756 | 182.4841 | 167.2022 | 152.7759 | 139.1335 | 126.4393 | 113.5269 | 101.8139 | 90.8162 | 80.5183 | 70.589 | 62.222 | 54.129 | 46.599 | 39.6039 | 33.1374 | 27.0959 | 21.5709 | 16.9026 | 13.1824 | 10.2166 | 8.5648 | 7.3194 | 6.2342 | 5.2969 | 4.4288 | 3.8054 | 3.2137 | 2.6945 | 2.2221 | 1.7766 | 1.8048 |  |  |  | SRMVc_mm_IHC_1.5 | 669.7674 | 631.9358 | 596.241 | 562.5625 | 530.7863 | 500.805 | 472.5172 | 445.8272 | 420.6448 | 396.8848 | 374.4668 | 353.3152 | 333.3583 | 314.5286 | 296.7626 | 280 | 280 | 280 | 280 | 280 | 280 | 280 | 280 | 280 | 280 | 280 | 280 | 280 | 280 | 280 | 280
[1349 empty] | SRMVc_w_IHC_1.5 | 204.9692 | 192.0286 | 175.9395 | 160.7513 | 146.3883 | 133.0237 | 119.4293 | 107.0976 | 95.519 | 84.6772 | 74.2235 | 65.4145 | 56.8941 | 48.9664 | 41.6018 | 34.7938 | 28.4332 | 22.6164 | 17.7016 | 13.7848 | 10.6624 | 8.9233 | 7.6122 | 6.4696 | 5.4828 | 4.5689 | 3.9126 | 3.2896 | 2.743 | 2.2457 | 1.7766 | 1.8048 |  |  |  | SRMVc_w_IHC_1.5 | 652.0818 | 614.0864 | 578.3049 | 544.6083 | 512.8752 | 482.991 | 454.8482 | 428.3452 | 403.3864 | 379.882 | 357.7471 | 336.9019 | 317.2714 | 298.7846 | 281.3751 | 264.98 | 249.5402 | 235 | 235 | 235 | 235 | 235 | 235 | 235 | 235 | 235 | 235 | 235 | 235 | 235 | 235
[1349 empty] | SRMWc_c_IHC_1.5 | 333.3461 | 312.2296 | 285.9755 | 261.1913 | 237.7537 | 215.9454 | 193.7621 | 173.6393 | 154.7453 | 137.0538 | 119.9954 | 105.6209 | 91.7173 | 78.7809 | 66.7634 | 55.654 | 45.2748 | 35.783 | 27.7629 | 21.3716 | 16.2765 | 13.4386 | 11.2991 | 9.4346 | 7.8244 | 6.3331 | 5.262 | 4.2454 | 3.3536 | 2.542 | 1.7766 | 1.8048 |  |  |  | SRMWc_c_IHC_1.5 | 721.6442 | 685.2079 | 650.6112 | 617.7614 | 586.5702 | 556.9538 | 528.8328 | 502.1317 | 476.7787 | 452.7058 | 429.8484 | 408.145 | 387.5375 | 367.9704 | 349.3913 | 331.7503 | 315 | 315 | 315 | 315 | 315 | 315 | 315 | 315 | 315 | 315 | 315 | 315 | 315 | 315 | 315
[1349 empty] | SRMWc_mm_IHC_1.5 | 355.1772 | 332.6703 | 304.6876 | 278.2716 | 253.2909 | 230.0466 | 206.4027 | 184.955 | 164.817 | 145.9606 | 127.7791 | 112.4582 | 97.6391 | 83.8509 | 71.0422 | 59.2013 | 48.1388 | 38.0221 | 29.4739 | 22.6617 | 17.2312 | 14.2064 | 11.926 | 9.9389 | 8.2226 | 6.6331 | 5.4915 | 4.408 | 3.4574 | 2.5924 | 1.7766 | 1.8048 |  |  |  | SRMWc_mm_IHC_1.5 | 669.7674 | 636.2732 | 604.4541 | 574.2261 | 545.5098 | 518.2296 | 492.3137 | 467.6937 | 444.305 | 422.0859 | 400.9779 | 380.9256 | 361.876 | 343.7791 | 326.5871 | 310.255 | 294.7395 | 280 | 280 | 280 | 280 | 280 | 280 | 280 | 280 | 280 | 280 | 280 | 280 | 280 | 280
[1349 empty] | SRSOc_vh_IHC_1.5 | 245.2816 | 229.7736 | 210.4926 | 192.291 | 175.0785 | 159.0624 | 142.771 | 127.9927 | 114.117 | 101.1243 | 88.5966 | 78.04 | 67.8291 | 58.3286 | 49.503 | 41.3442 | 33.7218 | 26.7509 | 20.861 | 16.1672 | 12.4253 | 10.3412 | 8.7699 | 7.4007 | 6.2181 | 5.1229 | 4.3363 | 3.5897 | 2.9347 | 2.3387 | 1.7766 | 1.514 |  |  |  | SRSOc_vh_IHC_1.5 | 637.0499 | 596.7923 | 559.0787 | 523.7484 | 490.6507 | 459.6447 | 430.598 | 403.3868 | 377.8953 | 354.0147 | 331.6431 | 310.6853 | 291.052 | 272.6593 | 255.4289 | 239.2874 | 224.1659 | 210 | 210 | 210 | 210 | 210 | 210 | 210 | 210 | 210 | 210 | 210 | 210 | 210 | 210
[1349 empty] | SRSOc_mm_IHC_1.5 | 220.8544 | 206.9021 | 189.5553 | 173.1796 | 157.6937 | 143.2843 | 128.6271 | 115.3314 | 102.8476 | 91.1582 | 79.8873 | 70.3896 | 61.2031 | 52.6556 | 44.7153 | 37.375 | 30.5172 | 24.2456 | 18.9465 | 14.7236 | 11.3571 | 9.482 | 8.0684 | 6.8365 | 5.7725 | 4.7872 | 4.0795 | 3.4078 | 2.8186 | 2.2823 | 1.7766 | 1.2021 |  |  |  | SRSOc_mm_IHC_1.5 | 669.7674 | 629.3167 | 591.3091 | 555.597 | 522.0416 | 490.5129 | 460.8883 | 433.053 | 406.8987 | 382.324 | 359.2335 | 337.5376 | 317.152 | 297.9976 | 280 | 280 | 280 | 280 | 280 | 280 | 280 | 280 | 280 | 280 | 280 | 280 | 280 | 280 | 280 | 280 | 280
[1349 empty] | SRSOc_w_IHC_1.5 | 235.7976 | 220.8936 | 202.3636 | 184.8709 | 168.3288 | 152.9365 | 137.2795 | 123.0769 | 109.7416 | 97.2549 | 85.2152 | 75.0697 | 65.2565 | 56.126 | 47.6441 | 39.8031 | 32.4776 | 25.7783 | 20.1177 | 15.6067 | 12.0106 | 10.0076 | 8.4975 | 7.1816 | 6.0451 | 4.9926 | 4.2366 | 3.5191 | 2.8896 | 2.3168 | 1.7766 | 3.1254 |  |  |  | SRSOc_w_IHC_1.5 | 652.0818 | 611.7866 | 573.9814 | 538.5123 | 505.2351 | 474.0142 | 444.7226 | 417.2411 | 391.4578 | 367.2678 | 344.5726 | 323.2798 | 303.3028 | 284.5603 | 266.9759 | 250.4782 | 235 | 235 | 235 | 235 | 235 | 235 | 235 | 235 | 235 | 235 | 235 | 235 | 235 | 235 | 235
[1349 empty] | SRTVc_mm_IHC_1.5 | 215.5093 | 201.8974 | 184.9738 | 168.9976 | 153.8896 | 139.8317 | 125.5322 | 112.5608 | 100.3816 | 88.9775 | 77.9815 | 68.7156 | 59.7532 | 51.4142 | 43.6677 | 36.5064 | 29.816 | 23.6974 | 18.5276 | 14.4077 | 11.1234 | 9.294 | 7.9149 | 6.713 | 5.675 | 4.7138 | 4.0233 | 3.368 | 2.7931 | 2.27 | 1.7766 | 4.9966 |  |  |  | SRTVc_mm_IHC_1.5 | 669.7674 | 629.3167 | 591.3091 | 555.597 | 522.0416 | 490.5129 | 460.8883 | 433.053 | 406.8987 | 382.324 | 359.2335 | 337.5376 | 317.152 | 297.9976 | 280 | 280 | 280 | 280 | 280 | 280 | 280 | 280 | 280 | 280 | 280 | 280 | 280 | 280 | 280 | 280 | 280
[1349 empty] | SRTVc_w_IHC_1.5 | 229.479 | 214.9774 | 196.9477 | 179.9273 | 163.8318 | 148.8551 | 133.6209 | 119.8018 | 106.8265 | 94.677 | 82.9623 | 73.0907 | 63.5426 | 54.6586 | 46.4057 | 38.7764 | 31.6486 | 25.1302 | 19.6225 | 15.2333 | 11.7343 | 9.7853 | 8.3161 | 7.0357 | 5.9298 | 4.9057 | 4.1702 | 3.4721 | 2.8596 | 2.3022 | 1.7766 | 2.0175 |  |  |  | SRTVc_w_IHC_1.5 | 652.0818 | 609.1905 | 569.1204 | 531.686 | 496.7139 | 464.0421 | 433.5193 | 405.0041 | 378.3646 | 353.4773 | 330.227 | 308.506 | 288.2138 | 269.2562 | 251.5456 | 235 | 235 | 235 | 235 | 235 | 235 | 235 | 235 | 235 | 235 | 235 | 235 | 235 | 235 | 235 | 235
[1349 empty] | SRVCc_c_IHC_1.5 | 172.7951 | 161.9035 | 148.362 | 135.5787 | 123.49 | 112.2416 | 100.7998 | 90.4207 | 80.6755 | 71.5505 | 62.752 | 55.3379 | 48.1666 | 41.4942 | 35.2958 | 29.5657 | 24.2123 | 19.3166 | 15.1799 | 11.8834 | 9.2554 | 7.7917 | 6.6881 | 5.7265 | 4.8959 | 4.1268 | 3.5743 | 3.05 | 2.59 | 2.1714 | 1.7766 | 2.256 |  |  |  | SRVCc_c_IHC_1.5 | 721.6442 | 677.0642 | 635.2381 | 595.9959 | 559.1779 | 524.6344 | 492.2248 | 461.8173 | 433.2883 | 406.5216 | 381.4085 | 357.8468 | 335.7406 | 315 | 315 | 315 | 315 | 315 | 315 | 315 | 315 | 315 | 315 | 315 | 315 | 315 | 315 | 315 | 315 | 315 | 315
[1349 empty] | SRVCc_mm_IHC_1.5 | 169.9008 | 159.1936 | 145.8813 | 133.3143 | 121.4302 | 110.3721 | 99.1239 | 88.9206 | 79.3403 | 70.3697 | 61.7201 | 54.4314 | 47.3815 | 40.8221 | 34.7285 | 29.0954 | 23.8326 | 19.0197 | 14.9531 | 11.7123 | 9.1288 | 7.6899 | 6.605 | 5.6597 | 4.8431 | 4.087 | 3.5439 | 3.0284 | 2.5762 | 2.1647 | 1.7766 | 1.7551 |  |  |  | SRVCc_mm_IHC_1.5 | 669.7674 | 629.3167 | 591.3091 | 555.597 | 522.0416 | 490.5129 | 460.8883 | 433.053 | 406.8987 | 382.324 | 359.2335 | 337.5376 | 317.152 | 297.9976 | 280 | 280 | 280 | 280 | 280 | 280 | 280 | 280 | 280 | 280 | 280 | 280 | 280 | 280 | 280 | 280 | 280
[1349 empty] | SRVCc_w_IHC_1.5 | 175.5642 | 164.4963 | 150.7355 | 137.7452 | 125.4608 | 114.0302 | 102.4032 | 91.8561 | 81.953 | 72.6803 | 63.7393 | 56.2052 | 48.9178 | 42.1373 | 35.8385 | 30.0157 | 24.5756 | 19.6006 | 15.397 | 12.047 | 9.3765 | 7.8891 | 6.7677 | 5.7905 | 4.9464 | 4.1648 | 3.6034 | 3.0706 | 2.6032 | 2.1778 | 1.7766 | 1.5486 |  |  |  | SRVCc_w_IHC_1.5 | 652.0818 | 611.7866 | 573.9814 | 538.5123 | 505.2351 | 474.0142 | 444.7226 | 417.2411 | 391.4578 | 367.2678 | 344.5726 | 323.2798 | 303.3028 | 284.5603 | 266.9759 | 250.4782 | 235 | 235 | 235 | 235 | 235 | 235 | 235 | 235 | 235 | 235 | 235 | 235 | 235 | 235 | 235
[1349 empty] | AKGD_vc_IHC_1.5 | 242.7815 | 227.4328 | 208.3497 | 190.335 | 173.2992 | 157.4475 | 141.3234 | 126.6969 | 112.9636 | 100.1043 | 87.7052 | 77.257 | 67.151 | 57.748 | 49.013 | 40.9379 | 33.3938 | 26.4945 | 20.665 | 16.0194 | 12.316 | 10.2532 | 8.6981 | 7.3429 | 6.1725 | 5.0886 | 4.31 | 3.5711 | 2.9228 | 2.3329 | 1.7766 | 1.0262 |  |  |  | AKGD_vc_IHC_1.5 | 670.0103 | 641.5631 | 614.3238 | 588.241 | 563.2657 | 539.3507 | 516.4511 | 494.5238 | 473.5274 | 453.4225 | 434.1712 | 415.7373 | 398.086 | 381.1842 | 365 | 365 | 365 | 365 | 365 | 365 | 365 | 365 | 365 | 365 | 365 | 365 | 365 | 365 | 365 | 365 | 365
[1349 empty] | AKMS_vc_IHC_1.5 | 144.8938 | 135.7791 | 124.4469 | 113.7492 | 103.6327 | 94.2195 | 84.6444 | 75.9586 | 67.8033 | 60.167 | 52.804 | 46.5995 | 40.5982 | 35.0144 | 29.8272 | 25.032 | 20.552 | 16.455 | 12.9932 | 10.2345 | 8.0353 | 6.8103 | 5.8868 | 5.0821 | 4.387 | 3.7434 | 3.281 | 2.8422 | 2.4573 | 2.107 | 1.7766 | 1.3892 |  |  |  | AKMS_vc_IHC_1.5 | 670.0103 | 639.4256 | 610.2371 | 582.3809 | 555.7964 | 530.4254 | 506.2125 | 483.1049 | 461.0521 | 440.006 | 419.9206 | 400.752 | 382.4585 | 365 | 365 | 365 | 365 | 365 | 365 | 365 | 365 | 365 | 365 | 365 | 365 | 365 | 365 | 365 | 365 | 365 | 365
[1349 empty] | HIMS_vh_IHC_1.5 | 325.4576 | 304.8434 | 279.214 | 255.0194 | 232.1395 | 210.85 | 189.1945 | 169.5504 | 151.1059 | 133.8353 | 117.1828 | 103.1503 | 89.5775 | 76.9488 | 65.2173 | 54.3721 | 44.24 | 34.9739 | 27.1447 | 20.9054 | 15.9315 | 13.1611 | 11.0725 | 9.2525 | 7.6805 | 6.2247 | 5.1791 | 4.1867 | 3.3161 | 2.5238 | 1.7766 | 2.4881 |  |  |  | HIMS_vh_IHC_1.5 | 637.0499 | 602.6647 | 570.1354 | 539.362 | 510.2495 | 482.7085 | 456.6539 | 432.0057 | 408.6879 | 386.6287 | 365.7601 | 346.018 | 327.3414 | 309.6729 | 292.9581 | 277.1455 | 262.1864 | 248.0347 | 234.6468 | 221.9816 | 210 | 210 | 210 | 210 | 210 | 210 | 210 | 210 | 210 | 210 | 210
[1349 empty] | HIOA_vh_IHC_1.5 | 469.1829 | 439.4154 | 402.4056 | 367.4678 | 334.4284 | 303.6857 | 272.4143 | 244.0477 | 217.4132 | 192.4739 | 168.427 | 148.1636 | 128.564 | 110.3278 | 93.3871 | 77.7263 | 63.0951 | 49.7147 | 38.409 | 29.3992 | 22.2168 | 18.2162 | 15.2002 | 12.572 | 10.302 | 8.1998 | 6.69 | 5.2569 | 3.9996 | 2.8556 | 1.7766 | 1.3309 |  |  |  | HIOA_vh_IHC_1.5 | 637.0499 | 602.6647 | 570.1354 | 539.362 | 510.2495 | 482.7085 | 456.6539 | 432.0057 | 408.6879 | 386.6287 | 365.7601 | 346.018 | 327.3414 | 309.6729 | 292.9581 | 277.1455 | 262.1864 | 248.0347 | 234.6468 | 221.9816 | 210 | 210 | 210 | 210 | 210 | 210 | 210 | 210 | 210 | 210 | 210
[1349 empty] | AZNMc_c_OHC_1.5 | 62.3585 | 58.4171 | 53.5167 | 48.8906 | 44.516 | 40.4454 | 36.3048 | 32.5488 | 29.0222 | 25.72 | 22.536 | 19.853 | 17.2579 | 14.8432 | 12.6001 | 10.5265 | 8.5893 | 6.8176 | 5.3206 | 4.1276 | 3.1766 | 2.6469 | 2.2476 | 1.8996 | 1.599 | 1.3207 | 1.1208 | 0.931 | 0.76453 | 0.61305 | 0.47018 | 1.2843 |  |  |  | AZNMc_c_OHC_1.5 | 209.9476 | 198.4119 | 187.51 | 177.2071 | 167.4703 | 158.2686 | 149.5724 | 141.354 | 133.5872 | 126.2472 | 119.3104 | 112.7548 | 106.5594 | 100.7045 | 95.1712 | 89.9419 | 85 | 85 | 85 | 85 | 85 | 85 | 85 | 85 | 85 | 85 | 85 | 85 | 85 | 85 | 85
[1349 empty] | AZNMc_vh_OHC_1.5 | 90.1048 | 84.3963 | 77.2989 | 70.5989 | 64.2629 | 58.3674 | 52.3705 | 46.9306 | 41.8229 | 37.0403 | 32.4288 | 28.5429 | 24.7842 | 21.2871 | 18.0383 | 15.0351 | 12.2293 | 9.6633 | 7.4952 | 5.7674 | 4.39 | 3.6228 | 3.0444 | 2.5404 | 2.1051 | 1.702 | 1.4124 | 1.1376 | 0.8965 | 0.6771 | 0.47018 | 0.41106 |  |  |  | AZNMc_vh_OHC_1.5 | 237.8267 | 224.5636 | 212.0402 | 200.2151 | 189.0496 | 178.5067 | 168.5517 | 159.152 | 150.2764 | 141.8958 | 133.9826 | 126.5107 | 119.4554 | 112.7937 | 106.5034 | 100.5639 | 94.9557 | 89.6602 | 84.6601 | 79.9388 | 75.4807 | 71.2713 | 67.2967 | 63.5437 | 60 | 60 | 60 | 60 | 60 | 60 | 60
[1349 empty] | AZNMc_mm_OHC_1.5 | 73.5761 | 68.9202 | 63.1316 | 57.6671 | 52.4995 | 47.6911 | 42.8 | 38.3632 | 34.1974 | 30.2967 | 26.5356 | 23.3662 | 20.3007 | 17.4484 | 14.7988 | 12.3493 | 10.0609 | 7.9681 | 6.1998 | 4.7906 | 3.6672 | 3.0415 | 2.5697 | 2.1587 | 1.8036 | 1.4748 | 1.2387 | 1.0145 | 0.81788 | 0.63894 | 0.47018 | 0.53468 |  |  |  | AZNMc_mm_OHC_1.5 | 226.2091 | 212.7522 | 200.0958 | 188.1923 | 176.997 | 166.4676 | 156.5647 | 147.2508 | 138.491 | 130.2524 | 122.5038 | 115.2162 | 108.3621 | 101.9158 | 95.8529 | 90.1508 | 84.7878 | 79.7439 | 75 | 75 | 75 | 75 | 75 | 75 | 75 | 75 | 75 | 75 | 75 | 75 | 75
[1349 empty] | AZNMc_w_OHC_1.5 | 82.7505 | 77.5104 | 70.9953 | 64.845 | 59.0289 | 53.617 | 48.1122 | 43.1186 | 38.43 | 34.0398 | 29.8067 | 26.2396 | 22.7893 | 19.5791 | 16.5969 | 13.8401 | 11.2645 | 8.909 | 6.9188 | 5.3328 | 4.0684 | 3.3641 | 2.8332 | 2.3706 | 1.971 | 1.6009 | 1.3351 | 1.0828 | 0.86152 | 0.66012 | 0.47018 | 0.51275 |  |  |  | AZNMc_w_OHC_1.5 | 232.3443 | 218.0073 | 204.555 | 191.9328 | 180.0894 | 168.9769 | 158.55 | 148.7666 | 139.5869 | 130.9735 | 122.8917 | 115.3086 | 108.1934 | 101.5173 | 95.2531 | 89.3754 | 83.8604 | 78.6858 | 73.8304 | 69.2746 | 65 | 65 | 65 | 65 | 65 | 65 | 65 | 65 | 65 | 65 | 65
[1349 empty] | CAMXc_vc_OHC_1.5 | 47.7013 | 44.6933 | 40.9535 | 37.423 | 34.0844 | 30.9779 | 27.8179 | 24.9515 | 22.2601 | 19.74 | 17.3101 | 15.2625 | 13.282 | 11.4392 | 9.7274 | 8.1449 | 6.6664 | 5.3143 | 4.1719 | 3.2614 | 2.5356 | 2.1314 | 1.8266 | 1.561 | 1.3317 | 1.1192 | 0.96668 | 0.82186 | 0.69482 | 0.57921 | 0.47018 | 0.51275 |  |  |  | CAMXc_vc_OHC_1.5 | 226.1271 | 213.325 | 201.2476 | 189.8541 | 179.1055 | 168.9655 | 159.3996 | 150.3752 | 141.8618 | 133.8303 | 126.2535 | 119.1057 | 112.3626 | 106.0012 | 100 | 100 | 100 | 100 | 100 | 100 | 100 | 100 | 100 | 100 | 100 | 100 | 100 | 100 | 100 | 100 | 100
[1349 empty] | CAMXc_c_OHC_1.5 | 44.2882 | 41.4976 | 38.028 | 34.7527 | 31.6554 | 28.7733 | 25.8417 | 23.1824 | 20.6855 | 18.3475 | 16.0932 | 14.1936 | 12.3562 | 10.6466 | 9.0584 | 7.5903 | 6.2186 | 4.9642 | 3.9044 | 3.0597 | 2.3864 | 2.0114 | 1.7286 | 1.4822 | 1.2694 | 1.0723 | 0.9308 | 0.79645 | 0.67859 | 0.57133 | 0.47018 | 0.51275 |  |  |  | CAMXc_c_OHC_1.5 | 209.9476 | 197.6658 | 186.1024 | 175.2155 | 164.9655 | 155.3151 | 146.2292 | 137.6749 | 129.6209 | 122.0382 | 114.899 | 108.1775 | 101.8491 | 95.891 | 90.2814 | 85 | 85 | 85 | 85 | 85 | 85 | 85 | 85 | 85 | 85 | 85 | 85 | 85 | 85 | 85 | 85
[1349 empty] | CAMXc_vh_OHC_1.5 | 55.1941 | 51.7089 | 47.3758 | 43.2853 | 39.417 | 35.8177 | 32.1564 | 28.8353 | 25.7169 | 22.797 | 19.9816 | 17.6092 | 15.3144 | 13.1794 | 11.1959 | 9.3624 | 7.6494 | 6.0828 | 4.7591 | 3.7042 | 2.8633 | 2.3949 | 2.0418 | 1.7341 | 1.4683 | 1.2222 | 1.0454 | 0.87765 | 0.73046 | 0.59651 | 0.47018 | 0.51275 |  |  |  | CAMXc_vh_OHC_1.5 | 237.8267 | 228.9033 | 220.3146 | 212.0483 | 204.0921 | 196.4344 | 189.064 | 181.9702 | 175.1426 | 168.5711 | 162.2462 | 156.1586 | 150.2994 | 144.66 | 139.2323 | 134.0082 | 128.9801 | 124.1407 | 119.4828 | 114.9998 | 110.6849 | 106.5319 | 102.5348 | 98.6876 | 94.9847 | 91.4208 | 87.9907 | 84.6892 | 81.5116 | 78.4532 | 75.5096
[1349 empty] | CAMXc_mm_OHC_1.5 | 49.3674 | 46.2533 | 42.3816 | 38.7266 | 35.2702 | 32.0541 | 28.7827 | 25.8151 | 23.0288 | 20.4198 | 17.9042 | 15.7843 | 13.7339 | 11.8262 | 10.0539 | 8.4156 | 6.885 | 5.4852 | 4.3024 | 3.3599 | 2.6085 | 2.19 | 1.8745 | 1.5995 | 1.3621 | 1.1421 | 0.98419 | 0.83427 | 0.70275 | 0.58306 | 0.47018 | 0.51275 |  |  |  | CAMXc_mm_OHC_1.5 | 226.2091 | 211.986 | 198.6572 | 186.1665 | 174.4611 | 163.4917 | 153.212 | 143.5787 | 134.551 | 126.091 | 118.163 | 110.7334 | 103.7709 | 97.2462 | 91.1318 | 85.4018 | 80.0321 | 75 | 75 | 75 | 75 | 75 | 75 | 75 | 75 | 75 | 75 | 75 | 75 | 75 | 75
[1349 empty] | CAMXc_w_OHC_1.5 | 52.5595 | 49.2421 | 45.1176 | 41.224 | 37.542 | 34.1159 | 30.631 | 27.4697 | 24.5014 | 21.7221 | 19.0423 | 16.784 | 14.5998 | 12.5675 | 10.6796 | 8.9343 | 7.3037 | 5.8126 | 4.5526 | 3.5485 | 2.7481 | 2.3023 | 1.9662 | 1.6733 | 1.4203 | 1.186 | 1.0177 | 0.85804 | 0.71793 | 0.59043 | 0.47018 | 0.51275 |  |  |  | CAMXc_w_OHC_1.5 | 232.3443 | 218.0073 | 204.555 | 191.9328 | 180.0894 | 168.9769 | 158.55 | 148.7666 | 139.5869 | 130.9735 | 122.8917 | 115.3086 | 108.1934 | 101.5173 | 95.2531 | 89.3754 | 83.8604 | 78.6858 | 73.8304 | 69.2746 | 65 | 65 | 65 | 65 | 65 | 65 | 65 | 65 | 65 | 65 | 65
[1349 empty] | ERCTc_vh_OHC_1.5 | 87.1726 | 81.6508 | 74.7856 | 68.3048 | 62.1761 | 56.4734 | 50.6726 | 45.4107 | 40.4701 | 35.8439 | 31.3833 | 27.6245 | 23.9889 | 20.6061 | 17.4636 | 14.5586 | 11.8446 | 9.3626 | 7.2654 | 5.5941 | 4.2618 | 3.5197 | 2.9602 | 2.4727 | 2.0516 | 1.6617 | 1.3816 | 1.1158 | 0.88255 | 0.67033 | 0.47018 | 0.51275 |  |  |  | ERCTc_vh_OHC_1.5 | 237.8267 | 224.004 | 210.9848 | 198.7222 | 187.1723 | 176.2937 | 166.0474 | 156.3966 | 147.3067 | 138.7451 | 130.6812 | 123.0859 | 115.9321 | 109.194 | 102.8476 | 96.87 | 91.2398 | 85.9369 | 80.9422 | 76.2378 | 71.8068 | 67.6333 | 63.7024 | 60 | 60 | 60 | 60 | 60 | 60 | 60 | 60
[1349 empty] | ERCTc_mm_OHC_1.5 | 71.5428 | 67.0164 | 61.3888 | 56.0762 | 51.0524 | 46.3777 | 41.6227 | 37.3093 | 33.2593 | 29.4671 | 25.8106 | 22.7294 | 19.7492 | 16.9762 | 14.4002 | 12.0189 | 9.7941 | 7.7595 | 6.0404 | 4.6704 | 3.5783 | 2.97 | 2.5113 | 2.1117 | 1.7665 | 1.4469 | 1.2173 | 0.99939 | 0.80821 | 0.63425 | 0.47018 | 0.51275 |  |  |  | ERCTc_mm_OHC_1.5 | 226.2091 | 212.7522 | 200.0958 | 188.1923 | 176.997 | 166.4676 | 156.5647 | 147.2508 | 138.491 | 130.2524 | 122.5038 | 115.2162 | 108.3621 | 101.9158 | 95.8529 | 90.1508 | 84.7878 | 79.7439 | 75 | 75 | 75 | 75 | 75 | 75 | 75 | 75 | 75 | 75 | 75 | 75 | 75
[1349 empty] | ERCTc_w_OHC_1.5 | 80.2147 | 75.136 | 68.8218 | 62.861 | 57.2241 | 51.9791 | 46.6439 | 41.8042 | 37.2601 | 33.0052 | 28.9025 | 25.4454 | 22.1015 | 18.9902 | 16.0999 | 13.428 | 10.9318 | 8.6489 | 6.7201 | 5.1829 | 3.9575 | 3.275 | 2.7604 | 2.312 | 1.9247 | 1.5661 | 1.3085 | 1.064 | 0.84946 | 0.65427 | 0.47018 | 0.51275 |  |  |  | ERCTc_w_OHC_1.5 | 232.3443 | 218.0073 | 204.555 | 191.9328 | 180.0894 | 168.9769 | 158.55 | 148.7666 | 139.5869 | 130.9735 | 122.8917 | 115.3086 | 108.1934 | 101.5173 | 95.2531 | 89.3754 | 83.8604 | 78.6858 | 73.8304 | 69.2746 | 65 | 65 | 65 | 65 | 65 | 65 | 65 | 65 | 65 | 65 | 65
[1349 empty] | FRCCc_vh_OHC_1.5 | 88.8606 | 83.2313 | 76.2325 | 69.6255 | 63.3774 | 57.5637 | 51.65 | 46.2857 | 41.2489 | 36.5326 | 31.9852 | 28.1532 | 24.4467 | 20.9981 | 17.7945 | 14.8329 | 12.066 | 9.5357 | 7.3977 | 5.6938 | 4.3356 | 3.5791 | 3.0087 | 2.5117 | 2.0824 | 1.6849 | 1.3993 | 1.1283 | 0.89058 | 0.67423 | 0.47018 | 0.51275 |  |  |  | FRCCc_vh_OHC_1.5 | 237.8267 | 221.198 | 205.7319 | 191.3473 | 177.9684 | 165.5249 | 153.9515 | 143.1873 | 133.1757 | 123.8642 | 115.2036 | 107.1487 | 99.6569 | 92.6889 | 86.2082 | 80.1805 | 74.5744 | 69.3602 | 64.5105 | 60 | 60 | 60 | 60 | 60 | 60 | 60 | 60 | 60 | 60 | 60 | 60
[1349 empty] | MROEc_vc_OHC_1.5 | 107.0413 | 100.2541 | 91.8157 | 83.8497 | 76.3166 | 69.3071 | 62.177 | 55.7093 | 49.6365 | 43.9502 | 38.4674 | 33.8472 | 29.3784 | 25.2204 | 21.3579 | 17.7871 | 14.4511 | 11.4003 | 8.8226 | 6.7683 | 5.1307 | 4.2185 | 3.5308 | 2.9316 | 2.414 | 1.9347 | 1.5905 | 1.2637 | 0.97705 | 0.7162 | 0.47018 | 0.51275 |  |  |  | MROEc_vc_OHC_1.5 | 226.1271 | 216.1057 | 206.5285 | 197.3758 | 188.6286 | 180.2691 | 172.2801 | 164.6451 | 157.3485 | 150.3752 | 143.711 | 137.3421 | 131.2555 | 125.4386 | 119.8795 | 114.5668 | 109.4895 | 104.6372 | 100 | 100 | 100 | 100 | 100 | 100 | 100 | 100 | 100 | 100 | 100 | 100 | 100
[1349 empty] | MROWc_vc_OHC_1.5 | 75.1019 | 70.3489 | 64.4394 | 58.8608 | 53.5854 | 48.6766 | 43.6835 | 39.1541 | 34.9013 | 30.9192 | 27.0796 | 23.8441 | 20.7146 | 17.8028 | 15.0978 | 12.5972 | 10.261 | 8.1246 | 6.3193 | 4.8807 | 3.7339 | 3.0951 | 2.6136 | 2.1939 | 1.8315 | 1.4958 | 1.2547 | 1.0259 | 0.82514 | 0.64247 | 0.47018 | 0.51275 |  |  |  | MROWc_vc_OHC_1.5 | 226.1271 | 214.8847 | 204.2013 | 194.049 | 184.4015 | 175.2336 | 166.5215 | 158.2426 | 150.3752 | 142.899 | 135.7945 | 129.0432 | 122.6276 | 116.5309 | 110.7373 | 105.2318 | 100 | 100 | 100 | 100 | 100 | 100 | 100 | 100 | 100 | 100 | 100 | 100 | 100 | 100 | 100
[1349 empty] | MROWc_c_OHC_1.5 | 69.7283 | 65.3175 | 59.8336 | 54.6566 | 49.761 | 45.2057 | 40.5721 | 36.3688 | 32.4222 | 28.7268 | 25.1637 | 22.1611 | 19.257 | 16.5548 | 14.0446 | 11.7241 | 9.5561 | 7.5734 | 5.8982 | 4.5632 | 3.4989 | 2.9061 | 2.4592 | 2.0698 | 1.7334 | 1.4219 | 1.1982 | 0.98588 | 0.79958 | 0.63006 | 0.47018 | 0.51275 |  |  |  | MROWc_c_OHC_1.5 | 209.9476 | 199.0725 | 188.7608 | 178.9832 | 169.7121 | 160.9212 | 152.5857 | 144.6819 | 137.1875 | 130.0814 | 123.3433 | 116.9543 | 110.8962 | 105.1519 | 99.7051 | 94.5405 | 89.6434 | 85 | 85 | 85 | 85 | 85 | 85 | 85 | 85 | 85 | 85 | 85 | 85 | 85 | 85
[1349 empty] | NEWEc_vc_OHC_1.5 | 48.7193 | 45.6465 | 41.826 | 38.2195 | 34.8089 | 31.6355 | 28.4074 | 25.4792 | 22.7298 | 20.1554 | 17.6731 | 15.5813 | 13.5581 | 11.6756 | 9.9269 | 8.3103 | 6.7999 | 5.4187 | 4.2516 | 3.3216 | 2.5802 | 2.1672 | 1.8559 | 1.5846 | 1.3502 | 1.1332 | 0.97738 | 0.82944 | 0.69966 | 0.58156 | 0.47018 | 0.51275 |  |  |  | NEWEc_vc_OHC_1.5 | 226.1271 | 211.2629 | 197.3758 | 184.4015 | 172.2801 | 160.9554 | 150.3752 | 140.4905 | 131.2555 | 122.6276 | 114.5668 | 107.0359 | 100 | 100 | 100 | 100 | 100 | 100 | 100 | 100 | 100 | 100 | 100 | 100 | 100 | 100 | 100 | 100 | 100 | 100 | 100
[1349 empty] | NEWEc_c_OHC_1.5 | 45.2334 | 42.3826 | 38.8382 | 35.4922 | 32.3281 | 29.3838 | 26.389 | 23.6723 | 21.1216 | 18.7331 | 16.4302 | 14.4896 | 12.6125 | 10.8661 | 9.2437 | 7.7438 | 6.3426 | 5.0612 | 3.9784 | 3.1156 | 2.4277 | 2.0446 | 1.7558 | 1.5041 | 1.2867 | 1.0853 | 0.94073 | 0.80349 | 0.68308 | 0.57352 | 0.47018 | 0.51275 |  |  |  | NEWEc_c_OHC_1.5 | 209.9476 | 195.8411 | 182.6824 | 170.4079 | 158.9581 | 148.2776 | 138.3147 | 129.0213 | 120.3523 | 112.2657 | 104.7225 | 97.6862 | 91.1226 | 85 | 85 | 85 | 85 | 85 | 85 | 85 | 85 | 85 | 85 | 85 | 85 | 85 | 85 | 85 | 85 | 85 | 85
[1349 empty] | NWPPc_vc_OHC_1.5 | 52.8362 | 49.5012 | 45.3548 | 41.4406 | 37.739 | 34.2947 | 30.7912 | 27.6131 | 24.6291 | 21.835 | 19.1409 | 16.8707 | 14.6749 | 12.6318 | 10.7338 | 8.9792 | 7.34 | 5.8409 | 4.5743 | 3.5649 | 2.7602 | 2.312 | 1.9741 | 1.6796 | 1.4253 | 1.1898 | 1.0207 | 0.8601 | 0.71924 | 0.59107 | 0.47018 | 0.37869 |  |  |  | NWPPc_vc_OHC_1.5 | 226.1271 | 213.325 | 201.2476 | 189.8541 | 179.1055 | 168.9655 | 159.3996 | 150.3752 | 141.8618 | 133.8303 | 126.2535 | 119.1057 | 112.3626 | 106.0012 | 100 | 100 | 100 | 100 | 100 | 100 | 100 | 100 | 100 | 100 | 100 | 100 | 100 | 100 | 100 | 100 | 100
[1349 empty] | NWPPc_c_OHC_1.5 | 49.0558 | 45.9615 | 42.1145 | 38.4828 | 35.0484 | 31.8528 | 28.6022 | 25.6536 | 22.885 | 20.2926 | 17.793 | 15.6867 | 13.6494 | 11.7538 | 9.9928 | 8.365 | 6.8441 | 5.4532 | 4.278 | 3.3415 | 2.5949 | 2.179 | 1.8655 | 1.5923 | 1.3564 | 1.1379 | 0.98091 | 0.83195 | 0.70126 | 0.58234 | 0.47018 | 0.3524 |  |  |  | NWPPc_c_OHC_1.5 | 209.9476 | 197.6658 | 186.1024 | 175.2155 | 164.9655 | 155.3151 | 146.2292 | 137.6749 | 129.6209 | 122.0382 | 114.899 | 108.1775 | 101.8491 | 95.891 | 90.2814 | 85 | 85 | 85 | 85 | 85 | 85 | 85 | 85 | 85 | 85 | 85 | 85 | 85 | 85 | 85 | 85
[1349 empty] | NWPPc_mm_OHC_1.5 | 55.7545 | 52.2336 | 47.8562 | 43.7238 | 39.8159 | 36.1797 | 32.4809 | 29.1258 | 25.9755 | 23.0257 | 20.1814 | 17.7847 | 15.4665 | 13.3095 | 11.3058 | 9.4534 | 7.7229 | 6.1403 | 4.803 | 3.7374 | 2.8878 | 2.4146 | 2.0579 | 1.7471 | 1.4786 | 1.2299 | 1.0513 | 0.88183 | 0.73312 | 0.5978 | 0.47018 | 0.34913 |  |  |  | NWPPc_mm_OHC_1.5 | 226.2091 | 211.986 | 198.6572 | 186.1665 | 174.4611 | 163.4917 | 153.212 | 143.5787 | 134.551 | 126.091 | 118.163 | 110.7334 | 103.7709 | 97.2462 | 91.1318 | 85.4018 | 80.0321 | 75 | 75 | 75 | 75 | 75 | 75 | 75 | 75 | 75 | 75 | 75 | 75 | 75 | 75
[1349 empty] | NWPPc_w_OHC_1.5 | 60.5249 | 56.7002 | 51.945 | 47.456 | 43.211 | 39.261 | 35.2431 | 31.5984 | 28.1763 | 24.9719 | 21.8823 | 19.2787 | 16.7605 | 14.4174 | 12.2408 | 10.2286 | 8.3487 | 6.6295 | 5.1769 | 4.0193 | 3.0964 | 2.5824 | 2.1949 | 1.8572 | 1.5656 | 1.2955 | 1.1015 | 0.91735 | 0.75581 | 0.60882 | 0.47018 | 1.0177 |  |  |  | NWPPc_w_OHC_1.5 | 232.3443 | 218.0073 | 204.555 | 191.9328 | 180.0894 | 168.9769 | 158.55 | 148.7666 | 139.5869 | 130.9735 | 122.8917 | 115.3086 | 108.1934 | 101.5173 | 95.2531 | 89.3754 | 83.8604 | 78.6858 | 73.8304 | 69.2746 | 65 | 65 | 65 | 65 | 65 | 65 | 65 | 65 | 65 | 65 | 65
[1349 empty] | NYSTc_vc_OHC_1.5 | 58.1046 | 54.434 | 49.8705 | 45.5624 | 41.4884 | 37.6976 | 33.8417 | 30.3439 | 27.0596 | 23.9845 | 21.0193 | 18.5207 | 16.1039 | 13.8553 | 11.7664 | 9.8353 | 8.0312 | 6.3813 | 4.9872 | 3.8762 | 2.9906 | 2.4973 | 2.1254 | 1.8013 | 1.5214 | 1.2622 | 1.076 | 0.89933 | 0.7443 | 0.60323 | 0.47018 | 0.50214 |  |  |  | NYSTc_vc_OHC_1.5 | 226.1271 | 214.8847 | 204.2013 | 194.049 | 184.4015 | 175.2336 | 166.5215 | 158.2426 | 150.3752 | 142.899 | 135.7945 | 129.0432 | 122.6276 | 116.5309 | 110.7373 | 105.2318 | 100 | 100 | 100 | 100 | 100 | 100 | 100 | 100 | 100 | 100 | 100 | 100 | 100 | 100 | 100
[1349 empty] | NYSTc_c_OHC_1.5 | 53.9472 | 50.5414 | 46.307 | 42.3097 | 38.5296 | 35.0123 | 31.4344 | 28.1889 | 25.1416 | 22.2883 | 19.537 | 17.2186 | 14.9762 | 12.8898 | 10.9515 | 9.1598 | 7.4858 | 5.9549 | 4.6614 | 3.6305 | 2.8088 | 2.3511 | 2.006 | 1.7053 | 1.4456 | 1.2051 | 1.0323 | 0.86837 | 0.72453 | 0.59363 | 0.47018 | 0.40156 |  |  |  | NYSTc_c_OHC_1.5 | 209.9476 | 198.4119 | 187.51 | 177.2071 | 167.4703 | 158.2686 | 149.5724 | 141.354 | 133.5872 | 126.2472 | 119.3104 | 112.7548 | 106.5594 | 100.7045 | 95.1712 | 89.9419 | 85 | 85 | 85 | 85 | 85 | 85 | 85 | 85 | 85 | 85 | 85 | 85 | 85 | 85 | 85
[1349 empty] | NYSTc_mm_OHC_1.5 | 62.3074 | 58.3692 | 53.4729 | 48.8507 | 44.4796 | 40.4124 | 36.2752 | 32.5223 | 28.9986 | 25.6992 | 22.5178 | 19.837 | 17.244 | 14.8314 | 12.5901 | 10.5182 | 8.5825 | 6.8123 | 5.3166 | 4.1246 | 3.1744 | 2.6451 | 2.2461 | 1.8984 | 1.5981 | 1.32 | 1.1202 | 0.93062 | 0.76429 | 0.61293 | 0.47018 | 0.39525 |  |  |  | NYSTc_mm_OHC_1.5 | 226.2091 | 213.44 | 201.3918 | 190.0236 | 179.2972 | 169.1762 | 159.6266 | 150.616 | 142.114 | 134.092 | 126.5227 | 119.3808 | 112.642 | 106.2836 | 100.2841 | 94.6232 | 89.282 | 84.2422 | 79.4869 | 75 | 75 | 75 | 75 | 75 | 75 | 75 | 75 | 75 | 75 | 75 | 75
[1349 empty] | RFCEc_vc_OHC_1.5 | 55.8364 | 52.3104 | 47.9264 | 43.7879 | 39.8742 | 36.2326 | 32.5284 | 29.1682 | 26.0133 | 23.0591 | 20.2106 | 17.8104 | 15.4887 | 13.3285 | 11.3218 | 9.4668 | 7.7336 | 6.1487 | 4.8094 | 3.7422 | 2.8914 | 2.4175 | 2.0603 | 1.7489 | 1.4801 | 1.231 | 1.0522 | 0.88244 | 0.73351 | 0.59799 | 0.47018 | 0.38476 |  |  |  | RFCEc_vc_OHC_1.5 | 226.1271 | 209.961 | 194.9507 | 181.0135 | 168.0727 | 156.057 | 144.9003 | 134.5413 | 124.9228 | 115.9919 | 107.6995 | 100 | 100 | 100 | 100 | 100 | 100 | 100 | 100 | 100 | 100 | 100 | 100 | 100 | 100 | 100 | 100 | 100 | 100 | 100 | 100
[1349 empty] | RFCEc_c_OHC_1.5 | 51.8413 | 48.5697 | 44.502 | 40.6621 | 37.0309 | 33.6521 | 30.2151 | 27.0974 | 24.1701 | 21.4291 | 18.7862 | 16.5591 | 14.405 | 12.4007 | 10.5388 | 8.8176 | 7.2095 | 5.7389 | 4.4963 | 3.5061 | 2.7167 | 2.277 | 1.9455 | 1.6567 | 1.4072 | 1.1761 | 1.0102 | 0.85269 | 0.71451 | 0.58877 | 0.47018 | 0.34063 |  |  |  | RFCEc_c_OHC_1.5 | 209.9476 | 194.7092 | 180.5769 | 167.4703 | 155.3151 | 144.042 | 133.5872 | 123.8912 | 114.899 | 106.5594 | 98.8252 | 91.6523 | 85 | 85 | 85 | 85 | 85 | 85 | 85 | 85 | 85 | 85 | 85 | 85 | 85 | 85 | 85 | 85 | 85 | 85 | 85
[1349 empty] | RFCEc_mm_OHC_1.5 | 59.4863 | 55.7277 | 51.0548 | 46.6434 | 42.4718 | 38.5901 | 34.6417 | 31.06 | 27.6971 | 24.5482 | 21.512 | 18.9534 | 16.4787 | 14.1762 | 12.0372 | 10.0598 | 8.2124 | 6.523 | 5.0955 | 3.9579 | 3.051 | 2.5459 | 2.1651 | 1.8332 | 1.5466 | 1.2812 | 1.0906 | 0.90961 | 0.75087 | 0.60642 | 0.47018 | 0.47587 |  |  |  | RFCEc_mm_OHC_1.5 | 226.2091 | 209.0565 | 193.2045 | 178.5546 | 165.0155 | 152.503 | 140.9393 | 130.2524 | 120.3758 | 111.2482 | 102.8127 | 95.0168 | 87.812 | 81.1536 | 75 | 75 | 75 | 75 | 75 | 75 | 75 | 75 | 75 | 75 | 75 | 75 | 75 | 75 | 75 | 75 | 75
[1349 empty] | RFCMc_vc_OHC_1.5 | 85.1731 | 79.7787 | 73.0718 | 66.7404 | 60.753 | 55.1819 | 49.5149 | 44.3743 | 39.5476 | 35.0282 | 30.6704 | 26.9983 | 23.4465 | 20.1417 | 17.0717 | 14.2337 | 11.5823 | 9.1575 | 7.1087 | 5.4759 | 4.1743 | 3.4494 | 2.9028 | 2.4265 | 2.0151 | 1.6342 | 1.3606 | 1.1009 | 0.87304 | 0.66572 | 0.47018 | 0.98968 |  |  |  | RFCMc_vc_OHC_1.5 | 226.1271 | 212.3707 | 199.4513 | 187.3177 | 175.9223 | 165.2202 | 155.1691 | 145.7295 | 136.8641 | 128.538 | 120.7185 | 113.3746 | 106.4775 | 100 | 100 | 100 | 100 | 100 | 100 | 100 | 100 | 100 | 100 | 100 | 100 | 100 | 100 | 100 | 100 | 100 | 100
[1349 empty] | RFCMc_c_OHC_1.5 | 79.0789 | 74.0726 | 67.8483 | 61.9724 | 56.4158 | 51.2455 | 45.9862 | 41.2155 | 36.7361 | 32.5418 | 28.4976 | 25.0897 | 21.7934 | 18.7264 | 15.8773 | 13.2435 | 10.7828 | 8.5325 | 6.631 | 5.1158 | 3.9078 | 3.235 | 2.7278 | 2.2858 | 1.904 | 1.5504 | 1.2965 | 1.0555 | 0.84406 | 0.65165 | 0.47018 | 0.35481 |  |  |  | RFCMc_c_OHC_1.5 | 209.9476 | 195.8411 | 182.6824 | 170.4079 | 158.9581 | 148.2776 | 138.3147 | 129.0213 | 120.3523 | 112.2657 | 104.7225 | 97.6862 | 91.1226 | 85 | 85 | 85 | 85 | 85 | 85 | 85 | 85 | 85 | 85 | 85 | 85 | 85 | 85 | 85 | 85 | 85 | 85
[1349 empty] | RFCWc_vc_OHC_1.5 | 75.3455 | 70.5769 | 64.6482 | 59.0514 | 53.7588 | 48.834 | 43.8245 | 39.2804 | 35.0137 | 31.0186 | 27.1665 | 23.9204 | 20.7807 | 17.8594 | 15.1456 | 12.6368 | 10.293 | 8.1495 | 6.3384 | 4.8951 | 3.7446 | 3.1037 | 2.6206 | 2.1995 | 1.8359 | 1.4991 | 1.2573 | 1.0277 | 0.8263 | 0.64303 | 0.47018 | 0.4821 |  |  |  | RFCWc_vc_OHC_1.5 | 226.1271 | 213.325 | 201.2476 | 189.8541 | 179.1055 | 168.9655 | 159.3996 | 150.3752 | 141.8618 | 133.8303 | 126.2535 | 119.1057 | 112.3626 | 106.0012 | 100 | 100 | 100 | 100 | 100 | 100 | 100 | 100 | 100 | 100 | 100 | 100 | 100 | 100 | 100 | 100 | 100
[1349 empty] | RFCWc_c_OHC_1.5 | 69.9545 | 65.5293 | 60.0274 | 54.8336 | 49.922 | 45.3518 | 40.703 | 36.486 | 32.5266 | 28.8191 | 25.2443 | 22.232 | 19.3183 | 16.6073 | 14.0889 | 11.7608 | 9.5858 | 7.5966 | 5.9159 | 4.5765 | 3.5088 | 2.9141 | 2.4657 | 2.075 | 1.7376 | 1.4251 | 1.2006 | 0.98756 | 0.80066 | 0.63058 | 0.47018 | 14.7467 |  |  |  | RFCWc_c_OHC_1.5 | 209.9476 | 196.8165 | 184.5067 | 172.9667 | 162.1486 | 152.0071 | 142.4998 | 133.5872 | 125.232 | 117.3994 | 110.0567 | 103.1733 | 96.7203 | 90.671 | 85 | 85 | 85 | 85 | 85 | 85 | 85 | 85 | 85 | 85 | 85 | 85 | 85 | 85 | 85 | 85 | 85
[1349 empty] | RFCWc_mm_OHC_1.5 | 83.7524 | 78.4484 | 71.854 | 65.6288 | 59.7419 | 54.2642 | 48.6923 | 43.6379 | 38.8922 | 34.4485 | 30.1639 | 26.5533 | 23.0611 | 19.8118 | 16.7933 | 14.0029 | 11.3959 | 9.0118 | 6.9973 | 5.392 | 4.1122 | 3.3994 | 2.862 | 2.3937 | 1.9892 | 1.6147 | 1.3456 | 1.0903 | 0.86628 | 0.66244 | 0.47018 | 15.5198 |  |  |  | RFCWc_mm_OHC_1.5 | 226.2091 | 211.1273 | 197.0511 | 183.9134 | 171.6516 | 160.2073 | 149.526 | 139.5569 | 130.2524 | 121.5682 | 113.4631 | 105.8983 | 98.8379 | 92.2482 | 86.0979 | 80.3576 | 75 | 75 | 75 | 75 | 75 | 75 | 75 | 75 | 75 | 75 | 75 | 75 | 75 | 75 | 75
[1349 empty] | RMPAc_vc_OHC_1.5 | 84.6962 | 79.3321 | 72.663 | 66.3672 | 60.4136 | 54.8738 | 49.2387 | 44.1271 | 39.3276 | 34.8336 | 30.5004 | 26.8489 | 23.3171 | 20.031 | 16.9783 | 14.1562 | 11.5197 | 9.1086 | 7.0713 | 5.4477 | 4.1535 | 3.4326 | 2.8891 | 2.4155 | 2.0064 | 1.6276 | 1.3556 | 1.0973 | 0.87077 | 0.66461 | 0.47018 | 15.4982 |  |  |  | RMPAc_vc_OHC_1.5 | 226.1271 | 215.5303 | 205.4301 | 195.8032 | 186.6274 | 177.8817 | 169.5458 | 161.6005 | 154.0276 | 146.8095 | 139.9297 | 133.3723 | 127.1222 | 121.165 | 115.4869 | 110.075 | 104.9166 | 100 | 100 | 100 | 100 | 100 | 100 | 100 | 100 | 100 | 100 | 100 | 100 | 100 | 100
[1349 empty] | RMPAc_c_OHC_1.5 | 78.6361 | 73.658 | 67.4687 | 61.626 | 56.1007 | 50.9595 | 45.7298 | 40.986 | 36.5318 | 32.3611 | 28.3397 | 24.951 | 21.6733 | 18.6236 | 15.7905 | 13.1715 | 10.7247 | 8.487 | 6.5963 | 5.0896 | 3.8885 | 3.2194 | 2.7151 | 2.2755 | 1.8959 | 1.5444 | 1.2919 | 1.0522 | 0.84195 | 0.65063 | 0.47018 | 17.6097 |  |  |  | RMPAc_c_OHC_1.5 | 209.9476 | 199.0725 | 188.7608 | 178.9832 | 169.7121 | 160.9212 | 152.5857 | 144.6819 | 137.1875 | 130.0814 | 123.3433 | 116.9543 | 110.8962 | 105.1519 | 99.7051 | 94.5405 | 89.6434 | 85 | 85 | 85 | 85 | 85 | 85 | 85 | 85 | 85 | 85 | 85 | 85 | 85 | 85
[1349 empty] | RMPAc_mm_OHC_1.5 | 95.383 | 89.3384 | 81.8231 | 74.7285 | 68.0194 | 61.7767 | 55.4267 | 49.6664 | 44.258 | 39.1937 | 34.3107 | 30.196 | 26.216 | 22.5129 | 19.0729 | 15.8928 | 12.9217 | 10.2046 | 7.9089 | 6.0793 | 4.6208 | 3.8085 | 3.196 | 2.6623 | 2.2014 | 1.7745 | 1.4679 | 1.1769 | 0.9216 | 0.68928 | 0.47018 | 20.0084 |  |  |  | RMPAc_mm_OHC_1.5 | 226.2091 | 213.44 | 201.3918 | 190.0236 | 179.2972 | 169.1762 | 159.6266 | 150.616 | 142.114 | 134.092 | 126.5227 | 119.3808 | 112.642 | 106.2836 | 100.2841 | 94.6232 | 89.282 | 84.2422 | 79.4869 | 75 | 75 | 75 | 75 | 75 | 75 | 75 | 75 | 75 | 75 | 75 | 75
[1349 empty] | SPNOc_c_OHC_1.5 | 68.3344 | 64.0123 | 58.6388 | 53.566 | 48.7689 | 44.3053 | 39.7649 | 35.6463 | 31.7791 | 28.1581 | 24.6667 | 21.7246 | 18.8788 | 16.2311 | 13.7714 | 11.4976 | 9.3732 | 7.4305 | 5.789 | 4.4808 | 3.438 | 2.8571 | 2.4192 | 2.0376 | 1.708 | 1.4028 | 1.1836 | 0.9755 | 0.79295 | 0.62684 | 0.47018 | 14.2024 |  |  |  | SPNOc_c_OHC_1.5 | 209.9476 | 198.4119 | 187.51 | 177.2071 | 167.4703 | 158.2686 | 149.5724 | 141.354 | 133.5872 | 126.2472 | 119.3104 | 112.7548 | 106.5594 | 100.7045 | 95.1712 | 89.9419 | 85 | 85 | 85 | 85 | 85 | 85 | 85 | 85 | 85 | 85 | 85 | 85 | 85 | 85 | 85
[1349 empty] | SPNOc_mm_OHC_1.5 | 81.5819 | 76.4161 | 69.9936 | 63.9307 | 58.1972 | 52.8622 | 47.4355 | 42.5129 | 37.8908 | 33.563 | 29.39 | 25.8736 | 22.4723 | 19.3077 | 16.3679 | 13.6502 | 11.1111 | 8.7892 | 6.8272 | 5.2637 | 4.0173 | 3.323 | 2.7997 | 2.3436 | 1.9496 | 1.5848 | 1.3228 | 1.0741 | 0.85596 | 0.65743 | 0.47018 | 21.8946 |  |  |  | SPNOc_mm_OHC_1.5 | 226.2091 | 213.44 | 201.3918 | 190.0236 | 179.2972 | 169.1762 | 159.6266 | 150.616 | 142.114 | 134.092 | 126.5227 | 119.3808 | 112.642 | 106.2836 | 100.2841 | 94.6232 | 89.282 | 84.2422 | 79.4869 | 75 | 75 | 75 | 75 | 75 | 75 | 75 | 75 | 75 | 75 | 75 | 75
[1349 empty] | SPSOc_mm_OHC_1.5 | 79.7718 | 74.7214 | 68.4422 | 62.5145 | 56.9089 | 51.693 | 46.3874 | 41.5747 | 37.0558 | 32.8245 | 28.7446 | 25.3067 | 21.9813 | 18.8873 | 16.0131 | 13.3561 | 10.8737 | 8.6035 | 6.6853 | 5.1567 | 3.9381 | 3.2594 | 2.7477 | 2.3018 | 1.9166 | 1.56 | 1.3038 | 1.0607 | 0.84735 | 0.65325 | 0.47018 | 13.5591 |  |  |  | SPSOc_mm_OHC_1.5 | 226.2091 | 214.061 | 202.5653 | 191.687 | 181.3929 | 171.6516 | 162.4334 | 153.7103 | 145.4556 | 137.6443 | 130.2524 | 123.2575 | 116.6382 | 110.3744 | 104.447 | 98.8379 | 93.53 | 88.5072 | 83.7541 | 79.2563 | 75 | 75 | 75 | 75 | 75 | 75 | 75 | 75 | 75 | 75 | 75
[1349 empty] | SPSOc_w_OHC_1.5 | 90.4773 | 84.745 | 77.6181 | 70.8903 | 64.528 | 58.6079 | 52.5861 | 47.1236 | 41.9947 | 37.1922 | 32.5616 | 28.6595 | 24.8853 | 21.3736 | 18.1113 | 15.0956 | 12.2781 | 9.7015 | 7.5244 | 5.7894 | 4.4063 | 3.6359 | 3.0551 | 2.549 | 2.1119 | 1.7071 | 1.4163 | 1.1404 | 0.89827 | 0.67796 | 0.47018 | 13.0434 |  |  |  | SPSOc_w_OHC_1.5 | 232.3443 | 219.826 | 207.9821 | 196.7764 | 186.1744 | 176.1437 | 166.6534 | 157.6744 | 149.1791 | 141.1416 | 133.5372 | 126.3424 | 119.5353 | 113.0949 | 107.0016 | 101.2365 | 95.7821 | 90.6215 | 85.739 | 81.1195 | 76.7489 | 72.6138 | 68.7015 | 65 | 65 | 65 | 65 | 65 | 65 | 65 | 65
[1349 empty] | SRMVc_vh_OHC_1.5 | 78.8681 | 73.8752 | 67.6675 | 61.8074 | 56.2658 | 51.1093 | 45.8642 | 41.1062 | 36.6388 | 32.4558 | 28.4224 | 25.0236 | 21.7362 | 18.6774 | 15.836 | 13.2092 | 10.7551 | 8.5108 | 6.6145 | 5.1033 | 3.8986 | 3.2276 | 2.7217 | 2.2809 | 1.9001 | 1.5476 | 1.2943 | 1.0539 | 0.84305 | 0.65116 | 0.47018 | 14.829 |  |  |  | SRMVc_vh_OHC_1.5 | 237.8267 | 222.0011 | 207.2286 | 193.4391 | 180.5671 | 168.5517 | 157.3359 | 146.8664 | 137.0935 | 127.9709 | 119.4554 | 111.5066 | 104.0866 | 97.1604 | 90.6951 | 84.6601 | 79.0266 | 73.7679 | 68.8592 | 64.2772 | 60 | 60 | 60 | 60 | 60 | 60 | 60 | 60 | 60 | 60 | 60
[1349 empty] | SRMVc_mm_OHC_1.5 | 65.784 | 61.6244 | 56.4528 | 51.5707 | 46.9539 | 42.658 | 38.2882 | 34.3244 | 30.6026 | 27.1176 | 23.7574 | 20.9258 | 18.1871 | 15.6388 | 13.2715 | 11.0832 | 9.0386 | 7.1689 | 5.5891 | 4.3301 | 3.3264 | 2.7674 | 2.346 | 1.9787 | 1.6615 | 1.3677 | 1.1568 | 0.95651 | 0.78082 | 0.62096 | 0.47018 | 18.6568 |  |  |  | SRMVc_mm_OHC_1.5 | 226.2091 | 211.986 | 198.6572 | 186.1665 | 174.4611 | 163.4917 | 153.212 | 143.5787 | 134.551 | 126.091 | 118.163 | 110.7334 | 103.7709 | 97.2462 | 91.1318 | 85.4018 | 80.0321 | 75 | 75 | 75 | 75 | 75 | 75 | 75 | 75 | 75 | 75 | 75 | 75 | 75 | 75
[1349 empty] | SRMVc_w_OHC_1.5 | 73.0329 | 68.4116 | 62.666 | 57.2421 | 52.1129 | 47.3402 | 42.4855 | 38.0817 | 33.9468 | 30.0751 | 26.3419 | 23.1961 | 20.1534 | 17.3223 | 14.6923 | 12.261 | 9.9896 | 7.9124 | 6.1572 | 4.7585 | 3.6434 | 3.0224 | 2.5541 | 2.1461 | 1.7937 | 1.4674 | 1.233 | 1.0105 | 0.8153 | 0.63769 | 0.47018 | 14.5351 |  |  |  | SRMVc_w_OHC_1.5 | 232.3443 | 216.4699 | 201.6802 | 187.9009 | 175.063 | 163.1023 | 151.9588 | 141.5766 | 131.9037 | 122.8917 | 114.4955 | 106.6729 | 99.3847 | 92.5945 | 86.2682 | 80.3742 | 74.8828 | 69.7666 | 65 | 65 | 65 | 65 | 65 | 65 | 65 | 65 | 65 | 65 | 65 | 65 | 65
[1349 empty] | SRMWc_c_OHC_1.5 | 96.9802 | 90.8338 | 83.192 | 75.9781 | 69.1561 | 62.8084 | 56.3515 | 50.4943 | 44.9948 | 39.8454 | 34.8802 | 30.6962 | 26.6492 | 22.8838 | 19.3859 | 16.1523 | 13.1312 | 10.3684 | 8.034 | 6.1737 | 4.6907 | 3.8646 | 3.2419 | 2.6992 | 2.2305 | 1.7965 | 1.4847 | 1.1888 | 0.9292 | 0.69297 | 0.47018 | 16.0138 |  |  |  | SRMWc_c_OHC_1.5 | 209.9476 | 198.4119 | 187.51 | 177.2071 | 167.4703 | 158.2686 | 149.5724 | 141.354 | 133.5872 | 126.2472 | 119.3104 | 112.7548 | 106.5594 | 100.7045 | 95.1712 | 89.9419 | 85 | 85 | 85 | 85 | 85 | 85 | 85 | 85 | 85 | 85 | 85 | 85 | 85 | 85 | 85
[1349 empty] | SRMWc_mm_OHC_1.5 | 119.9585 | 112.3487 | 102.8875 | 93.9559 | 85.5097 | 77.6506 | 69.6564 | 62.4047 | 55.5958 | 49.2203 | 43.0729 | 37.8927 | 32.8823 | 28.2204 | 23.8896 | 19.8861 | 16.1457 | 12.7251 | 9.8349 | 7.5317 | 5.6955 | 4.6728 | 3.9018 | 3.2299 | 2.6496 | 2.1122 | 1.7262 | 1.3599 | 1.0385 | 0.74602 | 0.47018 | 13.1646 |  |  |  | SRMWc_mm_OHC_1.5 | 226.2091 | 212.7522 | 200.0958 | 188.1923 | 176.997 | 166.4676 | 156.5647 | 147.2508 | 138.491 | 130.2524 | 122.5038 | 115.2162 | 108.3621 | 101.9158 | 95.8529 | 90.1508 | 84.7878 | 79.7439 | 75 | 75 | 75 | 75 | 75 | 75 | 75 | 75 | 75 | 75 | 75 | 75 | 75
[1349 empty] | SRSOc_vh_OHC_1.5 | 91.5698 | 85.768 | 78.5546 | 71.745 | 65.3055 | 59.3136 | 53.2187 | 47.6899 | 42.4987 | 37.6379 | 32.9511 | 29.0017 | 25.1816 | 21.6273 | 18.3255 | 15.2731 | 12.4214 | 9.8135 | 7.61 | 5.854 | 4.4541 | 3.6743 | 3.0865 | 2.5743 | 2.1318 | 1.7221 | 1.4278 | 1.1485 | 0.90347 | 0.68048 | 0.47018 | 15.5022 |  |  |  | SRSOc_vh_OHC_1.5 | 237.8267 | 220.309 | 204.0817 | 189.0496 | 175.1247 | 162.2255 | 150.2764 | 139.2075 | 128.9538 | 119.4554 | 110.6567 | 102.506 | 94.9557 | 87.9615 | 81.4825 | 75.4807 | 69.921 | 64.7708 | 60 | 60 | 60 | 60 | 60 | 60 | 60 | 60 | 60 | 60 | 60 | 60 | 60
[1349 empty] | SRSOc_mm_OHC_1.5 | 74.592 | 69.8714 | 64.0024 | 58.4619 | 53.2225 | 48.3473 | 43.3882 | 38.8898 | 34.6661 | 30.7112 | 26.8978 | 23.6844 | 20.5763 | 17.6844 | 14.9979 | 12.5144 | 10.1941 | 8.0723 | 6.2794 | 4.8506 | 3.7116 | 3.0772 | 2.5989 | 2.1821 | 1.8222 | 1.4888 | 1.2493 | 1.0221 | 0.82272 | 0.64129 | 0.47018 | 14.8185 |  |  |  | SRSOc_mm_OHC_1.5 | 226.2091 | 211.1273 | 197.0511 | 183.9134 | 171.6516 | 160.2073 | 149.526 | 139.5569 | 130.2524 | 121.5682 | 113.4631 | 105.8983 | 98.8379 | 92.2482 | 86.0979 | 80.3576 | 75 | 75 | 75 | 75 | 75 | 75 | 75 | 75 | 75 | 75 | 75 | 75 | 75 | 75 | 75
[1349 empty] | SRSOc_w_OHC_1.5 | 84.0174 | 78.6966 | 72.0812 | 65.8362 | 59.9305 | 54.4354 | 48.8457 | 43.7753 | 39.0145 | 34.5567 | 30.2584 | 26.6364 | 23.133 | 19.8733 | 16.8452 | 14.0459 | 11.4307 | 9.039 | 7.0181 | 5.4076 | 4.1238 | 3.4087 | 2.8696 | 2.3998 | 1.9941 | 1.6183 | 1.3484 | 1.0923 | 0.86755 | 0.66305 | 0.47018 | 17.3584 |  |  |  | SRSOc_w_OHC_1.5 | 232.3443 | 215.5707 | 200.008 | 185.5689 | 172.1721 | 159.7425 | 148.2103 | 137.5106 | 127.5833 | 118.3727 | 109.827 | 101.8983 | 94.542 | 87.7167 | 81.3842 | 75.5089 | 70.0577 | 65 | 65 | 65 | 65 | 65 | 65 | 65 | 65 | 65 | 65 | 65 | 65 | 65 | 65
[1349 empty] | SRTVc_mm_OHC_1.5 | 72.7867 | 68.1811 | 62.455 | 57.0495 | 51.9377 | 47.1812 | 42.3429 | 37.9541 | 33.8332 | 29.9746 | 26.2541 | 23.119 | 20.0866 | 17.2651 | 14.644 | 12.221 | 9.9573 | 7.8871 | 6.1379 | 4.7439 | 3.6327 | 3.0137 | 2.5471 | 2.1404 | 1.7892 | 1.464 | 1.2304 | 1.0086 | 0.81413 | 0.63712 | 0.47018 | 16.4964 |  |  |  | SRTVc_mm_OHC_1.5 | 226.2091 | 210.1584 | 195.2466 | 181.3929 | 168.5222 | 156.5647 | 145.4556 | 135.1348 | 125.5463 | 116.6382 | 108.3621 | 100.6733 | 93.53 | 86.8936 | 80.7281 | 75 | 75 | 75 | 75 | 75 | 75 | 75 | 75 | 75 | 75 | 75 | 75 | 75 | 75 | 75 | 75
[1349 empty] | SRTVc_w_OHC_1.5 | 81.766 | 76.5886 | 70.1515 | 64.0747 | 58.3282 | 52.9811 | 47.5421 | 42.6083 | 37.9758 | 33.6381 | 29.4556 | 25.9312 | 22.5223 | 19.3505 | 16.404 | 13.6801 | 11.1353 | 8.808 | 6.8416 | 5.2746 | 4.0253 | 3.3295 | 2.8049 | 2.3478 | 1.953 | 1.5874 | 1.3248 | 1.0755 | 0.85684 | 0.65785 | 0.47018 | 15.5219 |  |  |  | SRTVc_w_OHC_1.5 | 232.3443 | 215.5707 | 200.008 | 185.5689 | 172.1721 | 159.7425 | 148.2103 | 137.5106 | 127.5833 | 118.3727 | 109.827 | 101.8983 | 94.542 | 87.7167 | 81.3842 | 75.5089 | 70.0577 | 65 | 65 | 65 | 65 | 65 | 65 | 65 | 65 | 65 | 65 | 65 | 65 | 65 | 65
[1349 empty] | SRVCc_c_OHC_1.5 | 50.2712 | 47.0995 | 43.1562 | 39.4337 | 35.9134 | 32.6379 | 29.306 | 26.2836 | 23.4457 | 20.7885 | 18.2264 | 16.0674 | 13.9791 | 12.0361 | 10.2311 | 8.5624 | 7.0035 | 5.5779 | 4.3733 | 3.4133 | 2.648 | 2.2218 | 1.9004 | 1.6204 | 1.3785 | 1.1546 | 0.99369 | 0.841 | 0.70704 | 0.58515 | 0.47018 | 19.3234 |  |  |  | SRVCc_c_OHC_1.5 | 209.9476 | 195.8411 | 182.6824 | 170.4079 | 158.9581 | 148.2776 | 138.3147 | 129.0213 | 120.3523 | 112.2657 | 104.7225 | 97.6862 | 91.1226 | 85 | 85 | 85 | 85 | 85 | 85 | 85 | 85 | 85 | 85 | 85 | 85 | 85 | 85 | 85 | 85 | 85 | 85
[1349 empty] | SRVCc_mm_OHC_1.5 | 57.3828 | 53.7582 | 49.2518 | 44.9977 | 40.9747 | 37.2314 | 33.4237 | 29.9697 | 26.7267 | 23.69 | 20.762 | 18.2946 | 15.9081 | 13.6877 | 11.6249 | 9.718 | 7.9365 | 6.3072 | 4.9306 | 3.8336 | 2.959 | 2.4719 | 2.1047 | 1.7847 | 1.5083 | 1.2523 | 1.0684 | 0.89395 | 0.74087 | 0.60156 | 0.47018 | 15.7954 |  |  |  | SRVCc_mm_OHC_1.5 | 226.2091 | 211.1273 | 197.0511 | 183.9134 | 171.6516 | 160.2073 | 149.526 | 139.5569 | 130.2524 | 121.5682 | 113.4631 | 105.8983 | 98.8379 | 92.2482 | 86.0979 | 80.3576 | 75 | 75 | 75 | 75 | 75 | 75 | 75 | 75 | 75 | 75 | 75 | 75 | 75 | 75 | 75
[1349 empty] | SRVCc_w_OHC_1.5 | 62.5556 | 58.6015 | 53.6855 | 49.0448 | 44.6562 | 40.5726 | 36.4189 | 32.6509 | 29.1131 | 25.8004 | 22.6063 | 19.9147 | 17.3113 | 14.889 | 12.6388 | 10.5586 | 8.6151 | 6.8378 | 5.336 | 4.1393 | 3.1852 | 2.6539 | 2.2532 | 1.9041 | 1.6026 | 1.3234 | 1.1228 | 0.93247 | 0.76547 | 0.6135 | 0.47018 | 16.5131 |  |  |  | SRVCc_w_OHC_1.5 | 232.3443 | 216.4699 | 201.6802 | 187.9009 | 175.063 | 163.1023 | 151.9588 | 141.5766 | 131.9037 | 122.8917 | 114.4955 | 106.6729 | 99.3847 | 92.5945 | 86.2682 | 80.3742 | 74.8828 | 69.7666 | 65 | 65 | 65 | 65 | 65 | 65 | 65 | 65 | 65 | 65 | 65 | 65 | 65
[1349 empty] | AKGD_vc_OHC_1.5 | 81.9383 | 76.7498 | 70.2991 | 64.2095 | 58.4508 | 53.0924 | 47.6419 | 42.6976 | 38.0553 | 33.7084 | 29.5171 | 25.9852 | 22.569 | 19.3905 | 16.4377 | 13.7081 | 11.1579 | 8.8257 | 6.8551 | 5.2848 | 4.0329 | 3.3356 | 2.8099 | 2.3518 | 1.9561 | 1.5897 | 1.3266 | 1.0768 | 0.85766 | 0.65825 | 0.47018 | 15.3522 |  |  |  | AKGD_vc_OHC_1.5 | 226.1271 | 214.8847 | 204.2013 | 194.049 | 184.4015 | 175.2336 | 166.5215 | 158.2426 | 150.3752 | 142.899 | 135.7945 | 129.0432 | 122.6276 | 116.5309 | 110.7373 | 105.2318 | 100 | 100 | 100 | 100 | 100 | 100 | 100 | 100 | 100 | 100 | 100 | 100 | 100 | 100 | 100
[1349 empty] | AKMS_vc_OHC_1.5 | 48.9014 | 45.8169 | 41.9821 | 38.362 | 34.9385 | 31.7531 | 28.5128 | 25.5735 | 22.8138 | 20.2296 | 17.738 | 15.6383 | 13.6075 | 11.7179 | 9.9626 | 8.3399 | 6.8238 | 5.4374 | 4.2659 | 3.3323 | 2.5881 | 2.1736 | 1.8611 | 1.5888 | 1.3536 | 1.1357 | 0.97929 | 0.8308 | 0.70053 | 0.58198 | 0.47018 | 13.7857 |  |  |  | AKMS_vc_OHC_1.5 | 226.1271 | 213.325 | 201.2476 | 189.8541 | 179.1055 | 168.9655 | 159.3996 | 150.3752 | 141.8618 | 133.8303 | 126.2535 | 119.1057 | 112.3626 | 106.0012 | 100 | 100 | 100 | 100 | 100 | 100 | 100 | 100 | 100 | 100 | 100 | 100 | 100 | 100 | 100 | 100 | 100
[1349 empty] | HIMS_vh_OHC_1.5 | 121.5015 | 113.7934 | 104.21 | 95.1631 | 86.6078 | 78.6472 | 70.5498 | 63.2044 | 56.3076 | 49.8498 | 43.623 | 38.376 | 33.3008 | 28.5787 | 24.192 | 20.1368 | 16.3481 | 12.8834 | 9.9559 | 7.6228 | 5.763 | 4.7271 | 3.9461 | 3.2656 | 2.6778 | 2.1334 | 1.7425 | 1.3714 | 1.0458 | 0.74958 | 0.47018 | 16.0343 |  |  |  | HIMS_vh_OHC_1.5 | 237.8267 | 222.7302 | 208.5921 | 195.3513 | 182.9511 | 171.338 | 160.462 | 150.2764 | 140.7374 | 131.8038 | 123.4374 | 115.602 | 108.2639 | 101.3917 | 94.9557 | 88.9282 | 83.2834 | 77.9968 | 73.0458 | 68.4091 | 64.0667 | 60 | 60 | 60 | 60 | 60 | 60 | 60 | 60 | 60 | 60
[1349 empty] | HIOA_vh_OHC_1.5 | 175.1577 | 164.0325 | 150.2005 | 137.1429 | 124.7949 | 113.3051 | 101.6178 | 91.0161 | 81.0618 | 71.741 | 62.7538 | 55.1806 | 47.8555 | 41.0399 | 34.7085 | 28.8555 | 23.3873 | 18.3865 | 14.1611 | 10.7938 | 8.1095 | 6.6143 | 5.4871 | 4.5048 | 3.6565 | 2.8708 | 2.3065 | 1.7709 | 1.301 | 0.87344 | 0.47018 | 13.2304 |  |  |  | HIOA_vh_OHC_1.5 | 237.8267 | 222.7302 | 208.5921 | 195.3513 | 182.9511 | 171.338 | 160.462 | 150.2764 | 140.7374 | 131.8038 | 123.4374 | 115.602 | 108.2639 | 101.3917 | 94.9557 | 88.9282 | 83.2834 | 77.9968 | 73.0458 | 68.4091 | 64.0667 | 60 | 60 | 60 | 60 | 60 | 60 | 60 | 60 | 60 | 60
[1349 empty] | AZNMc_c_MFL_1.5 | 61.9267 | 58.0041 | 53.4705 | 49.1546 | 45.0376 | 41.177 | 37.1934 | 33.5549 | 30.1066 | 26.8473 | 23.6684 | 20.9788 | 18.3462 | 15.8717 | 13.5489 | 11.3787 | 9.3278 | 7.4314 | 5.8144 | 4.516 | 3.4728 | 2.8951 | 2.4587 | 2.0753 | 1.7415 | 1.4288 | 1.2042 | 0.98832 | 0.7971 | 0.62107 | 0.4528 | 13.8373 |  |  |  | AZNMc_c_MFL_1.5 | 204.4099 | 194.8955 | 185.8239 | 177.1746 | 168.9279 | 161.065 | 153.5681 | 146.4202 | 139.605 | 133.107 | 126.9114 | 121.0042 | 115.372 | 110.0019 | 104.8818 | 100 | 100 | 100 | 100 | 100 | 100 | 100 | 100 | 100 | 100 | 100 | 100 | 100 | 100 | 100 | 100
[1349 empty] | AZNMc_vh_MFL_1.5 | 48.3822 | 45.3239 | 41.7891 | 38.4242 | 35.2142 | 32.2043 | 29.0984 | 26.2616 | 23.573 | 21.0318 | 18.5533 | 16.4563 | 14.4037 | 12.4745 | 10.6634 | 8.9714 | 7.3724 | 5.8938 | 4.6331 | 3.6208 | 2.8074 | 2.357 | 2.0168 | 1.7178 | 1.4576 | 1.2138 | 1.0387 | 0.87033 | 0.72125 | 0.584 | 0.4528 | 17.2698 |  |  |  | AZNMc_vh_MFL_1.5 | 145.5903 | 140.0857 | 134.7892 | 129.693 | 124.7894 | 120.0713 | 115.5315 | 111.1634 | 106.9604 | 102.9164 | 99.0252 | 95.2812 | 91.6787 | 88.2125 | 84.8772 | 81.6681 | 78.5804 | 75.6093 | 72.7506 | 70 | 70 | 70 | 70 | 70 | 70 | 70 | 70 | 70 | 70 | 70 | 70
[1349 empty] | AZNMc_mm_MFL_1.5 | 58.9918 | 55.2565 | 50.9393 | 46.8295 | 42.909 | 39.2327 | 35.4393 | 31.9745 | 28.6909 | 25.5871 | 22.56 | 19.9988 | 17.4919 | 15.1356 | 12.9236 | 10.857 | 8.9041 | 7.0982 | 5.5584 | 4.322 | 3.3286 | 2.7785 | 2.363 | 1.9979 | 1.68 | 1.3822 | 1.1683 | 0.96276 | 0.78067 | 0.61304 | 0.4528 |  |  |  |  | AZNMc_mm_MFL_1.5 | 197.7844 | 188.287 | 179.2455 | 170.6383 | 162.4444 | 154.6439 | 147.218 | 140.1487 | 133.4189 | 127.0122 | 120.9132 | 115.107 | 109.5796 | 104.3177 | 99.3085 | 94.5397 | 90 | 90 | 90 | 90 | 90 | 90 | 90 | 90 | 90 | 90 | 90 | 90 | 90 | 90 | 90
[1349 empty] | AZNMc_w_MFL_1.5 | 47.7026 | 44.6876 | 41.203 | 37.8858 | 34.7213 | 31.754 | 28.6922 | 25.8956 | 23.2452 | 20.74 | 18.2967 | 16.2294 | 14.2059 | 12.304 | 10.5186 | 8.8506 | 7.2743 | 5.8166 | 4.5738 | 3.5758 | 2.774 | 2.33 | 1.9946 | 1.6999 | 1.4433 | 1.203 | 1.0303 | 0.86441 | 0.71744 | 0.58214 | 0.4528 |  |  |  |  | AZNMc_w_MFL_1.5 | 139.6242 | 134.305 | 129.1883 | 124.2667 | 119.5325 | 114.9786 | 110.5983 | 106.3848 | 102.3319 | 98.4334 | 94.6833 | 91.0762 | 87.6065 | 84.2689 | 81.0585 | 77.9704 | 75 | 75 | 75 | 75 | 75 | 75 | 75 | 75 | 75 | 75 | 75 | 75 | 75 | 75 | 75
[1349 empty] | CAMXc_vc_MFL_1.5 | 49.6435 | 46.5048 | 42.877 | 39.4235 | 36.129 | 33.0399 | 29.8523 | 26.9408 | 24.1815 | 21.5734 | 19.0297 | 16.8774 | 14.7709 | 12.7908 | 10.9321 | 9.1956 | 7.5545 | 6.037 | 4.7431 | 3.7041 | 2.8694 | 2.4071 | 2.0579 | 1.7511 | 1.484 | 1.2338 | 1.0541 | 0.88132 | 0.72831 | 0.58745 | 0.4528 | 15.7769 |  |  |  | CAMXc_vc_MFL_1.5 | 233.6378 | 221.965 | 210.8754 | 200.3398 | 190.3306 | 180.8215 | 171.7875 | 163.2048 | 155.0509 | 147.3044 | 139.9449 | 132.9531 | 126.3106 | 120 | 120 | 120 | 120 | 120 | 120 | 120 | 120 | 120 | 120 | 120 | 120 | 120 | 120 | 120 | 120 | 120 | 120
[1349 empty] | CAMXc_c_MFL_1.5 | 43.4332 | 40.6906 | 37.5209 | 34.5034 | 31.6249 | 28.9257 | 26.1406 | 23.5966 | 21.1857 | 18.9069 | 16.6843 | 14.8038 | 12.9632 | 11.2331 | 9.6091 | 8.0918 | 6.6579 | 5.332 | 4.2015 | 3.2937 | 2.5643 | 2.1604 | 1.8553 | 1.5872 | 1.3538 | 1.1352 | 0.97816 | 0.82722 | 0.69353 | 0.57045 | 0.4528 | 16.6399 |  |  |  | CAMXc_c_MFL_1.5 | 204.4099 | 194.2331 | 184.5629 | 175.3742 | 166.643 | 158.3464 | 150.463 | 142.972 | 135.8539 | 129.0903 | 122.6633 | 116.5564 | 110.7535 | 105.2395 | 100 | 100 | 100 | 100 | 100 | 100 | 100 | 100 | 100 | 100 | 100 | 100 | 100 | 100 | 100 | 100 | 100
[1349 empty] | CAMXc_vh_MFL_1.5 | 30.2597 | 28.3578 | 26.1595 | 24.0669 | 22.0706 | 20.1988 | 18.2673 | 16.5031 | 14.8311 | 13.2507 | 11.7094 | 10.4052 | 9.1288 | 7.929 | 6.8027 | 5.7504 | 4.756 | 3.8365 | 3.0525 | 2.4229 | 1.9171 | 1.637 | 1.4254 | 1.2395 | 1.0777 | 0.92603 | 0.81714 | 0.71246 | 0.61975 | 0.53439 | 0.4528 | 16.7278 |  |  |  | CAMXc_vh_MFL_1.5 | 145.5903 | 140.0857 | 134.7892 | 129.693 | 124.7894 | 120.0713 | 115.5315 | 111.1634 | 106.9604 | 102.9164 | 99.0252 | 95.2812 | 91.6787 | 88.2125 | 84.8772 | 81.6681 | 78.5804 | 75.6093 | 72.7506 | 70 | 70 | 70 | 70 | 70 | 70 | 70 | 70 | 70 | 70 | 70 | 70
[1349 empty] | CAMXc_mm_MFL_1.5 | 41.9984 | 39.3474 | 36.2834 | 33.3667 | 30.5843 | 27.9752 | 25.283 | 22.824 | 20.4936 | 18.2908 | 16.1425 | 14.3247 | 12.5456 | 10.8733 | 9.3034 | 7.8368 | 6.4508 | 5.1691 | 4.0763 | 3.1988 | 2.4938 | 2.1034 | 1.8085 | 1.5493 | 1.3238 | 1.1124 | 0.96062 | 0.81472 | 0.68549 | 0.56652 | 0.4528 | 19.1068 |  |  |  | CAMXc_mm_MFL_1.5 | 197.7844 | 186.9679 | 176.743 | 167.0772 | 157.94 | 149.3026 | 141.1374 | 133.4189 | 126.1224 | 119.225 | 112.7048 | 106.5412 | 100.7146 | 95.2067 | 90 | 90 | 90 | 90 | 90 | 90 | 90 | 90 | 90 | 90 | 90 | 90 | 90 | 90 | 90 | 90 | 90
[1349 empty] | CAMXc_w_MFL_1.5 | 32.5058 | 30.4605 | 28.0966 | 25.8463 | 23.6996 | 21.6867 | 19.6097 | 17.7125 | 15.9145 | 14.2151 | 12.5576 | 11.1552 | 9.7825 | 8.4923 | 7.2812 | 6.1496 | 5.0803 | 4.0915 | 3.2484 | 2.5714 | 2.0275 | 1.7262 | 1.4987 | 1.2988 | 1.1248 | 0.96169 | 0.84459 | 0.73203 | 0.63232 | 0.54054 | 0.4528 | 21.9203 |  |  |  | CAMXc_w_MFL_1.5 | 139.6242 | 133.5618 | 127.7626 | 122.2152 | 116.9086 | 111.8325 | 106.9768 | 102.3319 | 97.8887 | 93.6384 | 89.5726 | 85.6834 | 81.9631 | 78.4043 | 75 | 75 | 75 | 75 | 75 | 75 | 75 | 75 | 75 | 75 | 75 | 75 | 75 | 75 | 75 | 75 | 75
[1349 empty] | ERCTc_vh_MFL_1.5 | 46.86 | 43.8989 | 40.4764 | 37.2183 | 34.1103 | 31.1959 | 28.1887 | 25.4419 | 22.8388 | 20.3782 | 17.9785 | 15.948 | 13.9607 | 12.0927 | 10.3392 | 8.7009 | 7.1526 | 5.721 | 4.5003 | 3.5202 | 2.7326 | 2.2965 | 1.9671 | 1.6777 | 1.4257 | 1.1896 | 1.0201 | 0.85707 | 0.71272 | 0.57983 | 0.4528 | 15.1788 |  |  |  | ERCTc_vh_MFL_1.5 | 145.5903 | 140.0857 | 134.7892 | 129.693 | 124.7894 | 120.0713 | 115.5315 | 111.1634 | 106.9604 | 102.9164 | 99.0252 | 95.2812 | 91.6787 | 88.2125 | 84.8772 | 81.6681 | 78.5804 | 75.6093 | 72.7506 | 70 | 70 | 70 | 70 | 70 | 70 | 70 | 70 | 70 | 70 | 70 | 70
[1349 empty] | ERCTc_mm_MFL_1.5 | 57.5644 | 53.9202 | 49.7083 | 45.6987 | 41.8738 | 38.2872 | 34.5863 | 31.206 | 28.0024 | 24.9743 | 22.021 | 19.5222 | 17.0764 | 14.7776 | 12.6196 | 10.6034 | 8.6981 | 6.9362 | 5.434 | 4.2277 | 3.2585 | 2.7218 | 2.3164 | 1.9602 | 1.6501 | 1.3595 | 1.1509 | 0.95032 | 0.77267 | 0.60913 | 0.4528 | 24.2008 |  |  |  | ERCTc_mm_MFL_1.5 | 197.7844 | 188.287 | 179.2455 | 170.6383 | 162.4444 | 154.6439 | 147.218 | 140.1487 | 133.4189 | 127.0122 | 120.9132 | 115.107 | 109.5796 | 104.3177 | 99.3085 | 94.5397 | 90 | 90 | 90 | 90 | 90 | 90 | 90 | 90 | 90 | 90 | 90 | 90 | 90 | 90 | 90
[1349 empty] | ERCTc_w_MFL_1.5 | 46.4261 | 43.4927 | 40.1022 | 36.8746 | 33.7956 | 30.9085 | 27.9294 | 25.2083 | 22.6295 | 20.1919 | 17.8146 | 15.8032 | 13.8344 | 11.9838 | 10.2467 | 8.6237 | 7.09 | 5.6717 | 4.4625 | 3.4915 | 2.7113 | 2.2793 | 1.9529 | 1.6662 | 1.4166 | 1.1827 | 1.0147 | 0.85329 | 0.71029 | 0.57864 | 0.4528 | 14.4424 |  |  |  | ERCTc_w_MFL_1.5 | 139.6242 | 134.305 | 129.1883 | 124.2667 | 119.5325 | 114.9786 | 110.5983 | 106.3848 | 102.3319 | 98.4334 | 94.6833 | 91.0762 | 87.6065 | 84.2689 | 81.0585 | 77.9704 | 75 | 75 | 75 | 75 | 75 | 75 | 75 | 75 | 75 | 75 | 75 | 75 | 75 | 75 | 75
[1349 empty] | FRCCc_vh_MFL_1.5 | 47.7363 | 44.7192 | 41.2321 | 37.9125 | 34.7458 | 31.7764 | 28.7124 | 25.9138 | 23.2615 | 20.7545 | 18.3094 | 16.2406 | 14.2157 | 12.3125 | 10.5258 | 8.8566 | 7.2792 | 5.8205 | 4.5768 | 3.5781 | 2.7757 | 2.3313 | 1.9957 | 1.7008 | 1.444 | 1.2035 | 1.0308 | 0.86471 | 0.71763 | 0.58223 | 0.4528 | 13.7956 |  |  |  | FRCCc_vh_MFL_1.5 | 145.5903 | 139.077 | 132.855 | 126.9115 | 121.2338 | 115.8102 | 110.6291 | 105.6799 | 100.9521 | 96.4357 | 92.1215 | 88.0002 | 84.0633 | 80.3026 | 76.7101 | 73.2783 | 70 | 70 | 70 | 70 | 70 | 70 | 70 | 70 | 70 | 70 | 70 | 70 | 70 | 70 | 70
[1349 empty] | MROEc_vc_MFL_1.5 | 114.0904 | 106.8393 | 98.4586 | 90.4806 | 82.87 | 75.7335 | 68.3697 | 61.6437 | 55.2694 | 49.2443 | 43.368 | 38.3961 | 33.5296 | 28.9554 | 24.6615 | 20.6498 | 16.8587 | 13.353 | 10.364 | 7.9639 | 6.0354 | 4.9675 | 4.1609 | 3.4521 | 2.8351 | 2.257 | 1.8418 | 1.4427 | 1.0893 | 0.76386 | 0.4528 | 16.2588 |  |  |  | MROEc_vc_MFL_1.5 | 233.6378 | 225.1477 | 216.9661 | 209.0818 | 201.484 | 194.1623 | 187.1066 | 180.3074 | 173.7552 | 167.4411 | 161.3565 | 155.493 | 149.8426 | 144.3975 | 139.1502 | 134.0937 | 129.2208 | 124.5251 | 120 | 120 | 120 | 120 | 120 | 120 | 120 | 120 | 120 | 120 | 120 | 120 | 120
[1349 empty] | MROWc_vc_MFL_1.5 | 79.4023 | 74.3646 | 68.5422 | 62.9994 | 57.712 | 52.7539 | 47.6379 | 42.9651 | 38.5365 | 34.3506 | 30.2681 | 26.8138 | 23.4328 | 20.2549 | 17.2718 | 14.4846 | 11.8508 | 9.4152 | 7.3386 | 5.6711 | 4.3313 | 3.5894 | 3.029 | 2.5366 | 2.1079 | 1.7062 | 1.4178 | 1.1406 | 0.89498 | 0.66891 | 0.4528 | 20.3667 |  |  |  | MROWc_vc_MFL_1.5 | 233.6378 | 224.1083 | 214.9676 | 206.1996 | 197.7892 | 189.7219 | 181.9837 | 174.561 | 167.4411 | 160.6117 | 154.0607 | 147.777 | 141.7496 | 135.968 | 130.4222 | 125.1026 | 120 | 120 | 120 | 120 | 120 | 120 | 120 | 120 | 120 | 120 | 120 | 120 | 120 | 120 | 120
[1349 empty] | MROWc_c_MFL_1.5 | 69.4691 | 65.0653 | 59.9754 | 55.13 | 50.5078 | 46.1736 | 41.7012 | 37.6163 | 33.7449 | 30.0857 | 26.5168 | 23.4971 | 20.5415 | 17.7635 | 15.1557 | 12.7192 | 10.4167 | 8.2876 | 6.4723 | 5.0145 | 3.8433 | 3.1948 | 2.7048 | 2.2744 | 1.8996 | 1.5485 | 1.2964 | 1.054 | 0.83935 | 0.64172 | 0.4528 | 15.632 |  |  |  | MROWc_c_MFL_1.5 | 204.4099 | 195.9914 | 187.9197 | 180.1803 | 172.7598 | 165.6448 | 158.8228 | 152.2818 | 146.0102 | 139.9969 | 134.2313 | 128.7031 | 123.4025 | 118.3203 | 113.4474 | 108.7751 | 104.2953 | 100 | 100 | 100 | 100 | 100 | 100 | 100 | 100 | 100 | 100 | 100 | 100 | 100 | 100
[1349 empty] | NEWEc_vc_MFL_1.5 | 50.7492 | 47.5398 | 43.8305 | 40.2994 | 36.9309 | 33.7723 | 30.5131 | 27.5361 | 24.7148 | 22.0481 | 19.4472 | 17.2466 | 15.0927 | 13.0681 | 11.1677 | 9.3921 | 7.7141 | 6.1625 | 4.8395 | 3.7772 | 2.9237 | 2.451 | 2.094 | 1.7803 | 1.5072 | 1.2513 | 1.0676 | 0.89095 | 0.7345 | 0.59048 | 0.4528 | 17.7537 |  |  |  | NEWEc_vc_MFL_1.5 | 233.6378 | 219.9062 | 206.9817 | 194.8167 | 183.3668 | 172.5898 | 162.4461 | 152.8987 | 143.9124 | 135.4542 | 127.4932 | 120 | 120 | 120 | 120 | 120 | 120 | 120 | 120 | 120 | 120 | 120 | 120 | 120 | 120 | 120 | 120 | 120 | 120 | 120 | 120
[1349 empty] | NEWEc_c_MFL_1.5 | 44.4005 | 41.5962 | 38.3551 | 35.2697 | 32.3264 | 29.5665 | 26.7187 | 24.1175 | 21.6523 | 19.3222 | 17.0496 | 15.1268 | 13.2448 | 11.4758 | 9.8152 | 8.2637 | 6.7976 | 5.4418 | 4.2858 | 3.3576 | 2.6118 | 2.1988 | 1.8868 | 1.6127 | 1.3741 | 1.1505 | 0.98999 | 0.83565 | 0.69894 | 0.5731 | 0.4528 | 14.2119 |  |  |  | NEWEc_c_MFL_1.5 | 204.4099 | 192.5869 | 181.4477 | 170.9529 | 161.065 | 151.7491 | 142.972 | 134.7025 | 126.9114 | 119.5709 | 112.655 | 106.139 | 100 | 100 | 100 | 100 | 100 | 100 | 100 | 100 | 100 | 100 | 100 | 100 | 100 | 100 | 100 | 100 | 100 | 100 | 100
[1349 empty] | NWPPc_vc_MFL_1.5 | 55.2204 | 51.7258 | 47.6867 | 43.8417 | 40.1738 | 36.7343 | 33.1854 | 29.9438 | 26.8717 | 23.9678 | 21.1358 | 18.7396 | 16.3942 | 14.1896 | 12.1202 | 10.1868 | 8.3596 | 6.6701 | 5.2295 | 4.0728 | 3.1434 | 2.6287 | 2.2399 | 1.8983 | 1.6009 | 1.3223 | 1.1222 | 0.9299 | 0.75954 | 0.60272 | 0.4528 | 19.4072 |  |  |  | NWPPc_vc_MFL_1.5 | 233.6378 | 222.7791 | 212.4251 | 202.5522 | 193.1383 | 184.1618 | 175.6026 | 167.4411 | 159.659 | 152.2386 | 145.163 | 138.4163 | 131.9832 | 125.8491 | 120 | 120 | 120 | 120 | 120 | 120 | 120 | 120 | 120 | 120 | 120 | 120 | 120 | 120 | 120 | 120 | 120
[1349 empty] | NWPPc_c_MFL_1.5 | 48.3124 | 45.2585 | 41.7289 | 38.3689 | 35.1636 | 32.158 | 29.0567 | 26.224 | 23.5393 | 21.0018 | 18.527 | 16.433 | 14.3834 | 12.4569 | 10.6486 | 8.959 | 7.3623 | 5.8859 | 4.627 | 3.6162 | 2.804 | 2.3542 | 2.0145 | 1.716 | 1.4561 | 1.2126 | 1.0378 | 0.86972 | 0.72085 | 0.58381 | 0.4528 | 15.9019 |  |  |  | NWPPc_c_MFL_1.5 | 204.4099 | 194.2331 | 184.5629 | 175.3742 | 166.643 | 158.3464 | 150.463 | 142.972 | 135.8539 | 129.0903 | 122.6633 | 116.5564 | 110.7535 | 105.2395 | 100 | 100 | 100 | 100 | 100 | 100 | 100 | 100 | 100 | 100 | 100 | 100 | 100 | 100 | 100 | 100 | 100
[1349 empty] | NWPPc_mm_MFL_1.5 | 46.4818 | 43.5448 | 40.1502 | 36.9186 | 33.8359 | 30.9453 | 27.9626 | 25.2382 | 22.6563 | 20.2158 | 17.8357 | 15.8217 | 13.8506 | 11.9978 | 10.2586 | 8.6336 | 7.098 | 5.678 | 4.4674 | 3.4952 | 2.7141 | 2.2815 | 1.9548 | 1.6677 | 1.4177 | 1.1836 | 1.0154 | 0.85378 | 0.7106 | 0.5788 | 0.4528 | 18.7622 |  |  |  | NWPPc_mm_MFL_1.5 | 197.7844 | 187.6703 | 178.0733 | 168.9671 | 160.3266 | 152.1279 | 144.3485 | 136.9669 | 129.9628 | 123.3168 | 117.0107 | 111.0271 | 105.3495 | 99.9622 | 94.8504 | 90 | 90 | 90 | 90 | 90 | 90 | 90 | 90 | 90 | 90 | 90 | 90 | 90 | 90 | 90 | 90
[1349 empty] | NWPPc_w_MFL_1.5 | 36.5152 | 34.2141 | 31.5545 | 29.0227 | 26.6075 | 24.3428 | 22.0059 | 19.8715 | 17.8486 | 15.9366 | 14.0718 | 12.4939 | 10.9496 | 9.498 | 8.1353 | 6.8622 | 5.6592 | 4.5466 | 3.5981 | 2.8364 | 2.2244 | 1.8855 | 1.6295 | 1.4046 | 1.2088 | 1.0253 | 0.8936 | 0.76696 | 0.65478 | 0.55152 | 0.4528 | 17.891 |  |  |  | NWPPc_w_MFL_1.5 | 139.6242 | 133.9576 | 128.521 | 123.3051 | 118.3008 | 113.4996 | 108.8933 | 104.4739 | 100.2338 | 96.1659 | 92.263 | 88.5186 | 84.9261 | 81.4794 | 78.1726 | 75 | 75 | 75 | 75 | 75 | 75 | 75 | 75 | 75 | 75 | 75 | 75 | 75 | 75 | 75 | 75
[1349 empty] | NYSTc_vc_MFL_1.5 | 60.9421 | 57.0824 | 52.6214 | 48.3746 | 44.3235 | 40.5248 | 36.605 | 33.0248 | 29.6317 | 26.4245 | 23.2966 | 20.65 | 18.0596 | 15.6247 | 13.3391 | 11.2037 | 9.1857 | 7.3196 | 5.7285 | 4.4509 | 3.4244 | 2.856 | 2.4266 | 2.0493 | 1.7209 | 1.4132 | 1.1922 | 0.97975 | 0.79159 | 0.61838 | 0.4528 | 16.8299 |  |  |  | NYSTc_vc_MFL_1.5 | 233.6378 | 224.1083 | 214.9676 | 206.1996 | 197.7892 | 189.7219 | 181.9837 | 174.561 | 167.4411 | 160.6117 | 154.0607 | 147.777 | 141.7496 | 135.968 | 130.4222 | 125.1026 | 120 | 120 | 120 | 120 | 120 | 120 | 120 | 120 | 120 | 120 | 120 | 120 | 120 | 120 | 120
[1349 empty] | NYSTc_c_MFL_1.5 | 53.3183 | 49.945 | 46.0462 | 42.3348 | 38.7942 | 35.4743 | 32.0485 | 28.9195 | 25.9541 | 23.1512 | 20.4175 | 18.1044 | 15.8405 | 13.7125 | 11.715 | 9.8487 | 8.085 | 6.4541 | 5.0636 | 3.947 | 3.0499 | 2.5531 | 2.1778 | 1.8481 | 1.5611 | 1.2921 | 1.099 | 0.91333 | 0.74889 | 0.59751 | 0.4528 | 21.2389 |  |  |  | NYSTc_c_MFL_1.5 | 204.4099 | 195.4769 | 186.9344 | 178.7651 | 170.9529 | 163.482 | 156.3377 | 149.5055 | 142.972 | 136.7239 | 130.7489 | 125.0351 | 119.5709 | 114.3455 | 109.3485 | 104.5698 | 100 | 100 | 100 | 100 | 100 | 100 | 100 | 100 | 100 | 100 | 100 | 100 | 100 | 100 | 100
[1349 empty] | NYSTc_mm_MFL_1.5 | 51.0817 | 47.8511 | 44.1173 | 40.5628 | 37.1721 | 33.9926 | 30.7118 | 27.7152 | 24.8752 | 22.1908 | 19.5728 | 17.3576 | 15.1895 | 13.1515 | 11.2385 | 9.4512 | 7.7621 | 6.2002 | 4.8685 | 3.7992 | 2.94 | 2.4642 | 2.1048 | 1.7891 | 1.5142 | 1.2566 | 1.0717 | 0.89385 | 0.73636 | 0.59139 | 0.4528 | 16.9446 |  |  |  | NYSTc_mm_MFL_1.5 | 197.7844 | 188.287 | 179.2455 | 170.6383 | 162.4444 | 154.6439 | 147.218 | 140.1487 | 133.4189 | 127.0122 | 120.9132 | 115.107 | 109.5796 | 104.3177 | 99.3085 | 94.5397 | 90 | 90 | 90 | 90 | 90 | 90 | 90 | 90 | 90 | 90 | 90 | 90 | 90 | 90 | 90
[1349 empty] | RFCEc_vc_MFL_1.5 | 58.4788 | 54.7763 | 50.4969 | 46.4231 | 42.537 | 38.8929 | 35.1328 | 31.6983 | 28.4434 | 25.3669 | 22.3663 | 19.8275 | 17.3426 | 15.0069 | 12.8144 | 10.7659 | 8.8301 | 7.04 | 5.5137 | 4.2881 | 3.3034 | 2.7581 | 2.3462 | 1.9843 | 1.6692 | 1.3741 | 1.1621 | 0.95829 | 0.77779 | 0.61163 | 0.4528 | 17.8211 |  |  |  | RFCEc_vc_MFL_1.5 | 233.6378 | 218.5783 | 204.4894 | 191.3086 | 178.9775 | 167.4411 | 156.6484 | 146.5513 | 137.1051 | 128.2677 | 120 | 120 | 120 | 120 | 120 | 120 | 120 | 120 | 120 | 120 | 120 | 120 | 120 | 120 | 120 | 120 | 120 | 120 | 120 | 120 | 120
[1349 empty] | RFCEc_c_MFL_1.5 | 51.1632 | 47.9274 | 44.1876 | 40.6274 | 37.2312 | 34.0466 | 30.7605 | 27.759 | 24.9145 | 22.2258 | 19.6036 | 17.3848 | 15.2132 | 13.172 | 11.2559 | 9.4657 | 7.7739 | 6.2095 | 4.8756 | 3.8046 | 2.944 | 2.4675 | 2.1075 | 1.7912 | 1.5159 | 1.2579 | 1.0726 | 0.89456 | 0.73682 | 0.59161 | 0.4528 | 16.4722 |  |  |  | RFCEc_c_MFL_1.5 | 204.4099 | 191.5466 | 179.4928 | 168.1975 | 157.613 | 147.6946 | 138.4004 | 129.691 | 121.5297 | 113.8819 | 106.7155 | 100 | 100 | 100 | 100 | 100 | 100 | 100 | 100 | 100 | 100 | 100 | 100 | 100 | 100 | 100 | 100 | 100 | 100 | 100 | 100
[1349 empty] | RFCEc_mm_MFL_1.5 | 49.1013 | 45.9971 | 42.4094 | 38.9939 | 35.7358 | 32.6807 | 29.5282 | 26.6488 | 23.9199 | 21.3406 | 18.8249 | 16.6964 | 14.6131 | 12.6548 | 10.8166 | 9.0992 | 7.4762 | 5.9754 | 4.6958 | 3.6683 | 2.8427 | 2.3856 | 2.0402 | 1.7368 | 1.4727 | 1.2252 | 1.0474 | 0.8766 | 0.72527 | 0.58597 | 0.4528 | 14.7766 |  |  |  | RFCEc_mm_MFL_1.5 | 197.7844 | 185.2236 | 173.4605 | 162.4444 | 152.1279 | 142.4666 | 133.4189 | 124.9458 | 117.0107 | 109.5796 | 102.6205 | 96.1033 | 90 | 90 | 90 | 90 | 90 | 90 | 90 | 90 | 90 | 90 | 90 | 90 | 90 | 90 | 90 | 90 | 90 | 90 | 90
[1349 empty] | RFCMc_vc_MFL_1.5 | 90.3402 | 84.6046 | 77.9755 | 71.6649 | 65.6448 | 59.9999 | 54.1751 | 48.8549 | 43.8128 | 39.0469 | 34.3988 | 30.4659 | 26.6166 | 22.9984 | 19.6019 | 16.4287 | 13.4299 | 10.6569 | 8.2926 | 6.394 | 4.8687 | 4.0239 | 3.3859 | 2.8253 | 2.3372 | 1.8799 | 1.5515 | 1.2358 | 0.95624 | 0.69885 | 0.4528 | 17.2748 |  |  |  | RFCMc_vc_MFL_1.5 | 233.6378 | 221.019 | 209.0818 | 197.7892 | 187.1066 | 177.001 | 167.4411 | 158.3976 | 149.8426 | 141.7496 | 134.0937 | 126.8512 | 120 | 120 | 120 | 120 | 120 | 120 | 120 | 120 | 120 | 120 | 120 | 120 | 120 | 120 | 120 | 120 | 120 | 120 | 120
[1349 empty] | RFCMc_c_MFL_1.5 | 79.0387 | 74.0243 | 68.2286 | 62.7114 | 57.4483 | 52.5131 | 47.4206 | 42.7693 | 38.3611 | 34.1945 | 30.1308 | 26.6924 | 23.327 | 20.1637 | 17.1943 | 14.42 | 11.7983 | 9.3739 | 7.3069 | 5.6471 | 4.3135 | 3.5749 | 3.0171 | 2.527 | 2.1003 | 1.7005 | 1.4134 | 1.1374 | 0.89295 | 0.66791 | 0.4528 | 14.0374 |  |  |  | RFCMc_c_MFL_1.5 | 204.4099 | 193.4715 | 183.1185 | 173.3196 | 164.0449 | 155.2666 | 146.958 | 139.094 | 131.6509 | 124.606 | 117.9381 | 111.6271 | 105.6537 | 100 | 100 | 100 | 100 | 100 | 100 | 100 | 100 | 100 | 100 | 100 | 100 | 100 | 100 | 100 | 100 | 100 | 100
[1349 empty] | RFCWc_vc_MFL_1.5 | 79.6668 | 74.6123 | 68.7703 | 63.209 | 57.9038 | 52.9292 | 47.7961 | 43.1075 | 38.6641 | 34.4642 | 30.368 | 26.9021 | 23.5098 | 20.3213 | 17.3281 | 14.5317 | 11.889 | 9.4452 | 7.3617 | 5.6886 | 4.3443 | 3.5999 | 3.0376 | 2.5436 | 2.1134 | 1.7104 | 1.4211 | 1.1429 | 0.89646 | 0.66963 | 0.4528 | 14.8182 |  |  |  | RFCWc_vc_MFL_1.5 | 233.6378 | 221.965 | 210.8754 | 200.3398 | 190.3306 | 180.8215 | 171.7875 | 163.2048 | 155.0509 | 147.3044 | 139.9449 | 132.9531 | 126.3106 | 120 | 120 | 120 | 120 | 120 | 120 | 120 | 120 | 120 | 120 | 120 | 120 | 120 | 120 | 120 | 120 | 120 | 120
[1349 empty] | RFCWc_c_MFL_1.5 | 69.7005 | 65.282 | 60.175 | 55.3134 | 50.6757 | 46.3269 | 41.8396 | 37.741 | 33.8566 | 30.185 | 26.6042 | 23.5744 | 20.6089 | 17.8215 | 15.205 | 12.7603 | 10.4501 | 8.3139 | 6.4924 | 5.0298 | 3.8547 | 3.204 | 2.7124 | 2.2805 | 1.9045 | 1.5522 | 1.2992 | 1.056 | 0.84064 | 0.64235 | 0.4528 | 18.7476 |  |  |  | RFCWc_c_MFL_1.5 | 204.4099 | 194.2331 | 184.5629 | 175.3742 | 166.643 | 158.3464 | 150.463 | 142.972 | 135.8539 | 129.0903 | 122.6633 | 116.5564 | 110.7535 | 105.2395 | 100 | 100 | 100 | 100 | 100 | 100 | 100 | 100 | 100 | 100 | 100 | 100 | 100 | 100 | 100 | 100 | 100
[1349 empty] | RFCWc_mm_MFL_1.5 | 66.135 | 61.944 | 57.0999 | 52.4887 | 48.0897 | 43.9649 | 39.7086 | 35.821 | 32.1367 | 28.6541 | 25.2577 | 22.3839 | 19.5711 | 16.9272 | 14.4454 | 12.1266 | 9.9354 | 7.9091 | 6.1815 | 4.7942 | 3.6796 | 3.0623 | 2.596 | 2.1864 | 1.8297 | 1.4956 | 1.2557 | 1.025 | 0.82068 | 0.63259 | 0.4528 |  |  |  |  | RFCWc_mm_MFL_1.5 | 197.7844 | 186.9679 | 176.743 | 167.0772 | 157.94 | 149.3026 | 141.1374 | 133.4189 | 126.1224 | 119.225 | 112.7048 | 106.5412 | 100.7146 | 95.2067 | 90 | 90 | 90 | 90 | 90 | 90 | 90 | 90 | 90 | 90 | 90 | 90 | 90 | 90 | 90 | 90 | 90
[1349 empty] | RMPAc_vc_MFL_1.5 | 89.8222 | 84.1197 | 77.5287 | 71.2545 | 65.2692 | 59.6567 | 53.8655 | 48.5759 | 43.5629 | 38.8245 | 34.2032 | 30.293 | 26.4658 | 22.8684 | 19.4916 | 16.3366 | 13.3551 | 10.5981 | 8.2474 | 6.3598 | 4.8432 | 4.0034 | 3.369 | 2.8116 | 2.3263 | 1.8717 | 1.5452 | 1.2313 | 0.95334 | 0.69743 | 0.4528 |  |  |  |  | RMPAc_vc_MFL_1.5 | 233.6378 | 224.658 | 216.0233 | 207.7205 | 199.7368 | 192.0599 | 184.6781 | 177.58 | 170.7548 | 164.1918 | 157.8811 | 151.813 | 145.9781 | 140.3674 | 134.9724 | 129.7848 | 124.7965 | 120 | 120 | 120 | 120 | 120 | 120 | 120 | 120 | 120 | 120 | 120 | 120 | 120 | 120
[1349 empty] | RMPAc_c_MFL_1.5 | 78.5855 | 73.6 | 67.8377 | 62.3524 | 57.1196 | 52.2128 | 47.1498 | 42.5253 | 38.1425 | 33.9999 | 29.9596 | 26.5411 | 23.1951 | 20.0501 | 17.0978 | 14.3395 | 11.7329 | 9.3225 | 7.2674 | 5.6171 | 4.2912 | 3.5569 | 3.0023 | 2.515 | 2.0908 | 1.6933 | 1.4078 | 1.1334 | 0.89041 | 0.66667 | 0.4528 | 12.5898 |  |  |  | RMPAc_c_MFL_1.5 | 204.4099 | 195.9914 | 187.9197 | 180.1803 | 172.7598 | 165.6448 | 158.8228 | 152.2818 | 146.0102 | 139.9969 | 134.2313 | 128.7031 | 123.4025 | 118.3203 | 113.4474 | 108.7751 | 104.2953 | 100 | 100 | 100 | 100 | 100 | 100 | 100 | 100 | 100 | 100 | 100 | 100 | 100 | 100
[1349 empty] | RMPAc_mm_MFL_1.5 | 74.2993 | 69.5872 | 64.1411 | 58.9566 | 54.0109 | 49.3734 | 44.5881 | 40.2172 | 36.0749 | 32.1595 | 28.3409 | 25.1099 | 21.9475 | 18.975 | 16.1847 | 13.5777 | 11.1141 | 8.8359 | 6.8935 | 5.3338 | 4.0806 | 3.3867 | 2.8625 | 2.4019 | 2.0009 | 1.6252 | 1.3554 | 1.0961 | 0.8664 | 0.65494 | 0.4528 | 13.2698 |  |  |  | RMPAc_mm_MFL_1.5 | 197.7844 | 188.8328 | 180.2863 | 172.1266 | 164.3362 | 156.8985 | 149.7973 | 143.0175 | 136.5446 | 130.3647 | 124.4644 | 118.8312 | 113.453 | 108.3181 | 103.4157 | 98.7352 | 94.2665 | 90 | 90 | 90 | 90 | 90 | 90 | 90 | 90 | 90 | 90 | 90 | 90 | 90 | 90
[1349 empty] | SPNOc_c_MFL_1.5 | 68.0425 | 63.7297 | 58.745 | 53.9998 | 49.4731 | 45.2285 | 40.8486 | 36.8481 | 33.0568 | 29.4731 | 25.978 | 23.0208 | 20.1263 | 17.4057 | 14.8517 | 12.4656 | 10.2108 | 8.1256 | 6.3478 | 4.9202 | 3.7733 | 3.1381 | 2.6583 | 2.2367 | 1.8697 | 1.5259 | 1.279 | 1.0416 | 0.83136 | 0.63781 | 0.4528 | 13.313 |  |  |  | SPNOc_c_MFL_1.5 | 204.4099 | 195.4769 | 186.9344 | 178.7651 | 170.9529 | 163.482 | 156.3377 | 149.5055 | 142.972 | 136.7239 | 130.7489 | 125.0351 | 119.5709 | 114.3455 | 109.3485 | 104.5698 | 100 | 100 | 100 | 100 | 100 | 100 | 100 | 100 | 100 | 100 | 100 | 100 | 100 | 100 | 100
[1349 empty] | SPNOc_mm_MFL_1.5 | 64.6114 | 60.5176 | 55.7859 | 51.2816 | 46.9847 | 42.9556 | 38.798 | 35.0006 | 31.4017 | 28 | 24.6823 | 21.8752 | 19.1276 | 16.5451 | 14.1208 | 11.8558 | 9.7154 | 7.7361 | 6.0486 | 4.6935 | 3.6047 | 3.0018 | 2.5463 | 2.1462 | 1.7978 | 1.4714 | 1.237 | 1.0117 | 0.81214 | 0.62842 | 0.4528 | 15.2915 |  |  |  | SPNOc_mm_MFL_1.5 | 197.7844 | 188.287 | 179.2455 | 170.6383 | 162.4444 | 154.6439 | 147.218 | 140.1487 | 133.4189 | 127.0122 | 120.9132 | 115.107 | 109.5796 | 104.3177 | 99.3085 | 94.5397 | 90 | 90 | 90 | 90 | 90 | 90 | 90 | 90 | 90 | 90 | 90 | 90 | 90 | 90 | 90
[1349 empty] | SPSOc_mm_MFL_1.5 | 63.3409 | 59.3281 | 54.6901 | 50.275 | 46.0632 | 42.1138 | 38.0386 | 34.3164 | 30.7888 | 27.4544 | 24.2025 | 21.4509 | 18.7578 | 16.2264 | 13.8501 | 11.63 | 9.532 | 7.5919 | 5.9378 | 4.6095 | 3.5423 | 2.9513 | 2.5049 | 2.1127 | 1.7712 | 1.4512 | 1.2215 | 1.0006 | 0.80503 | 0.62494 | 0.4528 | 17.3676 |  |  |  | SPSOc_mm_MFL_1.5 | 197.7844 | 188.8328 | 180.2863 | 172.1266 | 164.3362 | 156.8985 | 149.7973 | 143.0175 | 136.5446 | 130.3647 | 124.4644 | 118.8312 | 113.453 | 108.3181 | 103.4157 | 98.7352 | 94.2665 | 90 | 90 | 90 | 90 | 90 | 90 | 90 | 90 | 90 | 90 | 90 | 90 | 90 | 90
[1349 empty] | SPSOc_w_MFL_1.5 | 51.5918 | 48.3288 | 44.5573 | 40.967 | 37.5421 | 34.3305 | 31.0167 | 27.9899 | 25.1213 | 22.4099 | 19.7655 | 17.528 | 15.338 | 13.2795 | 11.3472 | 9.5418 | 7.8358 | 6.2581 | 4.913 | 3.8329 | 2.9651 | 2.4845 | 2.1215 | 1.8026 | 1.5249 | 1.2647 | 1.0779 | 0.89829 | 0.73922 | 0.59278 | 0.4528 | 12.1164 |  |  |  | SPSOc_w_MFL_1.5 | 139.6242 | 134.6122 | 129.78 | 125.1214 | 120.6299 | 116.2997 | 112.1249 | 108.1 | 104.2196 | 100.4784 | 96.8716 | 93.3942 | 90.0417 | 86.8095 | 83.6933 | 80.689 | 77.7925 | 75 | 75 | 75 | 75 | 75 | 75 | 75 | 75 | 75 | 75 | 75 | 75 | 75 | 75
[1349 empty] | SRMVc_vh_MFL_1.5 | 42.5491 | 39.863 | 36.7584 | 33.803 | 30.9837 | 28.34 | 25.6122 | 23.1206 | 20.7592 | 18.5273 | 16.3505 | 14.5086 | 12.7059 | 11.0114 | 9.4208 | 7.9347 | 6.5303 | 5.2316 | 4.1243 | 3.2352 | 2.5209 | 2.1253 | 1.8264 | 1.5639 | 1.3353 | 1.1211 | 0.96736 | 0.81952 | 0.68858 | 0.56803 | 0.4528 | 19.1239 |  |  |  | SRMVc_vh_MFL_1.5 | 145.5903 | 139.4519 | 133.5723 | 127.9407 | 122.5465 | 117.3797 | 112.4307 | 107.6904 | 103.15 | 98.801 | 94.6353 | 90.6453 | 86.8236 | 83.1629 | 79.6566 | 76.2981 | 73.0812 | 70 | 70 | 70 | 70 | 70 | 70 | 70 | 70 | 70 | 70 | 70 | 70 | 70 | 70
[1349 empty] | SRMVc_mm_MFL_1.5 | 53.5221 | 50.1358 | 46.222 | 42.4962 | 38.942 | 35.6093 | 32.1703 | 29.0293 | 26.0524 | 23.2386 | 20.4944 | 18.1725 | 15.8998 | 13.7636 | 11.7584 | 9.8849 | 8.1145 | 6.4773 | 5.0814 | 3.9605 | 3.0599 | 2.5612 | 2.1845 | 1.8535 | 1.5653 | 1.2954 | 1.1015 | 0.91511 | 0.75003 | 0.59807 | 0.4528 | 11.5077 |  |  |  | SRMVc_mm_MFL_1.5 | 197.7844 | 186.9679 | 176.743 | 167.0772 | 157.94 | 149.3026 | 141.1374 | 133.4189 | 126.1224 | 119.225 | 112.7048 | 106.5412 | 100.7146 | 95.2067 | 90 | 90 | 90 | 90 | 90 | 90 | 90 | 90 | 90 | 90 | 90 | 90 | 90 | 90 | 90 | 90 | 90
[1349 empty] | SRMVc_w_MFL_1.5 | 42.8112 | 40.1083 | 36.9844 | 34.0106 | 31.1738 | 28.5137 | 25.7688 | 23.2617 | 20.8857 | 18.6398 | 16.4494 | 14.5961 | 12.7822 | 11.0771 | 9.4766 | 7.9812 | 6.5681 | 5.2614 | 4.1472 | 3.2525 | 2.5337 | 2.1357 | 1.835 | 1.5708 | 1.3408 | 1.1253 | 0.97056 | 0.8218 | 0.69004 | 0.56875 | 0.4528 | 11.0473 |  |  |  | SRMVc_w_MFL_1.5 | 139.6242 | 133.5618 | 127.7626 | 122.2152 | 116.9086 | 111.8325 | 106.9768 | 102.3319 | 97.8887 | 93.6384 | 89.5726 | 85.6834 | 81.9631 | 78.4043 | 75 | 75 | 75 | 75 | 75 | 75 | 75 | 75 | 75 | 75 | 75 | 75 | 75 | 75 | 75 | 75 | 75
[1349 empty] | SRMWc_c_MFL_1.5 | 97.3592 | 91.1758 | 84.029 | 77.2256 | 70.7355 | 64.6498 | 58.3701 | 52.6344 | 47.1986 | 42.0606 | 37.0495 | 32.8096 | 28.6596 | 24.7589 | 21.0972 | 17.6762 | 14.4433 | 11.4537 | 8.9048 | 6.858 | 5.2135 | 4.3028 | 3.6149 | 3.0105 | 2.4843 | 1.9913 | 1.6373 | 1.297 | 0.99555 | 0.71806 | 0.4528 | 14.1864 |  |  |  | SRMWc_c_MFL_1.5 | 204.4099 | 195.4769 | 186.9344 | 178.7651 | 170.9529 | 163.482 | 156.3377 | 149.5055 | 142.972 | 136.7239 | 130.7489 | 125.0351 | 119.5709 | 114.3455 | 109.3485 | 104.5698 | 100 | 100 | 100 | 100 | 100 | 100 | 100 | 100 | 100 | 100 | 100 | 100 | 100 | 100 | 100
[1349 empty] | SRMWc_mm_MFL_1.5 | 91.5501 | 85.7374 | 79.019 | 72.6234 | 66.5224 | 60.8014 | 54.8983 | 49.5064 | 44.3964 | 39.5664 | 34.8557 | 30.8699 | 26.9687 | 23.3018 | 19.8597 | 16.6437 | 13.6046 | 10.7942 | 8.3981 | 6.474 | 4.9281 | 4.072 | 3.4254 | 2.8572 | 2.3625 | 1.8991 | 1.5663 | 1.2464 | 0.96302 | 0.70216 | 0.4528 | 18.328 |  |  |  | SRMWc_mm_MFL_1.5 | 197.7844 | 188.287 | 179.2455 | 170.6383 | 162.4444 | 154.6439 | 147.218 | 140.1487 | 133.4189 | 127.0122 | 120.9132 | 115.107 | 109.5796 | 104.3177 | 99.3085 | 94.5397 | 90 | 90 | 90 | 90 | 90 | 90 | 90 | 90 | 90 | 90 | 90 | 90 | 90 | 90 | 90
[1349 empty] | SRSOc_vh_MFL_1.5 | 49.1427 | 46.0358 | 42.445 | 39.0267 | 35.7658 | 32.708 | 29.5529 | 26.6711 | 23.9399 | 21.3583 | 18.8405 | 16.7102 | 14.6251 | 12.6652 | 10.8254 | 9.1065 | 7.4822 | 5.9801 | 4.6994 | 3.671 | 2.8448 | 2.3872 | 2.0416 | 1.7379 | 1.4735 | 1.2258 | 1.048 | 0.87696 | 0.7255 | 0.58608 | 0.4528 | 14.2069 |  |  |  | SRSOc_vh_MFL_1.5 | 145.5903 | 138.6533 | 132.0468 | 125.7551 | 119.7631 | 114.0567 | 108.6222 | 103.4466 | 98.5177 | 93.8235 | 89.3531 | 85.0956 | 81.041 | 77.1796 | 73.5022 | 70 | 70 | 70 | 70 | 70 | 70 | 70 | 70 | 70 | 70 | 70 | 70 | 70 | 70 | 70 | 70
[1349 empty] | SRSOc_mm_MFL_1.5 | 59.7049 | 55.9241 | 51.5543 | 47.3944 | 43.4261 | 39.7051 | 35.8655 | 32.3585 | 29.0349 | 25.8933 | 22.8293 | 20.2369 | 17.6995 | 15.3144 | 13.0755 | 10.9838 | 9.0071 | 7.1791 | 5.6206 | 4.3692 | 3.3637 | 2.8068 | 2.3862 | 2.0167 | 1.6949 | 1.3935 | 1.1771 | 0.96897 | 0.78466 | 0.61499 | 0.4528 | 15.6725 |  |  |  | SRSOc_mm_MFL_1.5 | 197.7844 | 186.1608 | 175.2203 | 164.9228 | 155.2304 | 146.1077 | 137.5211 | 129.4391 | 121.8321 | 114.6721 | 107.9329 | 101.5898 | 95.6195 | 90 | 90 | 90 | 90 | 90 | 90 | 90 | 90 | 90 | 90 | 90 | 90 | 90 | 90 | 90 | 90 | 90 | 90
[1349 empty] | SRSOc_w_MFL_1.5 | 48.3403 | 45.2846 | 41.753 | 38.391 | 35.1838 | 32.1765 | 29.0733 | 26.239 | 23.5528 | 21.0138 | 18.5375 | 16.4423 | 14.3915 | 12.4639 | 10.6545 | 8.9639 | 7.3663 | 5.889 | 4.6294 | 3.618 | 2.8054 | 2.3553 | 2.0154 | 1.7167 | 1.4567 | 1.2131 | 1.0381 | 0.86997 | 0.72101 | 0.58388 | 0.4528 | 11.381 |  |  |  | SRSOc_w_MFL_1.5 | 139.6242 | 133.1065 | 126.893 | 120.9696 | 115.3227 | 109.9394 | 104.8074 | 99.9149 | 95.2508 | 90.8045 | 86.5657 | 82.5248 | 78.6725 | 75 | 75 | 75 | 75 | 75 | 75 | 75 | 75 | 75 | 75 | 75 | 75 | 75 | 75 | 75 | 75 | 75 | 75
[1349 empty] | SRTVc_mm_MFL_1.5 | 58.4376 | 54.7377 | 50.4614 | 46.3905 | 42.5071 | 38.8656 | 35.1082 | 31.6762 | 28.4236 | 25.3492 | 22.3508 | 19.8138 | 17.3306 | 14.9966 | 12.8056 | 10.7586 | 8.8241 | 7.0353 | 5.5101 | 4.2854 | 3.3014 | 2.7565 | 2.3449 | 1.9832 | 1.6684 | 1.3734 | 1.1616 | 0.95793 | 0.77756 | 0.61152 | 0.4528 | 16.12 |  |  |  | SRTVc_mm_MFL_1.5 | 197.7844 | 186.1608 | 175.2203 | 164.9228 | 155.2304 | 146.1077 | 137.5211 | 129.4391 | 121.8321 | 114.6721 | 107.9329 | 101.5898 | 95.6195 | 90 | 90 | 90 | 90 | 90 | 90 | 90 | 90 | 90 | 90 | 90 | 90 | 90 | 90 | 90 | 90 | 90 | 90
[1349 empty] | SRTVc_w_MFL_1.5 | 47.207 | 44.2237 | 40.7756 | 37.4932 | 34.3619 | 31.4257 | 28.396 | 25.6288 | 23.0061 | 20.5272 | 18.1095 | 16.0639 | 14.0617 | 12.1797 | 10.4131 | 8.7625 | 7.2027 | 5.7604 | 4.5306 | 3.5431 | 2.7497 | 2.3103 | 1.9784 | 1.6868 | 1.4329 | 1.1951 | 1.0243 | 0.8601 | 0.71466 | 0.58078 | 0.4528 | 12.6779 |  |  |  | SRTVc_w_MFL_1.5 | 139.6242 | 132.5773 | 125.886 | 119.5325 | 113.4996 | 107.7712 | 102.3319 | 97.1671 | 92.263 | 87.6065 | 83.1849 | 78.9865 | 75 | 75 | 75 | 75 | 75 | 75 | 75 | 75 | 75 | 75 | 75 | 75 | 75 | 75 | 75 | 75 | 75 | 75 | 75
[1349 empty] | SRVCc_c_MFL_1.5 | 49.5562 | 46.423 | 42.8017 | 39.3543 | 36.0657 | 32.982 | 29.8001 | 26.8938 | 24.1394 | 21.5359 | 18.9967 | 16.8483 | 14.7455 | 12.7689 | 10.9135 | 9.1801 | 7.5419 | 6.0271 | 4.7355 | 3.6984 | 2.8651 | 2.4036 | 2.0551 | 1.7488 | 1.4822 | 1.2324 | 1.053 | 0.88056 | 0.72782 | 0.58721 | 0.4528 | 14.9258 |  |  |  | SRVCc_c_MFL_1.5 | 204.4099 | 193.4715 | 183.1185 | 173.3196 | 164.0449 | 155.2666 | 146.958 | 139.094 | 131.6509 | 124.606 | 117.9381 | 111.6271 | 105.6537 | 100 | 100 | 100 | 100 | 100 | 100 | 100 | 100 | 100 | 100 | 100 | 100 | 100 | 100 | 100 | 100 | 100 | 100
[1349 empty] | SRVCc_mm_MFL_1.5 | 47.6248 | 44.6148 | 41.1359 | 37.8241 | 34.6649 | 31.7025 | 28.6457 | 25.8537 | 23.2077 | 20.7066 | 18.2673 | 16.2034 | 14.1833 | 12.2845 | 10.5021 | 8.8368 | 7.2631 | 5.8078 | 4.567 | 3.5707 | 2.7702 | 2.3269 | 1.992 | 1.6978 | 1.4417 | 1.2017 | 1.0294 | 0.86373 | 0.717 | 0.58192 | 0.4528 | 14.3179 |  |  |  | SRVCc_mm_MFL_1.5 | 197.7844 | 186.1608 | 175.2203 | 164.9228 | 155.2304 | 146.1077 | 137.5211 | 129.4391 | 121.8321 | 114.6721 | 107.9329 | 101.5898 | 95.6195 | 90 | 90 | 90 | 90 | 90 | 90 | 90 | 90 | 90 | 90 | 90 | 90 | 90 | 90 | 90 | 90 | 90 | 90
[1349 empty] | SRVCc_w_MFL_1.5 | 37.5373 | 35.171 | 32.4361 | 29.8325 | 27.3489 | 25.0199 | 22.6168 | 20.4219 | 18.3417 | 16.3754 | 14.4578 | 12.8352 | 11.2471 | 9.7543 | 8.3531 | 7.0439 | 5.8067 | 4.6627 | 3.6872 | 2.904 | 2.2746 | 1.9261 | 1.6629 | 1.4316 | 1.2302 | 1.0416 | 0.9061 | 0.77586 | 0.66051 | 0.55431 | 0.4528 | 13.3759 |  |  |  | SRVCc_w_MFL_1.5 | 139.6242 | 132.5773 | 125.886 | 119.5325 | 113.4996 | 107.7712 | 102.3319 | 97.1671 | 92.263 | 87.6065 | 83.1849 | 78.9865 | 75 | 75 | 75 | 75 | 75 | 75 | 75 | 75 | 75 | 75 | 75 | 75 | 75 | 75 | 75 | 75 | 75 | 75 | 75
[1349 empty] | AKGD_vc_MFL_1.5 | 86.827 | 81.3156 | 74.9455 | 68.8816 | 63.0968 | 57.6725 | 52.0754 | 46.9631 | 42.118 | 37.5384 | 33.072 | 29.2929 | 25.594 | 22.1172 | 18.8535 | 15.8043 | 12.9227 | 10.2581 | 7.9862 | 6.1618 | 4.6961 | 3.8844 | 3.2712 | 2.7325 | 2.2635 | 1.8241 | 1.5086 | 1.2052 | 0.93657 | 0.68923 | 0.4528 | 16.8114 |  |  |  | AKGD_vc_MFL_1.5 | 233.6378 | 224.1083 | 214.9676 | 206.1996 | 197.7892 | 189.7219 | 181.9837 | 174.561 | 167.4411 | 160.6117 | 154.0607 | 147.777 | 141.7496 | 135.968 | 130.4222 | 125.1026 | 120 | 120 | 120 | 120 | 120 | 120 | 120 | 120 | 120 | 120 | 120 | 120 | 120 | 120 | 120
[1349 empty] | AKMS_vc_MFL_1.5 | 50.9469 | 47.725 | 44.001 | 40.4561 | 37.0743 | 33.9033 | 30.6312 | 27.6426 | 24.8102 | 22.133 | 19.5219 | 17.3126 | 15.1502 | 13.1177 | 11.2098 | 9.4272 | 7.7427 | 6.1849 | 4.8568 | 3.7903 | 2.9334 | 2.4589 | 2.1005 | 1.7855 | 1.5113 | 1.2545 | 1.07 | 0.89268 | 0.73561 | 0.59102 | 0.4528 | 13.5461 |  |  |  | AKMS_vc_MFL_1.5 | 233.6378 | 222.7791 | 212.4251 | 202.5522 | 193.1383 | 184.1618 | 175.6026 | 167.4411 | 159.659 | 152.2386 | 145.163 | 138.4163 | 131.9832 | 125.8491 | 120 | 120 | 120 | 120 | 120 | 120 | 120 | 120 | 120 | 120 | 120 | 120 | 120 | 120 | 120 | 120 | 120
[1349 empty] | HIMS_vh_MFL_1.5 | 64.6805 | 60.5822 | 55.8455 | 51.3363 | 47.0348 | 43.0013 | 38.8393 | 35.0378 | 31.435 | 28.0296 | 24.7084 | 21.8982 | 19.1477 | 16.5624 | 14.1355 | 11.8681 | 9.7254 | 7.744 | 6.0546 | 4.698 | 3.6081 | 3.0045 | 2.5486 | 2.148 | 1.7993 | 1.4725 | 1.2379 | 1.0123 | 0.81253 | 0.62861 | 0.4528 | 14.1837 |  |  |  | HIMS_vh_MFL_1.5 | 145.5903 | 139.786 | 134.2132 | 128.8625 | 123.7252 | 118.7926 | 114.0567 | 109.5096 | 105.1438 | 100.9521 | 96.9274 | 93.0632 | 89.3531 | 85.7908 | 82.3706 | 79.0868 | 75.9338 | 72.9066 | 70 | 70 | 70 | 70 | 70 | 70 | 70 | 70 | 70 | 70 | 70 | 70 | 70
[1349 empty] | HIOA_vh_MFL_1.5 | 92.534 | 86.6584 | 79.8675 | 73.4029 | 67.2359 | 61.4532 | 55.4863 | 50.0362 | 44.871 | 39.9888 | 35.2273 | 31.1984 | 27.2551 | 23.5486 | 20.0693 | 16.8186 | 13.7466 | 10.9059 | 8.4839 | 6.539 | 4.9764 | 4.1111 | 3.4575 | 2.8832 | 2.3832 | 1.9147 | 1.5783 | 1.255 | 0.96853 | 0.70485 | 0.4528 | 13.1332 |  |  |  | HIOA_vh_MFL_1.5 | 145.5903 | 139.786 | 134.2132 | 128.8625 | 123.7252 | 118.7926 | 114.0567 | 109.5096 | 105.1438 | 100.9521 | 96.9274 | 93.0632 | 89.3531 | 85.7908 | 82.3706 | 79.0868 | 75.9338 | 72.9066 | 70 | 70 | 70 | 70 | 70 | 70 | 70 | 70 | 70 | 70 | 70 | 70 | 70
[1349 empty] | AZNMc_c_MFH_1.5 | 71.6887 | 67.1479 | 61.8997 | 56.9036 | 52.1375 | 47.6685 | 43.057 | 38.845 | 34.8532 | 31.08 | 27.4002 | 24.2865 | 21.239 | 18.3745 | 15.6856 | 13.1733 | 10.7992 | 8.6038 | 6.732 | 5.2289 | 4.0213 | 3.3525 | 2.8474 | 2.4035 | 2.0171 | 1.6551 | 1.3951 | 1.1452 | 0.92384 | 0.72006 | 0.52527 | 11.7849 |  |  |  | AZNMc_c_MFH_1.5 | 236.6328 | 226.1598 | 216.1503 | 206.5838 | 197.4407 | 188.7022 | 180.3506 | 172.3685 | 164.7397 | 157.4486 | 150.4801 | 143.8201 | 137.4548 | 131.3713 | 125.557 | 120 | 120 | 120 | 120 | 120 | 120 | 120 | 120 | 120 | 120 | 120 | 120 | 120 | 120 | 120 | 120
[1349 empty] | AZNMc_vh_MFH_1.5 | 56.5412 | 52.9669 | 48.8358 | 44.9031 | 41.1516 | 37.6338 | 34.0039 | 30.6884 | 27.5463 | 24.5763 | 21.6797 | 19.2288 | 16.83 | 14.5752 | 12.4586 | 10.4811 | 8.6123 | 6.8842 | 5.4109 | 4.2277 | 3.2771 | 2.7507 | 2.3531 | 2.0037 | 1.6996 | 1.4146 | 1.21 | 1.0132 | 0.83901 | 0.6786 | 0.52527 | 13.8158 |  |  |  | AZNMc_vh_MFH_1.5 | 170.1421 | 163.5171 | 157.1501 | 151.031 | 145.1502 | 139.4984 | 134.0666 | 128.8464 | 123.8294 | 119.0077 | 114.3738 | 109.9203 | 105.6403 | 101.5269 | 97.5737 | 93.7743 | 90.123 | 86.6138 | 83.2412 | 80 | 80 | 80 | 80 | 80 | 80 | 80 | 80 | 80 | 80 | 80 | 80
[1349 empty] | AZNMc_mm_MFH_1.5 | 68.9824 | 64.6142 | 59.5656 | 54.7595 | 50.1747 | 45.8756 | 41.4395 | 37.3877 | 33.5477 | 29.918 | 26.3781 | 23.3829 | 20.4513 | 17.6957 | 15.109 | 12.6923 | 10.4085 | 8.2966 | 6.4959 | 5.05 | 3.8883 | 3.245 | 2.7591 | 2.3321 | 1.9604 | 1.6121 | 1.362 | 1.1216 | 0.90869 | 0.71266 | 0.52527 | 10.9289 |  |  |  | AZNMc_mm_MFH_1.5 | 231.2804 | 220.1428 | 209.5415 | 199.4508 | 189.846 | 180.7037 | 172.0017 | 163.7187 | 155.8347 | 148.3302 | 141.1872 | 134.3882 | 127.9165 | 121.7565 | 115.8932 | 110.3122 | 105 | 105 | 105 | 105 | 105 | 105 | 105 | 105 | 105 | 105 | 105 | 105 | 105 | 105 | 105
[1349 empty] | AZNMc_w_MFH_1.5 | 56.5065 | 52.9344 | 48.8058 | 44.8756 | 41.1264 | 37.6108 | 33.9831 | 30.6697 | 27.5295 | 24.5614 | 21.6666 | 19.2172 | 16.8199 | 14.5665 | 12.4512 | 10.4749 | 8.6073 | 6.8803 | 5.4078 | 4.2254 | 3.2754 | 2.7494 | 2.352 | 2.0028 | 1.6988 | 1.4141 | 1.2095 | 1.0129 | 0.83881 | 0.67851 | 0.52527 | 11.8213 |  |  |  | AZNMc_w_MFH_1.5 | 165.3931 | 159.221 | 153.2791 | 147.5591 | 142.0524 | 136.7513 | 131.648 | 126.7352 | 122.0057 | 117.4526 | 113.0695 | 108.85 | 104.7879 | 100.8774 | 97.1129 | 93.4888 | 90 | 90 | 90 | 90 | 90 | 90 | 90 | 90 | 90 | 90 | 90 | 90 | 90 | 90 | 90
[1349 empty] | CAMXc_vc_MFH_1.5 | 56.4903 | 52.9193 | 48.7919 | 44.8628 | 41.1147 | 37.6 | 33.9735 | 30.661 | 27.5217 | 24.5544 | 21.6605 | 19.2118 | 16.8152 | 14.5624 | 12.4478 | 10.472 | 8.605 | 6.8785 | 5.4064 | 4.2244 | 3.2746 | 2.7487 | 2.3514 | 2.0024 | 1.6985 | 1.4138 | 1.2093 | 1.0128 | 0.83872 | 0.67846 | 0.52527 | 14.8947 |  |  |  | CAMXc_vc_MFH_1.5 | 265.8608 | 252.3563 | 239.5379 | 227.3705 | 215.8212 | 204.8585 | 194.4527 | 184.5755 | 175.1999 | 166.3006 | 157.8534 | 149.8352 | 142.2243 | 135 | 135 | 135 | 135 | 135 | 135 | 135 | 135 | 135 | 135 | 135 | 135 | 135 | 135 | 135 | 135 | 135 | 135
[1349 empty] | CAMXc_c_MFH_1.5 | 50.2799 | 47.1051 | 43.4358 | 39.9427 | 36.6105 | 33.4859 | 30.2618 | 27.3169 | 24.526 | 21.8879 | 19.3151 | 17.1382 | 15.0075 | 13.0047 | 11.1247 | 9.3683 | 7.7084 | 6.1735 | 4.8648 | 3.8139 | 2.9696 | 2.502 | 2.1488 | 1.8385 | 1.5683 | 1.3152 | 1.1334 | 0.9587 | 0.80394 | 0.66146 | 0.52527 |  |  |  |  | CAMXc_c_MFH_1.5 | 236.6328 | 224.5902 | 213.1605 | 202.3124 | 192.0164 | 182.2444 | 172.9698 | 164.1671 | 155.8124 | 147.8828 | 140.3569 | 133.2139 | 126.4344 | 120 | 120 | 120 | 120 | 120 | 120 | 120 | 120 | 120 | 120 | 120 | 120 | 120 | 120 | 120 | 120 | 120 | 120
[1349 empty] | CAMXc_vh_MFH_1.5 | 35.3626 | 33.1397 | 30.5704 | 28.1246 | 25.7915 | 23.6037 | 21.3462 | 19.2843 | 17.3301 | 15.483 | 13.6816 | 12.1573 | 10.6655 | 9.2632 | 7.9468 | 6.717 | 5.5548 | 4.48 | 3.5637 | 2.8279 | 2.2367 | 1.9093 | 1.662 | 1.4448 | 1.2556 | 1.0784 | 0.9511 | 0.82875 | 0.72039 | 0.62063 | 0.52527 |  |  |  |  | CAMXc_vh_MFH_1.5 | 170.1421 | 163.5171 | 157.1501 | 151.031 | 145.1502 | 139.4984 | 134.0666 | 128.8464 | 123.8294 | 119.0077 | 114.3738 | 109.9203 | 105.6403 | 101.5269 | 97.5737 | 93.7743 | 90.123 | 86.6138 | 83.2412 | 80 | 80 | 80 | 80 | 80 | 80 | 80 | 80 | 80 | 80 | 80 | 80
[1349 empty] | CAMXc_mm_MFH_1.5 | 49.111 | 46.0109 | 42.4277 | 39.0167 | 35.7627 | 32.7116 | 29.5632 | 26.6875 | 23.9621 | 21.3861 | 18.8737 | 16.7479 | 14.6673 | 12.7116 | 10.8757 | 9.1605 | 7.5396 | 6.0408 | 4.7628 | 3.7366 | 2.9121 | 2.4555 | 2.1107 | 1.8076 | 1.5438 | 1.2966 | 1.1191 | 0.94852 | 0.79739 | 0.65826 | 0.52527 | 14.3966 |  |  |  | CAMXc_mm_MFH_1.5 | 231.2804 | 218.5961 | 206.6075 | 195.2763 | 184.5666 | 174.4443 | 164.8771 | 155.8347 | 147.2881 | 139.2103 | 131.5755 | 124.3594 | 117.539 | 111.0927 | 105 | 105 | 105 | 105 | 105 | 105 | 105 | 105 | 105 | 105 | 105 | 105 | 105 | 105 | 105 | 105 | 105
[1349 empty] | CAMXc_w_MFH_1.5 | 38.505 | 36.0816 | 33.2806 | 30.6142 | 28.0706 | 25.6854 | 23.2243 | 20.9764 | 18.846 | 16.8323 | 14.8683 | 13.2066 | 11.5801 | 10.0514 | 8.6163 | 7.2755 | 6.0084 | 4.8368 | 3.8378 | 3.0356 | 2.3911 | 2.0342 | 1.7646 | 1.5277 | 1.3215 | 1.1283 | 0.98951 | 0.85613 | 0.73799 | 0.62923 | 0.52527 | 15.1432 |  |  |  | CAMXc_w_MFH_1.5 | 165.3931 | 158.3582 | 151.6226 | 145.1734 | 138.9986 | 133.0864 | 127.4256 | 122.0057 | 116.8162 | 111.8475 | 107.0902 | 102.5352 | 98.1739 | 93.9981 | 90 | 90 | 90 | 90 | 90 | 90 | 90 | 90 | 90 | 90 | 90 | 90 | 90 | 90 | 90 | 90 | 90
[1349 empty] | ERCTc_vh_MFH_1.5 | 54.7623 | 51.3016 | 47.3016 | 43.4939 | 39.8614 | 36.4553 | 32.9407 | 29.7306 | 26.6882 | 23.8125 | 21.0079 | 18.6349 | 16.3122 | 14.129 | 12.0796 | 10.1649 | 8.3555 | 6.6823 | 5.2557 | 4.1102 | 3.1898 | 2.6801 | 2.2951 | 1.9568 | 1.6623 | 1.3864 | 1.1882 | 0.99775 | 0.82904 | 0.67373 | 0.52527 | 15.0967 |  |  |  | ERCTc_vh_MFH_1.5 | 170.1421 | 163.5171 | 157.1501 | 151.031 | 145.1502 | 139.4984 | 134.0666 | 128.8464 | 123.8294 | 119.0077 | 114.3738 | 109.9203 | 105.6403 | 101.5269 | 97.5737 | 93.7743 | 90.123 | 86.6138 | 83.2412 | 80 | 80 | 80 | 80 | 80 | 80 | 80 | 80 | 80 | 80 | 80 | 80
[1349 empty] | ERCTc_mm_MFH_1.5 | 67.3133 | 63.0517 | 58.1261 | 53.4372 | 48.9642 | 44.7699 | 40.442 | 36.4889 | 32.7426 | 29.2014 | 25.7478 | 22.8256 | 19.9654 | 17.2771 | 14.7534 | 12.3956 | 10.1675 | 8.1071 | 6.3504 | 4.9397 | 3.8063 | 3.1787 | 2.7046 | 2.2881 | 1.9254 | 1.5856 | 1.3416 | 1.1071 | 0.89934 | 0.70809 | 0.52527 | 17.5488 |  |  |  | ERCTc_mm_MFH_1.5 | 231.2804 | 220.1428 | 209.5415 | 199.4508 | 189.846 | 180.7037 | 172.0017 | 163.7187 | 155.8347 | 148.3302 | 141.1872 | 134.3882 | 127.9165 | 121.7565 | 115.8932 | 110.3122 | 105 | 105 | 105 | 105 | 105 | 105 | 105 | 105 | 105 | 105 | 105 | 105 | 105 | 105 | 105
[1349 empty] | ERCTc_w_MFH_1.5 | 54.9945 | 51.5189 | 47.5018 | 43.6778 | 40.0298 | 36.6091 | 33.0795 | 29.8556 | 26.8002 | 23.9122 | 21.0956 | 18.7124 | 16.3798 | 14.1873 | 12.1291 | 10.2062 | 8.389 | 6.7087 | 5.276 | 4.1255 | 3.2012 | 2.6893 | 2.3026 | 1.9629 | 1.6671 | 1.3901 | 1.1911 | 0.99977 | 0.83034 | 0.67437 | 0.52527 | 19.416 |  |  |  | ERCTc_w_MFH_1.5 | 165.3931 | 159.221 | 153.2791 | 147.5591 | 142.0524 | 136.7513 | 131.648 | 126.7352 | 122.0057 | 117.4526 | 113.0695 | 108.85 | 104.7879 | 100.8774 | 97.1129 | 93.4888 | 90 | 90 | 90 | 90 | 90 | 90 | 90 | 90 | 90 | 90 | 90 | 90 | 90 | 90 | 90
[1349 empty] | FRCCc_vh_MFH_1.5 | 55.7864 | 52.2603 | 48.1848 | 44.3051 | 40.6041 | 37.1337 | 33.5528 | 30.282 | 27.1822 | 24.2522 | 21.3946 | 18.9768 | 16.6103 | 14.3859 | 12.2978 | 10.3469 | 8.5034 | 6.7986 | 5.345 | 4.1778 | 3.2401 | 2.7207 | 2.3285 | 1.9838 | 1.6837 | 1.4026 | 1.2007 | 1.0067 | 0.83478 | 0.67654 | 0.52527 | 13.8689 |  |  |  | FRCCc_vh_MFH_1.5 | 170.1421 | 162.304 | 154.8269 | 147.6944 | 140.8904 | 134.3998 | 128.2083 | 122.302 | 116.6678 | 111.2931 | 106.166 | 101.2752 | 96.6096 | 92.159 | 87.9134 | 83.8634 | 80 | 80 | 80 | 80 | 80 | 80 | 80 | 80 | 80 | 80 | 80 | 80 | 80 | 80 | 80
[1349 empty] | MROEc_vc_MFH_1.5 | 129.8255 | 121.5751 | 112.0393 | 102.9616 | 94.302 | 86.1819 | 77.8032 | 70.1502 | 62.8972 | 56.0417 | 49.3555 | 43.6982 | 38.161 | 32.9564 | 28.0707 | 23.5061 | 19.1924 | 15.2035 | 11.8026 | 9.0716 | 6.8774 | 5.6623 | 4.7444 | 3.938 | 3.2359 | 2.5781 | 2.1057 | 1.6517 | 1.2495 | 0.8792 | 0.52527 | 21.1975 |  |  |  | MROEc_vc_MFH_1.5 | 265.8608 | 256.0372 | 246.5767 | 237.4657 | 228.6913 | 220.2412 | 212.1033 | 204.2661 | 196.7185 | 189.4497 | 182.4496 | 175.7081 | 169.2157 | 162.9632 | 156.9417 | 151.1427 | 145.558 | 140.1796 | 135 | 135 | 135 | 135 | 135 | 135 | 135 | 135 | 135 | 135 | 135 | 135 | 135
[1349 empty] | MROWc_vc_MFH_1.5 | 90.3533 | 84.6215 | 77.9968 | 71.6903 | 65.6742 | 60.033 | 54.2121 | 48.8954 | 43.8566 | 39.0939 | 34.4488 | 30.5186 | 26.6717 | 23.0559 | 19.6618 | 16.4906 | 13.4938 | 10.7226 | 8.3599 | 6.4626 | 4.9382 | 4.0941 | 3.4564 | 2.8962 | 2.4084 | 1.9514 | 1.6233 | 1.3078 | 1.0284 | 0.77115 | 0.52527 | 13.2823 |  |  |  | MROWc_vc_MFH_1.5 | 265.8608 | 254.8351 | 244.2667 | 234.1365 | 224.4265 | 215.1192 | 206.1978 | 197.6465 | 189.4497 | 181.593 | 174.062 | 166.8434 | 159.9241 | 153.2918 | 146.9345 | 140.8409 | 135 | 135 | 135 | 135 | 135 | 135 | 135 | 135 | 135 | 135 | 135 | 135 | 135 | 135 | 135
[1349 empty] | MROWc_c_MFH_1.5 | 80.4201 | 75.3221 | 69.43 | 63.8209 | 58.4701 | 53.4527 | 48.2754 | 43.5466 | 39.065 | 34.8289 | 30.6976 | 27.2019 | 23.7805 | 20.5645 | 17.5456 | 14.7251 | 12.0597 | 9.595 | 7.4935 | 5.806 | 4.4502 | 3.6994 | 3.1323 | 2.634 | 2.2002 | 1.7937 | 1.5018 | 1.2213 | 0.97275 | 0.74396 | 0.52527 | 12.77 |  |  |  | MROWc_c_MFH_1.5 | 236.6328 | 227.3674 | 218.4649 | 209.9109 | 201.6918 | 193.7945 | 186.2065 | 178.9156 | 171.9101 | 165.179 | 158.7114 | 152.497 | 146.526 | 140.7888 | 135.2762 | 129.9794 | 124.8901 | 120 | 120 | 120 | 120 | 120 | 120 | 120 | 120 | 120 | 120 | 120 | 120 | 120 | 120
[1349 empty] | NEWEc_vc_MFH_1.5 | 57.7484 | 54.0971 | 49.8769 | 45.8595 | 42.0271 | 38.4335 | 34.7254 | 31.3385 | 28.1286 | 25.0946 | 22.1356 | 19.6319 | 17.1814 | 14.878 | 12.7158 | 10.6957 | 8.7866 | 7.0213 | 5.5161 | 4.3075 | 3.3365 | 2.7987 | 2.3925 | 2.0356 | 1.7249 | 1.4338 | 1.2247 | 1.0238 | 0.84577 | 0.68191 | 0.52527 | 15.1367 |  |  |  | NEWEc_vc_MFH_1.5 | 265.8608 | 249.9757 | 235.0398 | 220.9963 | 207.7919 | 195.3765 | 183.7028 | 172.7267 | 162.4063 | 152.7027 | 143.5788 | 135 | 135 | 135 | 135 | 135 | 135 | 135 | 135 | 135 | 135 | 135 | 135 | 135 | 135 | 135 | 135 | 135 | 135 | 135 | 135
[1349 empty] | NEWEc_c_MFH_1.5 | 51.3997 | 48.1535 | 44.4015 | 40.8299 | 37.4226 | 34.2277 | 30.931 | 27.9199 | 25.0661 | 22.3687 | 19.738 | 17.5121 | 15.3334 | 13.2856 | 11.3633 | 9.5673 | 7.8701 | 6.3006 | 4.9624 | 3.8879 | 3.0246 | 2.5465 | 2.1853 | 1.868 | 1.5918 | 1.333 | 1.1471 | 0.96846 | 0.81021 | 0.66453 | 0.52527 | 16.308 |  |  |  | NEWEc_c_MFH_1.5 | 236.6328 | 222.4674 | 209.15 | 196.6298 | 184.8591 | 173.793 | 163.3894 | 153.6085 | 144.4132 | 135.7683 | 127.6409 | 120 | 120 | 120 | 120 | 120 | 120 | 120 | 120 | 120 | 120 | 120 | 120 | 120 | 120 | 120 | 120 | 120 | 120 | 120 | 120
[1349 empty] | NWPPc_vc_MFH_1.5 | 62.8363 | 58.8604 | 54.265 | 49.8904 | 45.7172 | 41.8041 | 37.7663 | 34.0782 | 30.5829 | 27.2792 | 24.057 | 21.3308 | 18.6623 | 16.1541 | 13.7997 | 11.5999 | 9.5212 | 7.5989 | 5.9599 | 4.6438 | 3.5864 | 3.0008 | 2.5585 | 2.1699 | 1.8315 | 1.5146 | 1.2869 | 1.0681 | 0.87426 | 0.69583 | 0.52527 | 14.2107 |  |  |  | NWPPc_vc_MFH_1.5 | 265.8608 | 253.2978 | 241.3284 | 229.9247 | 219.0598 | 208.7083 | 198.846 | 189.4497 | 180.4975 | 171.9682 | 163.842 | 156.0998 | 148.7235 | 141.6957 | 135 | 135 | 135 | 135 | 135 | 135 | 135 | 135 | 135 | 135 | 135 | 135 | 135 | 135 | 135 | 135 | 135
[1349 empty] | NWPPc_c_MFH_1.5 | 55.9283 | 52.3931 | 48.3072 | 44.4176 | 40.7071 | 37.2277 | 33.6376 | 30.3584 | 27.2506 | 24.3131 | 21.4482 | 19.0242 | 16.6516 | 14.4215 | 12.328 | 10.3722 | 8.5238 | 6.8147 | 5.3574 | 4.1872 | 3.247 | 2.7264 | 2.3331 | 1.9876 | 1.6867 | 1.4049 | 1.2025 | 1.0079 | 0.83557 | 0.67692 | 0.52527 | 14.5654 |  |  |  | NWPPc_c_MFH_1.5 | 236.6328 | 225.4297 | 214.757 | 204.5896 | 194.9035 | 185.676 | 176.8854 | 168.5109 | 160.533 | 152.9327 | 145.6923 | 138.7947 | 132.2236 | 125.9636 | 120 | 120 | 120 | 120 | 120 | 120 | 120 | 120 | 120 | 120 | 120 | 120 | 120 | 120 | 120 | 120 | 120
[1349 empty] | NWPPc_mm_MFH_1.5 | 54.3538 | 50.9191 | 46.9492 | 43.1702 | 39.5651 | 36.1847 | 32.6965 | 29.5105 | 26.4911 | 23.6371 | 20.8536 | 18.4984 | 16.1933 | 14.0265 | 11.9926 | 10.0923 | 8.2965 | 6.6359 | 5.2201 | 4.0831 | 3.1697 | 2.6638 | 2.2817 | 1.946 | 1.6537 | 1.3799 | 1.1832 | 0.99419 | 0.82675 | 0.67261 | 0.52527 | 13.2031 |  |  |  | NWPPc_mm_MFH_1.5 | 231.2804 | 219.4196 | 208.1672 | 197.4917 | 187.3638 | 177.7552 | 168.6394 | 159.9911 | 151.7862 | 144.0022 | 136.6173 | 129.6112 | 122.9643 | 116.6584 | 110.6758 | 105 | 105 | 105 | 105 | 105 | 105 | 105 | 105 | 105 | 105 | 105 | 105 | 105 | 105 | 105 | 105
[1349 empty] | NWPPc_w_MFH_1.5 | 43.2544 | 40.5279 | 37.3767 | 34.3768 | 31.5151 | 28.8318 | 26.0629 | 23.5338 | 21.137 | 18.8715 | 16.6619 | 14.7924 | 12.9625 | 11.2426 | 9.6281 | 8.1196 | 6.6941 | 5.3759 | 4.252 | 3.3495 | 2.6244 | 2.2229 | 1.9195 | 1.6531 | 1.421 | 1.2037 | 1.0476 | 0.8975 | 0.76459 | 0.64223 | 0.52527 | 14.1306 |  |  |  | NWPPc_w_MFH_1.5 | 165.3931 | 158.3582 | 151.6226 | 145.1734 | 138.9986 | 133.0864 | 127.4256 | 122.0057 | 116.8162 | 111.8475 | 107.0902 | 102.5352 | 98.1739 | 93.9981 | 90 | 90 | 90 | 90 | 90 | 90 | 90 | 90 | 90 | 90 | 90 | 90 | 90 | 90 | 90 | 90 | 90
[1349 empty] | NYSTc_vc_MFH_1.5 | 69.3472 | 64.9558 | 59.8802 | 55.0485 | 50.4393 | 46.1173 | 41.6575 | 37.5841 | 33.7236 | 30.0747 | 26.5159 | 23.5047 | 20.5574 | 17.7872 | 15.1867 | 12.7571 | 10.4611 | 8.338 | 6.5278 | 5.0742 | 3.9063 | 3.2595 | 2.771 | 2.3417 | 1.968 | 1.6179 | 1.3665 | 1.1248 | 0.91073 | 0.71365 | 0.52527 | 14.4557 |  |  |  | NYSTc_vc_MFH_1.5 | 265.8608 | 254.8351 | 244.2667 | 234.1365 | 224.4265 | 215.1192 | 206.1978 | 197.6465 | 189.4497 | 181.593 | 174.062 | 166.8434 | 159.9241 | 153.2918 | 146.9345 | 140.8409 | 135 | 135 | 135 | 135 | 135 | 135 | 135 | 135 | 135 | 135 | 135 | 135 | 135 | 135 | 135
[1349 empty] | NYSTc_c_MFH_1.5 | 61.7233 | 57.8184 | 53.3051 | 49.0086 | 44.91 | 41.0667 | 37.1011 | 33.4789 | 30.0461 | 26.8013 | 23.6367 | 20.9591 | 18.3384 | 15.875 | 13.5626 | 11.4021 | 9.3605 | 7.4725 | 5.8628 | 4.5703 | 3.5317 | 2.9566 | 2.5222 | 2.1405 | 1.8082 | 1.4969 | 1.2733 | 1.0584 | 0.86803 | 0.69279 | 0.52527 | 16.9026 |  |  |  | NYSTc_c_MFH_1.5 | 236.6328 | 226.8006 | 217.3768 | 208.3447 | 199.6878 | 191.3906 | 183.4382 | 175.8162 | 168.5109 | 161.5092 | 154.7984 | 148.3664 | 142.2017 | 136.2931 | 130.63 | 125.2022 | 120 | 120 | 120 | 120 | 120 | 120 | 120 | 120 | 120 | 120 | 120 | 120 | 120 | 120 | 120
[1349 empty] | NYSTc_mm_MFH_1.5 | 59.7326 | 55.9547 | 51.5882 | 47.4315 | 43.4662 | 39.748 | 35.9113 | 32.4069 | 29.0858 | 25.9466 | 22.8849 | 20.2944 | 17.7589 | 15.3757 | 13.1385 | 11.0483 | 9.0731 | 7.2465 | 5.6892 | 4.4387 | 3.4339 | 2.8775 | 2.4572 | 2.088 | 1.7665 | 1.4653 | 1.249 | 1.041 | 0.85688 | 0.68734 | 0.52527 | 16.4314 |  |  |  | NYSTc_mm_MFH_1.5 | 231.2804 | 220.1428 | 209.5415 | 199.4508 | 189.846 | 180.7037 | 172.0017 | 163.7187 | 155.8347 | 148.3302 | 141.1872 | 134.3882 | 127.9165 | 121.7565 | 115.8932 | 110.3122 | 105 | 105 | 105 | 105 | 105 | 105 | 105 | 105 | 105 | 105 | 105 | 105 | 105 | 105 | 105
[1349 empty] | RFCEc_vc_MFH_1.5 | 66.5441 | 62.3316 | 57.4627 | 52.8278 | 48.4063 | 44.2603 | 39.9823 | 36.0748 | 32.3715 | 28.8712 | 25.4573 | 22.5688 | 19.7416 | 17.0841 | 14.5896 | 12.2589 | 10.0565 | 8.0198 | 6.2833 | 4.8889 | 3.7686 | 3.1481 | 2.6795 | 2.2678 | 1.9093 | 1.5734 | 1.3322 | 1.1004 | 0.89503 | 0.70598 | 0.52527 | 15.1024 |  |  |  | RFCEc_vc_MFH_1.5 | 265.8608 | 249.9757 | 235.0398 | 220.9963 | 207.7919 | 195.3765 | 183.7028 | 172.7267 | 162.4063 | 152.7027 | 143.5788 | 135 | 135 | 135 | 135 | 135 | 135 | 135 | 135 | 135 | 135 | 135 | 135 | 135 | 135 | 135 | 135 | 135 | 135 | 135 | 135
[1349 empty] | RFCEc_c_MFH_1.5 | 59.2285 | 55.4827 | 51.1534 | 47.0321 | 43.1006 | 39.414 | 35.61 | 32.1354 | 28.8426 | 25.7301 | 22.6945 | 20.1261 | 17.6122 | 15.2492 | 13.0311 | 10.9587 | 9.0003 | 7.1893 | 5.6452 | 4.4054 | 3.4092 | 2.8575 | 2.4408 | 2.0747 | 1.7559 | 1.4573 | 1.2428 | 1.0367 | 0.85406 | 0.68596 | 0.52527 | 18.7356 |  |  |  | RFCEc_c_MFH_1.5 | 236.6328 | 222.4674 | 209.15 | 196.6298 | 184.8591 | 173.793 | 163.3894 | 153.6085 | 144.4132 | 135.7683 | 127.6409 | 120 | 120 | 120 | 120 | 120 | 120 | 120 | 120 | 120 | 120 | 120 | 120 | 120 | 120 | 120 | 120 | 120 | 120 | 120 | 120
[1349 empty] | RFCEc_mm_MFH_1.5 | 57.4169 | 53.7868 | 49.591 | 45.5969 | 41.7867 | 38.2139 | 34.5273 | 31.16 | 27.9687 | 24.9523 | 22.0104 | 19.5212 | 17.0849 | 14.7948 | 12.6452 | 10.6367 | 8.7388 | 6.9837 | 5.4872 | 4.2856 | 3.3202 | 2.7855 | 2.3817 | 2.0269 | 1.7179 | 1.4285 | 1.2207 | 1.0209 | 0.84391 | 0.681 | 0.52527 | 15.5459 |  |  |  | RFCEc_mm_MFH_1.5 | 231.2804 | 216.5507 | 202.7592 | 189.846 | 177.7552 | 166.4344 | 155.8347 | 145.91 | 136.6173 | 127.9165 | 119.7699 | 112.142 | 105 | 105 | 105 | 105 | 105 | 105 | 105 | 105 | 105 | 105 | 105 | 105 | 105 | 105 | 105 | 105 | 105 | 105 | 105
[1349 empty] | RFCMc_vc_MFH_1.5 | 102.7998 | 96.2738 | 88.7311 | 81.5508 | 74.7012 | 68.2784 | 61.6509 | 55.5975 | 49.8605 | 44.4379 | 39.1492 | 34.6744 | 30.2946 | 26.1778 | 22.3133 | 18.7027 | 15.2907 | 12.1355 | 9.4454 | 7.2853 | 5.5497 | 4.5885 | 3.8625 | 3.2247 | 2.6693 | 2.149 | 1.7754 | 1.4162 | 1.0981 | 0.80522 | 0.52527 | 16.0858 |  |  |  | RFCMc_vc_MFH_1.5 | 265.8608 | 251.2624 | 237.4657 | 224.4265 | 212.1033 | 200.4568 | 189.4497 | 179.0471 | 169.2157 | 159.9241 | 151.1427 | 142.8435 | 135 | 135 | 135 | 135 | 135 | 135 | 135 | 135 | 135 | 135 | 135 | 135 | 135 | 135 | 135 | 135 | 135 | 135 | 135
[1349 empty] | RFCMc_c_MFH_1.5 | 91.4983 | 85.6934 | 78.9842 | 72.5974 | 66.5047 | 60.7915 | 54.8964 | 49.5119 | 44.4089 | 39.5855 | 34.8812 | 30.9009 | 27.005 | 23.3431 | 19.9057 | 16.6941 | 13.6591 | 10.8526 | 8.4597 | 6.5383 | 4.9945 | 4.1395 | 3.4938 | 2.9264 | 2.4324 | 1.9696 | 1.6373 | 1.3178 | 1.0348 | 0.77429 | 0.52527 | 14.9769 |  |  |  | RFCMc_c_MFH_1.5 | 236.6328 | 223.6148 | 211.3129 | 199.6878 | 188.7022 | 178.321 | 168.5109 | 159.2405 | 150.4801 | 142.2017 | 134.3786 | 126.986 | 120 | 120 | 120 | 120 | 120 | 120 | 120 | 120 | 120 | 120 | 120 | 120 | 120 | 120 | 120 | 120 | 120 | 120 | 120
[1349 empty] | RFCWc_vc_MFH_1.5 | 90.6543 | 84.9034 | 78.2564 | 71.9288 | 65.8926 | 60.2325 | 54.392 | 49.0575 | 44.0018 | 39.2231 | 34.5625 | 30.6191 | 26.7594 | 23.1315 | 19.7259 | 16.5441 | 13.5373 | 10.7568 | 8.3861 | 6.4825 | 4.953 | 4.106 | 3.4662 | 2.9041 | 2.4147 | 1.9562 | 1.6269 | 1.3104 | 1.0301 | 0.77198 | 0.52527 | 13.452 |  |  |  | RFCWc_vc_MFH_1.5 | 265.8608 | 252.3563 | 239.5379 | 227.3705 | 215.8212 | 204.8585 | 194.4527 | 184.5755 | 175.1999 | 166.3006 | 157.8534 | 149.8352 | 142.2243 | 135 | 135 | 135 | 135 | 135 | 135 | 135 | 135 | 135 | 135 | 135 | 135 | 135 | 135 | 135 | 135 | 135 | 135
[1349 empty] | RFCWc_c_MFH_1.5 | 80.6881 | 75.573 | 69.6611 | 64.0332 | 58.6644 | 53.6302 | 48.4356 | 43.6909 | 39.1943 | 34.944 | 30.7988 | 27.2914 | 23.8585 | 20.6317 | 17.6027 | 14.7728 | 12.0984 | 9.6254 | 7.5169 | 5.8238 | 4.4634 | 3.7101 | 3.141 | 2.6411 | 2.2058 | 1.798 | 1.5051 | 1.2236 | 0.97425 | 0.7447 | 0.52527 | 15.8553 |  |  |  | RFCWc_c_MFH_1.5 | 236.6328 | 224.5902 | 213.1605 | 202.3124 | 192.0164 | 182.2444 | 172.9698 | 164.1671 | 155.8124 | 147.8828 | 140.3569 | 133.2139 | 126.4344 | 120 | 120 | 120 | 120 | 120 | 120 | 120 | 120 | 120 | 120 | 120 | 120 | 120 | 120 | 120 | 120 | 120 | 120
[1349 empty] | RFCWc_mm_MFH_1.5 | 77.3354 | 72.4343 | 66.7696 | 61.377 | 56.2328 | 51.4092 | 46.4318 | 41.8856 | 37.577 | 33.5045 | 29.5326 | 26.1719 | 22.8826 | 19.7908 | 16.8885 | 14.1769 | 11.6144 | 9.2448 | 7.2245 | 5.6022 | 4.2987 | 3.5769 | 3.0316 | 2.5526 | 2.1355 | 1.7447 | 1.4641 | 1.1944 | 0.95547 | 0.73552 | 0.52527 | 13.1645 |  |  |  | RFCWc_mm_MFH_1.5 | 231.2804 | 218.5961 | 206.6075 | 195.2763 | 184.5666 | 174.4443 | 164.8771 | 155.8347 | 147.2881 | 139.2103 | 131.5755 | 124.3594 | 117.539 | 111.0927 | 105 | 105 | 105 | 105 | 105 | 105 | 105 | 105 | 105 | 105 | 105 | 105 | 105 | 105 | 105 | 105 | 105
[1349 empty] | RMPAc_vc_MFH_1.5 | 102.2103 | 95.722 | 88.2228 | 81.0839 | 74.2737 | 67.8879 | 61.2986 | 55.2801 | 49.5762 | 44.1848 | 38.9266 | 34.4776 | 30.123 | 26.0299 | 22.1877 | 18.598 | 15.2056 | 12.0686 | 9.394 | 7.2463 | 5.5207 | 4.5651 | 3.8433 | 3.2091 | 2.657 | 2.1397 | 1.7682 | 1.4111 | 1.0948 | 0.80361 | 0.52527 | 13.5056 |  |  |  | RMPAc_vc_MFH_1.5 | 265.8608 | 255.4708 | 245.4869 | 235.8932 | 226.6744 | 217.8158 | 209.3035 | 201.1238 | 193.2638 | 185.711 | 178.4533 | 171.4793 | 164.7778 | 158.3382 | 152.1503 | 146.2042 | 140.4904 | 135 | 135 | 135 | 135 | 135 | 135 | 135 | 135 | 135 | 135 | 135 | 135 | 135 | 135
[1349 empty] | RMPAc_c_MFH_1.5 | 90.9736 | 85.2023 | 78.5318 | 72.1817 | 66.1242 | 60.444 | 54.5829 | 49.2294 | 44.1558 | 39.3602 | 34.6831 | 30.7257 | 26.8523 | 23.2115 | 19.7939 | 16.6008 | 13.5834 | 10.793 | 8.414 | 6.5036 | 4.9687 | 4.1187 | 3.4766 | 2.9125 | 2.4214 | 1.9613 | 1.6308 | 1.3132 | 1.0319 | 0.77285 | 0.52527 | 16.7978 |  |  |  | RMPAc_c_MFH_1.5 | 236.6328 | 227.3674 | 218.4649 | 209.9109 | 201.6918 | 193.7945 | 186.2065 | 178.9156 | 171.9101 | 165.179 | 158.7114 | 152.497 | 146.526 | 140.7888 | 135.2762 | 129.9794 | 124.8901 | 120 | 120 | 120 | 120 | 120 | 120 | 120 | 120 | 120 | 120 | 120 | 120 | 120 | 120
[1349 empty] | RMPAc_mm_MFH_1.5 | 86.8823 | 81.372 | 75.0032 | 68.9404 | 63.1568 | 57.7336 | 52.1376 | 47.0263 | 42.1822 | 37.6035 | 33.138 | 29.3596 | 25.6614 | 22.1853 | 18.9223 | 15.8737 | 12.9927 | 10.3286 | 8.0571 | 6.2332 | 4.7677 | 3.9562 | 3.3431 | 2.8046 | 2.3356 | 1.8963 | 1.5808 | 1.2776 | 1.0089 | 0.76165 | 0.52527 |  |  |  |  | RMPAc_mm_MFH_1.5 | 231.2804 | 220.7828 | 210.7618 | 201.1955 | 192.0635 | 183.3459 | 175.0241 | 167.0799 | 159.4964 | 152.257 | 145.3462 | 138.7491 | 132.4515 | 126.4397 | 120.7007 | 115.2222 | 109.9924 | 105 | 105 | 105 | 105 | 105 | 105 | 105 | 105 | 105 | 105 | 105 | 105 | 105 | 105
[1349 empty] | SPNOc_c_MFH_1.5 | 78.7686 | 73.776 | 68.0056 | 62.5125 | 57.2723 | 52.3586 | 47.2884 | 42.6573 | 38.2684 | 34.1199 | 30.0739 | 26.6505 | 23.2998 | 20.1503 | 17.1938 | 14.4316 | 11.8213 | 9.4075 | 7.3495 | 5.6969 | 4.3691 | 3.6338 | 3.0784 | 2.5904 | 2.1655 | 1.7675 | 1.4817 | 1.2069 | 0.9635 | 0.73944 | 0.52527 |  |  |  |  | SPNOc_c_MFH_1.5 | 236.6328 | 226.8006 | 217.3768 | 208.3447 | 199.6878 | 191.3906 | 183.4382 | 175.8162 | 168.5109 | 161.5092 | 154.7984 | 148.3664 | 142.2017 | 136.2931 | 130.63 | 125.2022 | 120 | 120 | 120 | 120 | 120 | 120 | 120 | 120 | 120 | 120 | 120 | 120 | 120 | 120 | 120
[1349 empty] | SPNOc_mm_MFH_1.5 | 75.5538 | 70.7663 | 65.233 | 59.9656 | 54.9407 | 50.2289 | 45.367 | 40.9262 | 36.7176 | 32.7395 | 28.8598 | 25.5771 | 22.364 | 19.3439 | 16.5089 | 13.8602 | 11.3572 | 9.0426 | 7.0691 | 5.4844 | 4.2112 | 3.5061 | 2.9735 | 2.5056 | 2.0981 | 1.7165 | 1.4424 | 1.1789 | 0.94549 | 0.73064 | 0.52527 | 16.7058 |  |  |  | SPNOc_mm_MFH_1.5 | 231.2804 | 220.1428 | 209.5415 | 199.4508 | 189.846 | 180.7037 | 172.0017 | 163.7187 | 155.8347 | 148.3302 | 141.1872 | 134.3882 | 127.9165 | 121.7565 | 115.8932 | 110.3122 | 105 | 105 | 105 | 105 | 105 | 105 | 105 | 105 | 105 | 105 | 105 | 105 | 105 | 105 | 105
[1349 empty] | SPSOc_mm_MFH_1.5 | 74.068 | 69.3754 | 63.9516 | 58.7885 | 53.8631 | 49.2446 | 44.479 | 40.1262 | 36.0009 | 32.1016 | 28.2987 | 25.081 | 21.9315 | 18.9713 | 16.1924 | 13.5962 | 11.1427 | 8.8739 | 6.9395 | 5.3862 | 4.1382 | 3.4471 | 2.925 | 2.4663 | 2.067 | 1.6929 | 1.4242 | 1.1659 | 0.93717 | 0.72658 | 0.52527 | 17.4343 |  |  |  | SPSOc_mm_MFH_1.5 | 231.2804 | 220.7828 | 210.7618 | 201.1955 | 192.0635 | 183.3459 | 175.0241 | 167.0799 | 159.4964 | 152.257 | 145.3462 | 138.7491 | 132.4515 | 126.4397 | 120.7007 | 115.2222 | 109.9924 | 105 | 105 | 105 | 105 | 105 | 105 | 105 | 105 | 105 | 105 | 105 | 105 | 105 | 105
[1349 empty] | SPSOc_w_MFH_1.5 | 61.1136 | 57.2475 | 52.7792 | 48.5255 | 44.4678 | 40.6628 | 36.7366 | 33.1505 | 29.7519 | 26.5395 | 23.4064 | 20.7555 | 18.1609 | 15.722 | 13.4327 | 11.2938 | 9.2724 | 7.4033 | 5.8097 | 4.5299 | 3.5018 | 2.9324 | 2.5023 | 2.1244 | 1.7954 | 1.4872 | 1.2659 | 1.0531 | 0.86461 | 0.69112 | 0.52527 | 16.7644 |  |  |  | SPSOc_w_MFH_1.5 | 165.3931 | 159.5776 | 153.9665 | 148.5527 | 143.3293 | 138.2896 | 133.4271 | 128.7355 | 124.2089 | 119.8415 | 115.6276 | 111.5619 | 107.6392 | 103.8544 | 100.2027 | 96.6793 | 93.2799 | 90 | 90 | 90 | 90 | 90 | 90 | 90 | 90 | 90 | 90 | 90 | 90 | 90 | 90
[1349 empty] | SRMVc_vh_MFH_1.5 | 49.7244 | 46.5851 | 42.9567 | 39.5026 | 36.2076 | 33.1179 | 29.9298 | 27.0178 | 24.258 | 21.6494 | 19.1053 | 16.9527 | 14.8458 | 12.8654 | 11.0064 | 9.2695 | 7.6282 | 6.1104 | 4.8163 | 3.7772 | 2.9423 | 2.4799 | 2.1307 | 1.8238 | 1.5567 | 1.3064 | 1.1266 | 0.95386 | 0.80083 | 0.65994 | 0.52527 | 20.1337 |  |  |  | SRMVc_vh_MFH_1.5 | 170.1421 | 162.7549 | 155.6884 | 148.9287 | 142.4626 | 136.2771 | 130.3603 | 124.7003 | 119.2861 | 114.1069 | 109.1526 | 104.4135 | 99.88 | 95.5435 | 91.3952 | 87.427 | 83.6311 | 80 | 80 | 80 | 80 | 80 | 80 | 80 | 80 | 80 | 80 | 80 | 80 | 80 | 80
[1349 empty] | SRMVc_mm_MFH_1.5 | 62.5864 | 58.6263 | 54.0494 | 49.6923 | 45.5359 | 41.6385 | 37.6169 | 33.9436 | 30.4624 | 27.1718 | 23.9626 | 21.2473 | 18.5896 | 16.0914 | 13.7464 | 11.5555 | 9.4851 | 7.5705 | 5.9381 | 4.6273 | 3.5741 | 2.9909 | 2.5504 | 2.1633 | 1.8263 | 1.5106 | 1.2839 | 1.0659 | 0.87286 | 0.69515 | 0.52527 | 19.9531 |  |  |  | SRMVc_mm_MFH_1.5 | 231.2804 | 218.5961 | 206.6075 | 195.2763 | 184.5666 | 174.4443 | 164.8771 | 155.8347 | 147.2881 | 139.2103 | 131.5755 | 124.3594 | 117.539 | 111.0927 | 105 | 105 | 105 | 105 | 105 | 105 | 105 | 105 | 105 | 105 | 105 | 105 | 105 | 105 | 105 | 105 | 105
[1349 empty] | SRMVc_w_MFH_1.5 | 50.7123 | 47.51 | 43.8087 | 40.2853 | 36.9241 | 33.7724 | 30.5202 | 27.5497 | 24.7345 | 22.0736 | 19.4784 | 17.2826 | 15.1333 | 13.1132 | 11.2169 | 9.4451 | 7.7708 | 6.2225 | 4.9025 | 3.8425 | 2.9908 | 2.5192 | 2.1629 | 1.8499 | 1.5774 | 1.3221 | 1.1387 | 0.96247 | 0.80636 | 0.66265 | 0.52527 | 15.7796 |  |  |  | SRMVc_w_MFH_1.5 | 165.3931 | 158.3582 | 151.6226 | 145.1734 | 138.9986 | 133.0864 | 127.4256 | 122.0057 | 116.8162 | 111.8475 | 107.0902 | 102.5352 | 98.1739 | 93.9981 | 90 | 90 | 90 | 90 | 90 | 90 | 90 | 90 | 90 | 90 | 90 | 90 | 90 | 90 | 90 | 90 | 90
[1349 empty] | SRMWc_c_MFH_1.5 | 112.7068 | 105.5487 | 97.2754 | 89.3996 | 81.8865 | 74.8414 | 67.572 | 60.9322 | 54.6395 | 48.6916 | 42.8906 | 37.9824 | 33.1782 | 28.6627 | 24.4238 | 20.4635 | 16.721 | 13.2602 | 10.3095 | 7.9401 | 6.0364 | 4.9821 | 4.1858 | 3.4862 | 2.877 | 2.3063 | 1.8965 | 1.5025 | 1.1536 | 0.83234 | 0.52527 | 21.0125 |  |  |  | SRMWc_c_MFH_1.5 | 236.6328 | 226.8006 | 217.3768 | 208.3447 | 199.6878 | 191.3906 | 183.4382 | 175.8162 | 168.5109 | 161.5092 | 154.7984 | 148.3664 | 142.2017 | 136.2931 | 130.63 | 125.2022 | 120 | 120 | 120 | 120 | 120 | 120 | 120 | 120 | 120 | 120 | 120 | 120 | 120 | 120 | 120
[1349 empty] | SRMWc_mm_MFH_1.5 | 107.0547 | 100.2572 | 92.4007 | 84.9217 | 77.7872 | 71.0971 | 64.1939 | 57.8887 | 51.913 | 46.2648 | 40.7561 | 36.0951 | 31.5331 | 27.245 | 23.2197 | 19.459 | 15.905 | 12.6186 | 9.8165 | 7.5665 | 5.7587 | 4.7576 | 4.0014 | 3.337 | 2.7585 | 2.2166 | 1.8274 | 1.4533 | 1.1219 | 0.81687 | 0.52527 | 15.1581 |  |  |  | SRMWc_mm_MFH_1.5 | 231.2804 | 220.1428 | 209.5415 | 199.4508 | 189.846 | 180.7037 | 172.0017 | 163.7187 | 155.8347 | 148.3302 | 141.1872 | 134.3882 | 127.9165 | 121.7565 | 115.8932 | 110.3122 | 105 | 105 | 105 | 105 | 105 | 105 | 105 | 105 | 105 | 105 | 105 | 105 | 105 | 105 | 105
[1349 empty] | SRSOc_vh_MFH_1.5 | 57.4299 | 53.7989 | 49.6022 | 45.6072 | 41.7961 | 38.2225 | 34.535 | 31.167 | 27.975 | 24.9579 | 22.0153 | 19.5256 | 17.0886 | 14.7981 | 12.6479 | 10.639 | 8.7406 | 6.9851 | 5.4884 | 4.2865 | 3.3208 | 2.786 | 2.3821 | 2.0272 | 1.7182 | 1.4287 | 1.2208 | 1.021 | 0.84398 | 0.68103 | 0.52527 | 15.3098 |  |  |  | SRSOc_vh_MFH_1.5 | 170.1421 | 161.7945 | 153.8564 | 146.3078 | 139.1295 | 132.3034 | 125.8123 | 119.6396 | 113.7698 | 108.1879 | 102.8799 | 97.8323 | 93.0324 | 88.468 | 84.1275 | 80 | 80 | 80 | 80 | 80 | 80 | 80 | 80 | 80 | 80 | 80 | 80 | 80 | 80 | 80 | 80
[1349 empty] | SRSOc_mm_MFH_1.5 | 69.8162 | 65.3949 | 60.2847 | 55.4201 | 50.7795 | 46.428 | 41.9379 | 37.8367 | 33.9499 | 30.2761 | 26.693 | 23.6613 | 20.694 | 17.9048 | 15.2866 | 12.8405 | 10.5289 | 8.3912 | 6.5687 | 5.1052 | 3.9293 | 3.2781 | 2.7863 | 2.3541 | 1.9779 | 1.6254 | 1.3722 | 1.1289 | 0.91336 | 0.71494 | 0.52527 | 17.0714 |  |  |  | SRSOc_mm_MFH_1.5 | 231.2804 | 217.6497 | 204.8223 | 192.751 | 181.3911 | 170.7006 | 160.6403 | 151.1728 | 142.2633 | 133.8789 | 125.9887 | 118.5634 | 111.5758 | 105 | 105 | 105 | 105 | 105 | 105 | 105 | 105 | 105 | 105 | 105 | 105 | 105 | 105 | 105 | 105 | 105 | 105
[1349 empty] | SRSOc_w_MFH_1.5 | 57.2619 | 53.6416 | 49.4573 | 45.4741 | 41.6743 | 38.1112 | 34.4346 | 31.0765 | 27.8939 | 24.8857 | 21.9519 | 19.4695 | 17.0397 | 14.756 | 12.6121 | 10.6092 | 8.7164 | 6.9661 | 5.4737 | 4.2754 | 3.3126 | 2.7794 | 2.3766 | 2.0228 | 1.7147 | 1.4261 | 1.2188 | 1.0195 | 0.84304 | 0.68057 | 0.52527 | 25.8173 |  |  |  | SRSOc_w_MFH_1.5 | 165.3931 | 157.2152 | 149.4416 | 142.0524 | 135.0286 | 128.3521 | 122.0057 | 115.973 | 110.2387 | 104.7879 | 99.6066 | 94.6816 | 90 | 90 | 90 | 90 | 90 | 90 | 90 | 90 | 90 | 90 | 90 | 90 | 90 | 90 | 90 | 90 | 90 | 90 | 90
[1349 empty] | SRTVc_mm_MFH_1.5 | 68.3344 | 64.0076 | 59.0067 | 54.2461 | 49.7047 | 45.4463 | 41.0522 | 37.0388 | 33.2351 | 29.6398 | 26.1334 | 23.1665 | 20.2626 | 17.5332 | 14.971 | 12.5771 | 10.3149 | 8.223 | 6.4394 | 5.0072 | 3.8565 | 3.2193 | 2.7379 | 2.315 | 1.9468 | 1.6018 | 1.3541 | 1.116 | 0.90506 | 0.71088 | 0.52527 | 18.0309 |  |  |  | SRTVc_mm_MFH_1.5 | 231.2804 | 217.6497 | 204.8223 | 192.751 | 181.3911 | 170.7006 | 160.6403 | 151.1728 | 142.2633 | 133.8789 | 125.9887 | 118.5634 | 111.5758 | 105 | 105 | 105 | 105 | 105 | 105 | 105 | 105 | 105 | 105 | 105 | 105 | 105 | 105 | 105 | 105 | 105 | 105
[1349 empty] | SRTVc_w_MFH_1.5 | 55.9195 | 52.3849 | 48.2996 | 44.4106 | 40.7007 | 37.2219 | 33.6323 | 30.3536 | 27.2464 | 24.3093 | 21.4449 | 19.0212 | 16.649 | 14.4193 | 12.3262 | 10.3706 | 8.5226 | 6.8137 | 5.3566 | 4.1866 | 3.2466 | 2.726 | 2.3328 | 1.9873 | 1.6865 | 1.4047 | 1.2024 | 1.0078 | 0.83552 | 0.6769 | 0.52527 | 21.9509 |  |  |  | SRTVc_w_MFH_1.5 | 165.3931 | 157.2152 | 149.4416 | 142.0524 | 135.0286 | 128.3521 | 122.0057 | 115.973 | 110.2387 | 104.7879 | 99.6066 | 94.6816 | 90 | 90 | 90 | 90 | 90 | 90 | 90 | 90 | 90 | 90 | 90 | 90 | 90 | 90 | 90 | 90 | 90 | 90 | 90
[1349 empty] | SRVCc_c_MFH_1.5 | 57.3682 | 53.7412 | 49.5491 | 45.5583 | 41.7514 | 38.1817 | 34.4982 | 31.1338 | 27.9452 | 24.9314 | 21.992 | 19.505 | 17.0707 | 14.7826 | 12.6348 | 10.6281 | 8.7317 | 6.9781 | 5.483 | 4.2824 | 3.3178 | 2.7836 | 2.3801 | 2.0256 | 1.7169 | 1.4277 | 1.2201 | 1.0205 | 0.84364 | 0.68087 | 0.52527 | 15.4408 |  |  |  | SRVCc_c_MFH_1.5 | 236.6328 | 223.6148 | 211.3129 | 199.6878 | 188.7022 | 178.321 | 168.5109 | 159.2405 | 150.4801 | 142.2017 | 134.3786 | 126.986 | 120 | 120 | 120 | 120 | 120 | 120 | 120 | 120 | 120 | 120 | 120 | 120 | 120 | 120 | 120 | 120 | 120 | 120 | 120
[1349 empty] | SRVCc_mm_MFH_1.5 | 55.6903 | 52.1703 | 48.1019 | 44.229 | 40.5345 | 37.0701 | 33.4953 | 30.2302 | 27.1358 | 24.2109 | 21.3583 | 18.9447 | 16.5823 | 14.3618 | 12.2773 | 10.3299 | 8.4895 | 6.7876 | 5.3366 | 4.1715 | 3.2353 | 2.7169 | 2.3253 | 1.9813 | 1.6817 | 1.4011 | 1.1996 | 1.0058 | 0.83424 | 0.67627 | 0.52527 | 20.1731 |  |  |  | SRVCc_mm_MFH_1.5 | 231.2804 | 217.6497 | 204.8223 | 192.751 | 181.3911 | 170.7006 | 160.6403 | 151.1728 | 142.2633 | 133.8789 | 125.9887 | 118.5634 | 111.5758 | 105 | 105 | 105 | 105 | 105 | 105 | 105 | 105 | 105 | 105 | 105 | 105 | 105 | 105 | 105 | 105 | 105 | 105
[1349 empty] | SRVCc_w_MFH_1.5 | 44.4652 | 41.6614 | 38.4209 | 35.3361 | 32.3933 | 29.6338 | 26.7865 | 24.1858 | 21.721 | 19.3913 | 17.1192 | 15.1967 | 13.315 | 11.5463 | 9.886 | 8.3348 | 6.8689 | 5.5134 | 4.3576 | 3.4295 | 2.6839 | 2.271 | 1.9591 | 1.685 | 1.4464 | 1.2229 | 1.0624 | 0.90805 | 0.77137 | 0.64555 | 0.52527 | 16.2355 |  |  |  | SRVCc_w_MFH_1.5 | 165.3931 | 157.2152 | 149.4416 | 142.0524 | 135.0286 | 128.3521 | 122.0057 | 115.973 | 110.2387 | 104.7879 | 99.6066 | 94.6816 | 90 | 90 | 90 | 90 | 90 | 90 | 90 | 90 | 90 | 90 | 90 | 90 | 90 | 90 | 90 | 90 | 90 | 90 | 90
[1349 empty] | AKGD_vc_MFH_1.5 | 98.802 | 92.5311 | 85.2833 | 78.3837 | 71.8018 | 65.63 | 59.2616 | 53.4448 | 47.9321 | 42.7214 | 37.6395 | 33.3396 | 29.1309 | 25.1751 | 21.4616 | 17.9922 | 14.7136 | 11.6817 | 9.0968 | 7.021 | 5.3533 | 4.4297 | 3.7321 | 3.1192 | 2.5855 | 2.0856 | 1.7265 | 1.3814 | 1.0757 | 0.79428 | 0.52527 | 18.9988 |  |  |  | AKGD_vc_MFH_1.5 | 265.8608 | 254.8351 | 244.2667 | 234.1365 | 224.4265 | 215.1192 | 206.1978 | 197.6465 | 189.4497 | 181.593 | 174.062 | 166.8434 | 159.9241 | 153.2918 | 146.9345 | 140.8409 | 135 | 135 | 135 | 135 | 135 | 135 | 135 | 135 | 135 | 135 | 135 | 135 | 135 | 135 | 135
[1349 empty] | AKMS_vc_MFH_1.5 | 57.9734 | 54.3077 | 50.071 | 46.0378 | 42.1903 | 38.5826 | 34.8599 | 31.4596 | 28.2372 | 25.1912 | 22.2206 | 19.707 | 17.2469 | 14.9344 | 12.7637 | 10.7356 | 8.8191 | 7.0468 | 5.5358 | 4.3224 | 3.3475 | 2.8076 | 2.3998 | 2.0415 | 1.7296 | 1.4373 | 1.2275 | 1.0257 | 0.84703 | 0.68252 | 0.52527 | 18.7037 |  |  |  | AKMS_vc_MFH_1.5 | 265.8608 | 253.2978 | 241.3284 | 229.9247 | 219.0598 | 208.7083 | 198.846 | 189.4497 | 180.4975 | 171.9682 | 163.842 | 156.0998 | 148.7235 | 141.6957 | 135 | 135 | 135 | 135 | 135 | 135 | 135 | 135 | 135 | 135 | 135 | 135 | 135 | 135 | 135 | 135 | 135
[1349 empty] | HIMS_vh_MFH_1.5 | 75.588 | 70.7983 | 65.2625 | 59.9927 | 54.9655 | 50.2516 | 45.3874 | 40.9446 | 36.7341 | 32.7542 | 28.8727 | 25.5885 | 22.374 | 19.3525 | 16.5162 | 13.8663 | 11.3621 | 9.0464 | 7.0721 | 5.4867 | 4.2129 | 3.5074 | 2.9746 | 2.5065 | 2.0989 | 1.717 | 1.4428 | 1.1792 | 0.94568 | 0.73074 | 0.52527 | 16.8248 |  |  |  | HIMS_vh_MFH_1.5 | 170.1421 | 163.1567 | 156.4582 | 150.0346 | 143.8748 | 137.9679 | 132.3034 | 126.8716 | 121.6628 | 116.6678 | 111.8778 | 107.2846 | 102.8799 | 98.6561 | 94.6056 | 90.7215 | 86.9968 | 83.4251 | 80 | 80 | 80 | 80 | 80 | 80 | 80 | 80 | 80 | 80 | 80 | 80 | 80
[1349 empty] | HIOA_vh_MFH_1.5 | 108.1386 | 101.2719 | 93.3355 | 85.7804 | 78.5733 | 71.8151 | 64.8417 | 58.4723 | 52.4359 | 46.7302 | 41.1654 | 36.457 | 31.8486 | 27.5169 | 23.4506 | 19.6516 | 16.0615 | 12.7416 | 9.9111 | 7.6381 | 5.812 | 4.8007 | 4.0367 | 3.3656 | 2.7812 | 2.2338 | 1.8407 | 1.4627 | 1.128 | 0.81984 | 0.52527 | 19.1336 |  |  |  | HIOA_vh_MFH_1.5 | 170.1421 | 163.5171 | 157.1501 | 151.031 | 145.1502 | 139.4984 | 134.0666 | 128.8464 | 123.8294 | 119.0077 | 114.3738 | 109.9203 | 105.6403 | 101.5269 | 97.5737 | 93.7743 | 90.123 | 86.6138 | 83.2412 | 80 | 80 | 80 | 80 | 80 | 80 | 80 | 80 | 80 | 80 | 80 | 80
[1349 empty] | AZNMc_c_MFS_1.5 | 59.8249 | 56.0314 | 51.647 | 47.4732 | 43.4916 | 39.7581 | 35.9056 | 32.3869 | 29.0521 | 25.9 | 22.8257 | 20.2246 | 17.6787 | 15.2856 | 13.0393 | 10.9405 | 8.9571 | 7.1231 | 5.5594 | 4.3037 | 3.2948 | 2.7361 | 2.3141 | 1.9433 | 1.6205 | 1.3181 | 1.1009 | 0.89211 | 0.70718 | 0.53694 | 0.37421 | 18.9933 |  |  |  | AZNMc_c_MFS_1.5 | 197.472 | 187.2502 | 177.5575 | 168.3665 | 159.6513 | 151.3872 | 143.5509 | 136.1202 | 129.0742 | 122.3929 | 116.0574 | 110.0499 | 104.3533 | 98.9517 | 93.8296 | 88.9727 | 84.3671 | 80 | 80 | 80 | 80 | 80 | 80 | 80 | 80 | 80 | 80 | 80 | 80 | 80 | 80
[1349 empty] | AZNMc_vh_MFS_1.5 | 45.4476 | 42.5715 | 39.2474 | 36.083 | 33.0643 | 30.2337 | 27.3129 | 24.6451 | 22.1167 | 19.7269 | 17.3962 | 15.4241 | 13.4938 | 11.6795 | 9.9764 | 8.3852 | 6.8815 | 5.491 | 4.3054 | 3.3534 | 2.5885 | 2.1649 | 1.845 | 1.5639 | 1.3191 | 1.0898 | 0.92515 | 0.76686 | 0.62666 | 0.49759 | 0.37421 | 17.722 |  |  |  | AZNMc_vh_MFS_1.5 | 136.7596 | 130.6706 | 124.8528 | 119.294 | 113.9826 | 108.9078 | 104.0589 | 99.4259 | 94.9991 | 90.7695 | 86.7282 | 82.8668 | 79.1773 | 75.6521 | 72.2838 | 69.0655 | 65.9905 | 63.0524 | 60.2452 | 57.5629 | 55 | 55 | 55 | 55 | 55 | 55 | 55 | 55 | 55 | 55 | 55
[1349 empty] | AZNMc_mm_MFS_1.5 | 47.6644 | 44.6469 | 41.1593 | 37.8392 | 34.6721 | 31.7022 | 28.6378 | 25.8388 | 23.1861 | 20.6788 | 18.2334 | 16.1643 | 14.1391 | 12.2355 | 10.4487 | 8.7792 | 7.2015 | 5.7426 | 4.4988 | 3.4999 | 2.6974 | 2.253 | 1.9173 | 1.6224 | 1.3656 | 1.125 | 0.95225 | 0.78617 | 0.63907 | 0.50366 | 0.37421 | 16.9119 |  |  |  | AZNMc_mm_MFS_1.5 | 159.8068 | 151.7711 | 144.1395 | 136.8916 | 130.0082 | 123.471 | 117.2624 | 111.366 | 105.7661 | 100.4478 | 95.3969 | 90.6 | 86.0443 | 81.7177 | 77.6087 | 73.7062 | 70 | 70 | 70 | 70 | 70 | 70 | 70 | 70 | 70 | 70 | 70 | 70 | 70 | 70 | 70
[1349 empty] | AZNMc_w_MFS_1.5 | 39.4215 | 36.9299 | 34.0502 | 31.3089 | 28.6938 | 26.2416 | 23.7113 | 21.4002 | 19.2099 | 17.1396 | 15.1204 | 13.412 | 11.7398 | 10.1681 | 8.6926 | 7.3142 | 6.0115 | 4.8069 | 3.7798 | 2.9551 | 2.2925 | 1.9255 | 1.6483 | 1.4048 | 1.1928 | 0.99414 | 0.85149 | 0.71436 | 0.59291 | 0.48109 | 0.37421 | 15.2427 |  |  |  | AZNMc_w_MFS_1.5 | 115.3857 | 110.7648 | 106.329 | 102.0709 | 97.9832 | 94.0593 | 90.2925 | 86.6766 | 83.2054 | 79.8733 | 76.6746 | 73.604 | 70.6564 | 67.8268 | 65.1105 | 62.5031 | 60 | 60 | 60 | 60 | 60 | 60 | 60 | 60 | 60 | 60 | 60 | 60 | 60 | 60 | 60
[1349 empty] | CAMXc_vc_MFS_1.5 | 33.0978 | 31.0098 | 28.5964 | 26.299 | 24.1074 | 22.0524 | 19.9319 | 17.995 | 16.1594 | 14.4244 | 12.7323 | 11.3005 | 9.8992 | 8.5819 | 7.3455 | 6.1902 | 5.0985 | 4.089 | 3.2283 | 2.5371 | 1.9818 | 1.6743 | 1.442 | 1.2379 | 1.0602 | 0.89375 | 0.7742 | 0.65928 | 0.55749 | 0.46378 | 0.37421 | 18.8709 |  |  |  | CAMXc_vc_MFS_1.5 | 155.7685 | 148.8081 | 142.1587 | 135.8064 | 129.738 | 123.9408 | 118.4026 | 113.1118 | 108.0575 | 103.229 | 98.6163 | 94.2097 | 90 | 90 | 90 | 90 | 90 | 90 | 90 | 90 | 90 | 90 | 90 | 90 | 90 | 90 | 90 | 90 | 90 | 90 | 90
[1349 empty] | CAMXc_c_MFS_1.5 | 41.959 | 39.3055 | 36.2387 | 33.3192 | 30.5341 | 27.9226 | 25.2279 | 22.7666 | 20.4339 | 18.2291 | 16.0787 | 14.2593 | 12.4784 | 10.8045 | 9.2332 | 7.7652 | 6.3778 | 5.0949 | 4.0011 | 3.1228 | 2.4171 | 2.0263 | 1.7311 | 1.4718 | 1.246 | 1.0344 | 0.88251 | 0.73647 | 0.60712 | 0.48804 | 0.37421 | 14.9868 |  |  |  | CAMXc_c_MFS_1.5 | 197.472 | 186.6292 | 176.3818 | 166.697 | 157.5439 | 148.8935 | 140.718 | 132.9915 | 125.6892 | 118.7878 | 112.2654 | 106.1011 | 100.2753 | 94.7694 | 89.5657 | 84.6479 | 80 | 80 | 80 | 80 | 80 | 80 | 80 | 80 | 80 | 80 | 80 | 80 | 80 | 80 | 80
[1349 empty] | CAMXc_vh_MFS_1.5 | 28.4243 | 26.6345 | 24.5658 | 22.5965 | 20.7179 | 18.9564 | 17.1387 | 15.4785 | 13.905 | 12.4178 | 10.9673 | 9.7401 | 8.5388 | 7.4097 | 6.3499 | 5.3596 | 4.4238 | 3.5585 | 2.8207 | 2.2282 | 1.7522 | 1.4886 | 1.2895 | 1.1146 | 0.96224 | 0.81955 | 0.71707 | 0.61856 | 0.53131 | 0.45099 | 0.37421 | 15.6413 |  |  |  | CAMXc_vh_MFS_1.5 | 136.7596 | 130.6706 | 124.8528 | 119.294 | 113.9826 | 108.9078 | 104.0589 | 99.4259 | 94.9991 | 90.7695 | 86.7282 | 82.8668 | 79.1773 | 75.6521 | 72.2838 | 69.0655 | 65.9905 | 63.0524 | 60.2452 | 57.5629 | 55 | 55 | 55 | 55 | 55 | 55 | 55 | 55 | 55 | 55 | 55
[1349 empty] | CAMXc_mm_MFS_1.5 | 33.934 | 31.7926 | 29.3176 | 26.9615 | 24.7139 | 22.6064 | 20.4317 | 18.4453 | 16.5628 | 14.7835 | 13.0481 | 11.5797 | 10.1426 | 8.7917 | 7.5236 | 6.3389 | 5.2193 | 4.1839 | 3.3012 | 2.5924 | 2.0229 | 1.7075 | 1.4693 | 1.26 | 1.0777 | 0.90702 | 0.78442 | 0.66656 | 0.56217 | 0.46607 | 0.37421 | 18.1109 |  |  |  | CAMXc_mm_MFS_1.5 | 159.8068 | 150.6566 | 142.0304 | 133.8981 | 126.2314 | 119.0037 | 112.1898 | 105.7661 | 99.7102 | 94.0011 | 88.6188 | 83.5447 | 78.7611 | 74.2515 | 70 | 70 | 70 | 70 | 70 | 70 | 70 | 70 | 70 | 70 | 70 | 70 | 70 | 70 | 70 | 70 | 70
[1349 empty] | CAMXc_w_MFS_1.5 | 26.8628 | 25.1726 | 23.2191 | 21.3595 | 19.5854 | 17.9219 | 16.2055 | 14.6377 | 13.1518 | 11.7474 | 10.3776 | 9.2187 | 8.0843 | 7.0181 | 6.0172 | 5.0821 | 4.1984 | 3.3812 | 2.6845 | 2.125 | 1.6755 | 1.4266 | 1.2385 | 1.0733 | 0.92951 | 0.79476 | 0.69799 | 0.60496 | 0.52257 | 0.44672 | 0.37421 |  |  |  |  | CAMXc_w_MFS_1.5 | 115.3857 | 110.12 | 105.0946 | 100.2986 | 95.7214 | 91.3531 | 87.1841 | 83.2054 | 79.4083 | 75.7844 | 72.326 | 69.0253 | 65.8753 | 62.8691 | 60 | 60 | 60 | 60 | 60 | 60 | 60 | 60 | 60 | 60 | 60 | 60 | 60 | 60 | 60 | 60 | 60
[1349 empty] | ERCTc_vh_MFS_1.5 | 44.0178 | 41.2329 | 38.0143 | 34.9502 | 32.0273 | 29.2865 | 26.4583 | 23.8752 | 21.427 | 19.113 | 16.8562 | 14.9467 | 13.0777 | 11.3209 | 9.6718 | 8.1311 | 6.6751 | 5.3287 | 4.1807 | 3.2589 | 2.5183 | 2.1081 | 1.7983 | 1.5261 | 1.2891 | 1.0671 | 0.90768 | 0.7544 | 0.61865 | 0.49367 | 0.37421 |  |  |  |  | ERCTc_vh_MFS_1.5 | 136.7596 | 130.6706 | 124.8528 | 119.294 | 113.9826 | 108.9078 | 104.0589 | 99.4259 | 94.9991 | 90.7695 | 86.7282 | 82.8668 | 79.1773 | 75.6521 | 72.2838 | 69.0655 | 65.9905 | 63.0524 | 60.2452 | 57.5629 | 55 | 55 | 55 | 55 | 55 | 55 | 55 | 55 | 55 | 55 | 55
[1349 empty] | ERCTc_mm_MFS_1.5 | 46.5112 | 43.5673 | 40.1647 | 36.9256 | 33.8357 | 30.9383 | 27.9486 | 25.2178 | 22.6298 | 20.1836 | 17.7978 | 15.7792 | 13.8034 | 11.9463 | 10.203 | 8.5742 | 7.035 | 5.6117 | 4.3982 | 3.4237 | 2.6408 | 2.2072 | 1.8797 | 1.5919 | 1.3414 | 1.1067 | 0.93815 | 0.77613 | 0.63261 | 0.5005 | 0.37421 | 6.363 |  |  |  | ERCTc_mm_MFS_1.5 | 159.8068 | 151.7711 | 144.1395 | 136.8916 | 130.0082 | 123.471 | 117.2624 | 111.366 | 105.7661 | 100.4478 | 95.3969 | 90.6 | 86.0443 | 81.7177 | 77.6087 | 73.7062 | 70 | 70 | 70 | 70 | 70 | 70 | 70 | 70 | 70 | 70 | 70 | 70 | 70 | 70 | 70
[1349 empty] | ERCTc_w_MFS_1.5 | 38.3666 | 35.9424 | 33.1405 | 30.4732 | 27.9287 | 25.5428 | 23.0809 | 20.8322 | 18.701 | 16.6867 | 14.7221 | 13.0598 | 11.4328 | 9.9035 | 8.4679 | 7.1267 | 5.8592 | 4.6871 | 3.6878 | 2.8854 | 2.2407 | 1.8836 | 1.6139 | 1.377 | 1.1707 | 0.9774 | 0.8386 | 0.70518 | 0.587 | 0.4782 | 0.37421 | 6.6627 |  |  |  | ERCTc_w_MFS_1.5 | 115.3857 | 110.7648 | 106.329 | 102.0709 | 97.9832 | 94.0593 | 90.2925 | 86.6766 | 83.2054 | 79.8733 | 76.6746 | 73.604 | 70.6564 | 67.8268 | 65.1105 | 62.5031 | 60 | 60 | 60 | 60 | 60 | 60 | 60 | 60 | 60 | 60 | 60 | 60 | 60 | 60 | 60
[1349 empty] | FRCCc_vh_MFS_1.5 | 44.8409 | 42.0035 | 38.7242 | 35.6023 | 32.6243 | 29.8318 | 26.9503 | 24.3184 | 21.8241 | 19.4664 | 17.1671 | 15.2215 | 13.3172 | 11.5273 | 9.8472 | 8.2774 | 6.7939 | 5.4221 | 4.2525 | 3.3133 | 2.5587 | 2.1408 | 1.8252 | 1.5478 | 1.3064 | 1.0802 | 0.91774 | 0.76158 | 0.62326 | 0.49593 | 0.37421 | 6.4362 |  |  |  | FRCCc_vh_MFS_1.5 | 136.7596 | 129.6246 | 122.8619 | 116.452 | 110.3765 | 104.618 | 99.1599 | 93.9865 | 89.0831 | 84.4355 | 80.0304 | 75.855 | 71.8976 | 68.1465 | 64.5912 | 61.2214 | 58.0274 | 55 | 55 | 55 | 55 | 55 | 55 | 55 | 55 | 55 | 55 | 55 | 55 | 55 | 55
[1349 empty] | MROEc_vc_MFS_1.5 | 76.0651 | 71.2354 | 65.6532 | 60.3393 | 55.27 | 50.5166 | 45.6118 | 41.1318 | 36.886 | 32.8729 | 28.9589 | 25.6472 | 22.4058 | 19.359 | 16.499 | 13.8269 | 11.3018 | 8.9667 | 6.9758 | 5.3771 | 4.0927 | 3.3813 | 2.844 | 2.372 | 1.961 | 1.5759 | 1.2994 | 1.0336 | 0.79814 | 0.58139 | 0.37421 | 7.1631 |  |  |  | MROEc_vc_MFS_1.5 | 155.7685 | 150.8224 | 146.0333 | 141.3962 | 136.9064 | 132.5592 | 128.35 | 124.2745 | 120.3284 | 116.5076 | 112.8081 | 109.226 | 105.7578 | 102.3996 | 99.1481 | 95.9998 | 92.9515 | 90 | 90 | 90 | 90 | 90 | 90 | 90 | 90 | 90 | 90 | 90 | 90 | 90 | 90
[1349 empty] | MROWc_vc_MFS_1.5 | 52.9382 | 49.5842 | 45.7076 | 42.0173 | 38.497 | 35.1959 | 31.7898 | 28.6786 | 25.7301 | 22.9431 | 20.225 | 17.9252 | 15.6742 | 13.5583 | 11.5722 | 9.7165 | 7.9629 | 6.3413 | 4.9587 | 3.8485 | 2.9565 | 2.4625 | 2.0894 | 1.7616 | 1.4761 | 1.2087 | 1.0167 | 0.83211 | 0.66861 | 0.51809 | 0.37421 | 6.625 |  |  |  | MROWc_vc_MFS_1.5 | 155.7685 | 150.5185 | 145.4454 | 140.5433 | 135.8064 | 131.2292 | 126.8063 | 122.5324 | 118.4026 | 114.4119 | 110.5558 | 106.8296 | 103.229 | 99.7498 | 96.3878 | 93.1392 | 90 | 90 | 90 | 90 | 90 | 90 | 90 | 90 | 90 | 90 | 90 | 90 | 90 | 90 | 90
[1349 empty] | MROWc_c_MFS_1.5 | 67.1112 | 62.8529 | 57.9311 | 53.2457 | 48.7761 | 44.585 | 40.2604 | 36.3104 | 32.5669 | 29.0284 | 25.5774 | 22.6575 | 19.7995 | 17.1132 | 14.5915 | 12.2355 | 10.0091 | 7.9502 | 6.1949 | 4.7853 | 3.6528 | 3.0256 | 2.5519 | 2.1356 | 1.7733 | 1.4338 | 1.19 | 0.95558 | 0.74799 | 0.55689 | 0.37421 | 6.0384 |  |  |  | MROWc_c_MFS_1.5 | 197.472 | 187.804 | 178.6092 | 169.8647 | 161.5482 | 153.6389 | 146.1169 | 138.9631 | 132.1596 | 125.6892 | 119.5355 | 113.6831 | 108.1173 | 102.824 | 97.7898 | 93.0021 | 88.4488 | 84.1184 | 80 | 80 | 80 | 80 | 80 | 80 | 80 | 80 | 80 | 80 | 80 | 80 | 80
[1349 empty] | NEWEc_vc_MFS_1.5 | 33.8349 | 31.6999 | 29.2322 | 26.883 | 24.6421 | 22.5407 | 20.3724 | 18.392 | 16.515 | 14.7409 | 13.0107 | 11.5466 | 10.1137 | 8.7668 | 7.5025 | 6.3213 | 5.205 | 4.1727 | 3.2926 | 2.5858 | 2.018 | 1.7036 | 1.4661 | 1.2574 | 1.0757 | 0.90545 | 0.78321 | 0.6657 | 0.56162 | 0.4658 | 0.37421 | 6.598 |  |  |  | NEWEc_vc_MFS_1.5 | 155.7685 | 146.5578 | 137.8917 | 129.738 | 122.0665 | 114.8486 | 108.0575 | 101.668 | 95.6562 | 90 | 90 | 90 | 90 | 90 | 90 | 90 | 90 | 90 | 90 | 90 | 90 | 90 | 90 | 90 | 90 | 90 | 90 | 90 | 90 | 90 | 90
[1349 empty] | NEWEc_c_MFS_1.5 | 42.8935 | 40.1804 | 37.0446 | 34.0595 | 31.2119 | 28.5417 | 25.7864 | 23.2698 | 20.8847 | 18.6303 | 16.4316 | 14.5713 | 12.7504 | 11.0389 | 9.4323 | 7.9312 | 6.5127 | 5.201 | 4.0826 | 3.1846 | 2.463 | 2.0635 | 1.7616 | 1.4965 | 1.2656 | 1.0493 | 0.89393 | 0.74461 | 0.61235 | 0.4906 | 0.37421 | 5.6252 |  |  |  | NEWEc_c_MFS_1.5 | 197.472 | 185.1296 | 173.5586 | 162.7109 | 152.5411 | 143.007 | 134.0687 | 125.6892 | 117.8333 | 110.4685 | 103.564 | 97.091 | 91.0226 | 85.3335 | 80 | 80 | 80 | 80 | 80 | 80 | 80 | 80 | 80 | 80 | 80 | 80 | 80 | 80 | 80 | 80 | 80
[1349 empty] | NWPPc_vc_MFS_1.5 | 36.816 | 34.4907 | 31.8031 | 29.2447 | 26.8041 | 24.5155 | 22.1541 | 19.9972 | 17.953 | 16.0209 | 14.1364 | 12.542 | 10.9814 | 9.5145 | 8.1376 | 6.8511 | 5.6353 | 4.5111 | 3.5526 | 2.7829 | 2.1645 | 1.822 | 1.5633 | 1.336 | 1.1382 | 0.95278 | 0.81965 | 0.69167 | 0.57831 | 0.47396 | 0.37421 | 5.8066 |  |  |  | NWPPc_vc_MFS_1.5 | 155.7685 | 149.3323 | 143.162 | 137.2467 | 131.5758 | 126.1392 | 120.9272 | 115.9306 | 111.1405 | 106.5482 | 102.1458 | 97.9252 | 93.879 | 90 | 90 | 90 | 90 | 90 | 90 | 90 | 90 | 90 | 90 | 90 | 90 | 90 | 90 | 90 | 90 | 90 | 90
[1349 empty] | NWPPc_c_MFS_1.5 | 46.6726 | 43.7184 | 40.3039 | 37.0535 | 33.9528 | 31.0452 | 28.045 | 25.3047 | 22.7077 | 20.2529 | 17.8588 | 15.8331 | 13.8504 | 11.9868 | 10.2374 | 8.6029 | 7.0583 | 5.63 | 4.4123 | 3.4344 | 2.6487 | 2.2136 | 1.885 | 1.5962 | 1.3448 | 1.1093 | 0.94013 | 0.77753 | 0.63352 | 0.50094 | 0.37421 | 6.5968 |  |  |  | NWPPc_c_MFS_1.5 | 197.472 | 186.6292 | 176.3818 | 166.697 | 157.5439 | 148.8935 | 140.718 | 132.9915 | 125.6892 | 118.7878 | 112.2654 | 106.1011 | 100.2753 | 94.7694 | 89.5657 | 84.6479 | 80 | 80 | 80 | 80 | 80 | 80 | 80 | 80 | 80 | 80 | 80 | 80 | 80 | 80 | 80
[1349 empty] | NWPPc_mm_MFS_1.5 | 37.5566 | 35.184 | 32.4419 | 29.8314 | 27.3412 | 25.0062 | 22.5967 | 20.396 | 18.3103 | 16.3388 | 14.4161 | 12.7893 | 11.197 | 9.7003 | 8.2953 | 6.9827 | 5.7423 | 4.5952 | 3.6172 | 2.8318 | 2.2009 | 1.8514 | 1.5875 | 1.3556 | 1.1537 | 0.96454 | 0.8287 | 0.69812 | 0.58246 | 0.47599 | 0.37421 | 7.149 |  |  |  | NWPPc_mm_MFS_1.5 | 159.8068 | 151.25 | 143.1514 | 135.4864 | 128.2319 | 121.3657 | 114.8673 | 108.7168 | 102.8956 | 97.3861 | 92.1716 | 87.2363 | 82.5653 | 78.1444 | 73.9602 | 70 | 70 | 70 | 70 | 70 | 70 | 70 | 70 | 70 | 70 | 70 | 70 | 70 | 70 | 70 | 70
[1349 empty] | NWPPc_w_MFS_1.5 | 30.1762 | 28.2746 | 26.0767 | 23.9844 | 21.9885 | 20.117 | 18.1858 | 16.4218 | 14.7501 | 13.17 | 11.6289 | 10.325 | 9.0488 | 7.8492 | 6.7231 | 5.671 | 4.6767 | 3.7574 | 2.9735 | 2.344 | 1.8383 | 1.5582 | 1.3467 | 1.1608 | 0.99897 | 0.84736 | 0.73849 | 0.63383 | 0.54112 | 0.45579 | 0.37421 | 7.331 |  |  |  | NWPPc_w_MFS_1.5 | 115.3857 | 110.4635 | 105.7512 | 101.2399 | 96.9211 | 92.7866 | 88.8284 | 85.039 | 81.4113 | 77.9384 | 74.6136 | 71.4307 | 68.3835 | 65.4663 | 62.6736 | 60 | 60 | 60 | 60 | 60 | 60 | 60 | 60 | 60 | 60 | 60 | 60 | 60 | 60 | 60 | 60
[1349 empty] | NYSTc_vc_MFS_1.5 | 40.6307 | 38.062 | 35.0931 | 32.2669 | 29.5708 | 27.0426 | 24.434 | 22.0513 | 19.7932 | 17.6587 | 15.5771 | 13.8157 | 12.0918 | 10.4713 | 8.9502 | 7.5291 | 6.1861 | 4.9442 | 3.8853 | 3.035 | 2.3519 | 1.9736 | 1.6878 | 1.4367 | 1.2181 | 1.0133 | 0.86627 | 0.7249 | 0.59968 | 0.4844 | 0.37421 | 6.6624 |  |  |  | NYSTc_vc_MFS_1.5 | 155.7685 | 150.1748 | 144.782 | 139.5829 | 134.5705 | 129.738 | 125.0791 | 120.5875 | 116.2572 | 112.0824 | 108.0575 | 104.1771 | 100.4361 | 96.8294 | 93.3523 | 90 | 90 | 90 | 90 | 90 | 90 | 90 | 90 | 90 | 90 | 90 | 90 | 90 | 90 | 90 | 90
[1349 empty] | NYSTc_c_MFS_1.5 | 51.5086 | 48.2458 | 44.4747 | 40.8848 | 37.4601 | 34.2489 | 30.9353 | 27.9088 | 25.0405 | 22.3293 | 19.6851 | 17.4478 | 15.258 | 13.1998 | 11.2676 | 9.4624 | 7.7565 | 6.179 | 4.834 | 3.754 | 2.8863 | 2.4057 | 2.0428 | 1.7238 | 1.4462 | 1.186 | 0.99924 | 0.81966 | 0.6606 | 0.51418 | 0.37421 | 5.5775 |  |  |  | NYSTc_c_MFS_1.5 | 197.472 | 187.2502 | 177.5575 | 168.3665 | 159.6513 | 151.3872 | 143.5509 | 136.1202 | 129.0742 | 122.3929 | 116.0574 | 110.0499 | 104.3533 | 98.9517 | 93.8296 | 88.9727 | 84.3671 | 80 | 80 | 80 | 80 | 80 | 80 | 80 | 80 | 80 | 80 | 80 | 80 | 80 | 80
[1349 empty] | NYSTc_mm_MFS_1.5 | 41.2732 | 38.6635 | 35.6472 | 32.7759 | 30.0367 | 27.4683 | 24.818 | 22.3973 | 20.1031 | 17.9346 | 15.8197 | 14.0303 | 12.2788 | 10.6325 | 9.0871 | 7.6433 | 6.2788 | 5.0171 | 3.9413 | 3.0775 | 2.3834 | 1.9991 | 1.7088 | 1.4537 | 1.2316 | 1.0235 | 0.87413 | 0.7305 | 0.60328 | 0.48616 | 0.37421 | 6.5034 |  |  |  | NYSTc_mm_MFS_1.5 | 159.8068 | 151.7711 | 144.1395 | 136.8916 | 130.0082 | 123.471 | 117.2624 | 111.366 | 105.7661 | 100.4478 | 95.3969 | 90.6 | 86.0443 | 81.7177 | 77.6087 | 73.7062 | 70 | 70 | 70 | 70 | 70 | 70 | 70 | 70 | 70 | 70 | 70 | 70 | 70 | 70 | 70
[1349 empty] | RFCEc_vc_MFS_1.5 | 38.9884 | 36.5245 | 33.6767 | 30.9658 | 28.3797 | 25.9547 | 23.4525 | 21.167 | 19.0009 | 16.9536 | 14.9568 | 13.2674 | 11.6137 | 10.0594 | 8.6004 | 7.2372 | 5.949 | 4.7577 | 3.7421 | 2.9265 | 2.2712 | 1.9083 | 1.6342 | 1.3934 | 1.1837 | 0.98727 | 0.8462 | 0.71059 | 0.59048 | 0.47991 | 0.37421 | 5.959 |  |  |  | RFCEc_vc_MFS_1.5 | 155.7685 | 146.5578 | 137.8917 | 129.738 | 122.0665 | 114.8486 | 108.0575 | 101.668 | 95.6562 | 90 | 90 | 90 | 90 | 90 | 90 | 90 | 90 | 90 | 90 | 90 | 90 | 90 | 90 | 90 | 90 | 90 | 90 | 90 | 90 | 90 | 90
[1349 empty] | RFCEc_c_MFS_1.5 | 49.4266 | 46.2967 | 42.6791 | 39.2353 | 35.9501 | 32.8696 | 29.691 | 26.7877 | 24.0362 | 21.4354 | 18.8989 | 16.7527 | 14.652 | 12.6775 | 10.8241 | 9.0924 | 7.4559 | 5.9427 | 4.6525 | 3.6164 | 2.784 | 2.323 | 1.9748 | 1.6689 | 1.4025 | 1.153 | 0.97379 | 0.80152 | 0.64894 | 0.50848 | 0.37421 | 7.2608 |  |  |  | RFCEc_c_MFS_1.5 | 197.472 | 184.2128 | 171.8438 | 160.3054 | 149.5417 | 139.5007 | 130.134 | 121.3961 | 113.245 | 105.6412 | 98.5479 | 91.9309 | 85.7582 | 80 | 80 | 80 | 80 | 80 | 80 | 80 | 80 | 80 | 80 | 80 | 80 | 80 | 80 | 80 | 80 | 80 | 80
[1349 empty] | RFCEc_mm_MFS_1.5 | 39.6731 | 37.1655 | 34.2673 | 31.5082 | 28.8763 | 26.4083 | 23.8617 | 21.5357 | 19.3313 | 17.2476 | 15.2154 | 13.496 | 11.813 | 10.2312 | 8.7462 | 7.3589 | 6.0478 | 4.8355 | 3.8018 | 2.9717 | 2.3048 | 1.9355 | 1.6566 | 1.4115 | 1.1981 | 0.99814 | 0.85457 | 0.71656 | 0.59431 | 0.48178 | 0.37421 | 7.2318 |  |  |  | RFCEc_mm_MFS_1.5 | 159.8068 | 149.1834 | 139.2662 | 130.0082 | 121.3657 | 113.2978 | 105.7661 | 98.7352 | 92.1716 | 86.0443 | 80.3244 | 74.9847 | 70 | 70 | 70 | 70 | 70 | 70 | 70 | 70 | 70 | 70 | 70 | 70 | 70 | 70 | 70 | 70 | 70 | 70 | 70
[1349 empty] | RFCMc_vc_MFS_1.5 | 60.2306 | 56.4113 | 51.9969 | 47.7947 | 43.7859 | 40.0269 | 36.1482 | 32.6054 | 29.2478 | 26.0742 | 22.979 | 20.3601 | 17.7968 | 15.3874 | 13.1257 | 11.0126 | 9.0157 | 7.1692 | 5.5948 | 4.3305 | 3.3148 | 2.7523 | 2.3274 | 1.954 | 1.629 | 1.3245 | 1.1059 | 0.89564 | 0.70945 | 0.53805 | 0.37421 | 6.2909 |  |  |  | RFCMc_vc_MFS_1.5 | 155.7685 | 148.191 | 140.982 | 134.1238 | 127.5992 | 121.392 | 115.4867 | 109.8688 | 104.5241 | 99.4394 | 94.602 | 90 | 90 | 90 | 90 | 90 | 90 | 90 | 90 | 90 | 90 | 90 | 90 | 90 | 90 | 90 | 90 | 90 | 90 | 90 | 90
[1349 empty] | RFCMc_c_MFS_1.5 | 76.3561 | 71.5078 | 65.9042 | 60.5698 | 55.4811 | 50.7094 | 45.7857 | 41.2885 | 37.0264 | 32.9978 | 29.0688 | 25.7443 | 22.4904 | 19.432 | 16.561 | 13.8786 | 11.3438 | 8.9997 | 7.0012 | 5.3963 | 4.1069 | 3.3929 | 2.8535 | 2.3797 | 1.9671 | 1.5805 | 1.303 | 1.0361 | 0.79977 | 0.58219 | 0.37421 | 6.9634 |  |  |  | RFCMc_c_MFS_1.5 | 197.472 | 185.1296 | 173.5586 | 162.7109 | 152.5411 | 143.007 | 134.0687 | 125.6892 | 117.8333 | 110.4685 | 103.564 | 97.091 | 91.0226 | 85.3335 | 80 | 80 | 80 | 80 | 80 | 80 | 80 | 80 | 80 | 80 | 80 | 80 | 80 | 80 | 80 | 80 | 80
[1349 empty] | RFCWc_vc_MFS_1.5 | 53.1146 | 49.7493 | 45.8598 | 42.1571 | 38.6249 | 35.3128 | 31.8952 | 28.7736 | 25.8152 | 23.0188 | 20.2916 | 17.9841 | 15.7255 | 13.6026 | 11.6097 | 9.7479 | 7.9884 | 6.3613 | 4.9741 | 3.8602 | 2.9652 | 2.4695 | 2.0952 | 1.7662 | 1.4798 | 1.2115 | 1.0189 | 0.83365 | 0.6696 | 0.51857 | 0.37421 | 6.646 |  |  |  | RFCWc_vc_MFS_1.5 | 155.7685 | 148.8081 | 142.1587 | 135.8064 | 129.738 | 123.9408 | 118.4026 | 113.1118 | 108.0575 | 103.229 | 98.6163 | 94.2097 | 90 | 90 | 90 | 90 | 90 | 90 | 90 | 90 | 90 | 90 | 90 | 90 | 90 | 90 | 90 | 90 | 90 | 90 | 90
[1349 empty] | RFCWc_c_MFS_1.5 | 67.3349 | 63.0622 | 58.1239 | 53.4229 | 48.9383 | 44.7332 | 40.3941 | 36.4308 | 32.6747 | 29.1245 | 25.6619 | 22.7322 | 19.8646 | 17.1693 | 14.6392 | 12.2753 | 10.0414 | 7.9756 | 6.2144 | 4.8001 | 3.6638 | 3.0345 | 2.5592 | 2.1415 | 1.778 | 1.4373 | 1.1927 | 0.95753 | 0.74924 | 0.5575 | 0.37421 | 6.267 |  |  |  | RFCWc_c_MFS_1.5 | 197.472 | 185.9279 | 175.0586 | 164.8248 | 155.1892 | 146.1169 | 137.575 | 129.5324 | 121.96 | 114.8302 | 108.1173 | 101.7968 | 95.8458 | 90.2427 | 84.9671 | 80 | 80 | 80 | 80 | 80 | 80 | 80 | 80 | 80 | 80 | 80 | 80 | 80 | 80 | 80 | 80
[1349 empty] | RFCWc_mm_MFS_1.5 | 53.4361 | 50.0503 | 46.137 | 42.4118 | 38.858 | 35.5258 | 32.0873 | 28.9467 | 25.9702 | 23.1569 | 20.413 | 18.0914 | 15.8191 | 13.6832 | 11.6782 | 9.805 | 8.0348 | 6.3978 | 5.0022 | 3.8814 | 2.981 | 2.4823 | 2.1056 | 1.7747 | 1.4866 | 1.2166 | 1.0228 | 0.83645 | 0.6714 | 0.51945 | 0.37421 | 6.2291 |  |  |  | RFCWc_mm_MFS_1.5 | 159.8068 | 150.6566 | 142.0304 | 133.8981 | 126.2314 | 119.0037 | 112.1898 | 105.7661 | 99.7102 | 94.0011 | 88.6188 | 83.5447 | 78.7611 | 74.2515 | 70 | 70 | 70 | 70 | 70 | 70 | 70 | 70 | 70 | 70 | 70 | 70 | 70 | 70 | 70 | 70 | 70
[1349 empty] | RMPAc_vc_MFS_1.5 | 59.8853 | 56.088 | 51.6991 | 47.5211 | 43.5354 | 39.7981 | 35.9418 | 32.4194 | 29.0812 | 25.9259 | 22.8486 | 20.2448 | 17.6963 | 15.3008 | 13.0521 | 10.9512 | 8.9659 | 7.13 | 5.5646 | 4.3077 | 3.2978 | 2.7385 | 2.3161 | 1.9449 | 1.6218 | 1.319 | 1.1016 | 0.89263 | 0.70752 | 0.53711 | 0.37421 | 5.6481 |  |  |  | RMPAc_vc_MFS_1.5 | 155.7685 | 150.5185 | 145.4454 | 140.5433 | 135.8064 | 131.2292 | 126.8063 | 122.5324 | 118.4026 | 114.4119 | 110.5558 | 106.8296 | 103.229 | 99.7498 | 96.3878 | 93.1392 | 90 | 90 | 90 | 90 | 90 | 90 | 90 | 90 | 90 | 90 | 90 | 90 | 90 | 90 | 90
[1349 empty] | RMPAc_c_MFS_1.5 | 75.9182 | 71.0979 | 65.5266 | 60.2229 | 55.1635 | 50.4194 | 45.5241 | 41.0527 | 36.8152 | 32.8098 | 28.9034 | 25.5981 | 22.363 | 19.3222 | 16.4677 | 13.8008 | 11.2806 | 8.95 | 6.963 | 5.3674 | 4.0854 | 3.3755 | 2.8393 | 2.3681 | 1.9579 | 1.5736 | 1.2976 | 1.0323 | 0.79732 | 0.58099 | 0.37421 | 6.536 |  |  |  | RMPAc_c_MFS_1.5 | 197.472 | 187.804 | 178.6092 | 169.8647 | 161.5482 | 153.6389 | 146.1169 | 138.9631 | 132.1596 | 125.6892 | 119.5355 | 113.6831 | 108.1173 | 102.824 | 97.7898 | 93.0021 | 88.4488 | 84.1184 | 80 | 80 | 80 | 80 | 80 | 80 | 80 | 80 | 80 | 80 | 80 | 80 | 80
[1349 empty] | RMPAc_mm_MFS_1.5 | 60.0326 | 56.2259 | 51.8262 | 47.6378 | 43.6423 | 39.8957 | 36.0298 | 32.4988 | 29.1523 | 25.9892 | 22.9042 | 20.294 | 17.7391 | 15.3377 | 13.0835 | 10.9774 | 8.9871 | 7.1467 | 5.5775 | 4.3174 | 3.305 | 2.7444 | 2.3209 | 1.9488 | 1.6249 | 1.3214 | 1.1034 | 0.89392 | 0.70834 | 0.53751 | 0.37421 | 5.6555 |  |  |  | RMPAc_mm_MFS_1.5 | 159.8068 | 152.2324 | 145.017 | 138.1437 | 131.5961 | 125.3588 | 119.4172 | 113.7571 | 108.3654 | 103.2292 | 98.3364 | 93.6756 | 89.2356 | 85.0061 | 80.9771 | 77.139 | 73.4829 | 70 | 70 | 70 | 70 | 70 | 70 | 70 | 70 | 70 | 70 | 70 | 70 | 70 | 70
[1349 empty] | SPNOc_c_MFS_1.5 | 65.7331 | 61.5626 | 56.7424 | 52.1539 | 47.7766 | 43.672 | 39.4367 | 35.5683 | 31.9021 | 28.4367 | 25.057 | 22.1973 | 19.3984 | 16.7675 | 14.2979 | 11.9906 | 9.8101 | 7.7938 | 6.0747 | 4.6942 | 3.5851 | 2.9709 | 2.5069 | 2.0993 | 1.7444 | 1.4119 | 1.1731 | 0.94357 | 0.74027 | 0.55311 | 0.37421 | 5.9497 |  |  |  | SPNOc_c_MFS_1.5 | 197.472 | 187.2502 | 177.5575 | 168.3665 | 159.6513 | 151.3872 | 143.5509 | 136.1202 | 129.0742 | 122.3929 | 116.0574 | 110.0499 | 104.3533 | 98.9517 | 93.8296 | 88.9727 | 84.3671 | 80 | 80 | 80 | 80 | 80 | 80 | 80 | 80 | 80 | 80 | 80 | 80 | 80 | 80
[1349 empty] | SPNOc_mm_MFS_1.5 | 52.2051 | 48.8978 | 45.0753 | 41.4365 | 37.9652 | 34.7102 | 31.3516 | 28.2838 | 25.3764 | 22.6283 | 19.9481 | 17.6804 | 15.4607 | 13.3744 | 11.416 | 9.5862 | 7.8571 | 6.2581 | 4.8948 | 3.8 | 2.9205 | 2.4334 | 2.0655 | 1.7422 | 1.4608 | 1.1971 | 1.0078 | 0.82573 | 0.6645 | 0.51608 | 0.37421 | 6.5078 |  |  |  | SPNOc_mm_MFS_1.5 | 159.8068 | 151.7711 | 144.1395 | 136.8916 | 130.0082 | 123.471 | 117.2624 | 111.366 | 105.7661 | 100.4478 | 95.3969 | 90.6 | 86.0443 | 81.7177 | 77.6087 | 73.7062 | 70 | 70 | 70 | 70 | 70 | 70 | 70 | 70 | 70 | 70 | 70 | 70 | 70 | 70 | 70
[1349 empty] | SPSOc_mm_MFS_1.5 | 51.1784 | 47.9367 | 44.1899 | 40.6232 | 37.2207 | 34.0301 | 30.738 | 27.731 | 24.8812 | 22.1875 | 19.5604 | 17.3376 | 15.1619 | 13.1169 | 11.1973 | 9.4037 | 7.7089 | 6.1415 | 4.8052 | 3.7322 | 2.8701 | 2.3926 | 2.032 | 1.7151 | 1.4393 | 1.1808 | 0.9952 | 0.81678 | 0.65875 | 0.51327 | 0.37421 |  |  |  |  | SPSOc_mm_MFS_1.5 | 159.8068 | 152.2324 | 145.017 | 138.1437 | 131.5961 | 125.3588 | 119.4172 | 113.7571 | 108.3654 | 103.2292 | 98.3364 | 93.6756 | 89.2356 | 85.0061 | 80.9771 | 77.139 | 73.4829 | 70 | 70 | 70 | 70 | 70 | 70 | 70 | 70 | 70 | 70 | 70 | 70 | 70 | 70
[1349 empty] | SPSOc_w_MFS_1.5 | 42.6356 | 39.939 | 36.8222 | 33.8552 | 31.0248 | 28.3708 | 25.6323 | 23.1309 | 20.7603 | 18.5196 | 16.3342 | 14.4852 | 12.6753 | 10.9742 | 9.3774 | 7.8854 | 6.4755 | 5.1718 | 4.0602 | 3.1675 | 2.4504 | 2.0532 | 1.7532 | 1.4896 | 1.2602 | 1.0452 | 0.89078 | 0.74236 | 0.61091 | 0.48989 | 0.37421 |  |  |  |  | SPSOc_w_MFS_1.5 | 115.3857 | 111.269 | 107.2992 | 103.471 | 99.7794 | 96.2195 | 92.7866 | 89.4761 | 86.2838 | 83.2054 | 80.2368 | 77.3742 | 74.6136 | 71.9516 | 69.3845 | 66.909 | 64.5219 | 62.2199 | 60 | 60 | 60 | 60 | 60 | 60 | 60 | 60 | 60 | 60 | 60 | 60 | 60
[1349 empty] | SRMVc_vh_MFS_1.5 | 39.9683 | 37.4418 | 34.5218 | 31.7421 | 29.0903 | 26.6038 | 24.0381 | 21.6946 | 19.4736 | 17.3743 | 15.3269 | 13.5946 | 11.899 | 10.3052 | 8.8091 | 7.4113 | 6.0904 | 4.869 | 3.8275 | 2.9912 | 2.3193 | 1.9472 | 1.6662 | 1.4192 | 1.2042 | 1.0028 | 0.85818 | 0.71913 | 0.59597 | 0.48259 | 0.37421 | 22.8832 |  |  |  | SRMVc_vh_MFS_1.5 | 136.7596 | 130.011 | 123.5955 | 117.4966 | 111.6986 | 106.1867 | 100.9468 | 95.9655 | 91.23 | 86.7282 | 82.4485 | 78.38 | 74.5123 | 70.8354 | 67.3399 | 64.017 | 60.858 | 57.8549 | 55 | 55 | 55 | 55 | 55 | 55 | 55 | 55 | 55 | 55 | 55 | 55 | 55
[1349 empty] | SRMVc_mm_MFS_1.5 | 43.245 | 40.5095 | 37.3478 | 34.338 | 31.4668 | 28.7745 | 25.9965 | 23.459 | 21.0543 | 18.7812 | 16.5644 | 14.6886 | 12.8527 | 11.1271 | 9.5072 | 7.9937 | 6.5635 | 5.2409 | 4.1133 | 3.2078 | 2.4803 | 2.0774 | 1.7731 | 1.5057 | 1.2729 | 1.0548 | 0.89823 | 0.74767 | 0.61432 | 0.49156 | 0.37421 | 23.7963 |  |  |  | SRMVc_mm_MFS_1.5 | 159.8068 | 150.6566 | 142.0304 | 133.8981 | 126.2314 | 119.0037 | 112.1898 | 105.7661 | 99.7102 | 94.0011 | 88.6188 | 83.5447 | 78.7611 | 74.2515 | 70 | 70 | 70 | 70 | 70 | 70 | 70 | 70 | 70 | 70 | 70 | 70 | 70 | 70 | 70 | 70 | 70
[1349 empty] | SRMVc_w_MFS_1.5 | 35.3792 | 33.1456 | 30.564 | 28.1064 | 25.7621 | 23.5637 | 21.2954 | 19.2235 | 17.26 | 15.404 | 13.5938 | 12.0623 | 10.5632 | 9.1542 | 7.8315 | 6.5957 | 5.4279 | 4.348 | 3.4273 | 2.6879 | 2.0939 | 1.7649 | 1.5164 | 1.2981 | 1.108 | 0.92997 | 0.80208 | 0.67915 | 0.57027 | 0.47003 | 0.37421 | 22.8779 |  |  |  | SRMVc_w_MFS_1.5 | 115.3857 | 110.12 | 105.0946 | 100.2986 | 95.7214 | 91.3531 | 87.1841 | 83.2054 | 79.4083 | 75.7844 | 72.326 | 69.0253 | 65.8753 | 62.8691 | 60 | 60 | 60 | 60 | 60 | 60 | 60 | 60 | 60 | 60 | 60 | 60 | 60 | 60 | 60 | 60 | 60
[1349 empty] | SRMWc_c_MFS_1.5 | 94.0548 | 88.0772 | 81.1683 | 74.5914 | 68.3173 | 62.4342 | 56.3636 | 50.8188 | 45.5639 | 40.5969 | 35.7527 | 31.6539 | 27.6421 | 23.8712 | 20.3314 | 17.0242 | 13.8989 | 11.0089 | 8.5448 | 6.5662 | 4.9764 | 4.0961 | 3.4311 | 2.8468 | 2.3381 | 1.8615 | 1.5193 | 1.1903 | 0.89889 | 0.63064 | 0.37421 | 25.2781 |  |  |  | SRMWc_c_MFS_1.5 | 197.472 | 187.2502 | 177.5575 | 168.3665 | 159.6513 | 151.3872 | 143.5509 | 136.1202 | 129.0742 | 122.3929 | 116.0574 | 110.0499 | 104.3533 | 98.9517 | 93.8296 | 88.9727 | 84.3671 | 80 | 80 | 80 | 80 | 80 | 80 | 80 | 80 | 80 | 80 | 80 | 80 | 80 | 80
[1349 empty] | SRMWc_mm_MFS_1.5 | 73.9711 | 69.275 | 63.8473 | 58.6803 | 53.7513 | 49.1294 | 44.3603 | 40.0043 | 35.8759 | 31.9738 | 28.1681 | 24.948 | 21.7962 | 18.8338 | 16.0529 | 13.4547 | 10.9994 | 8.729 | 6.7932 | 5.2387 | 3.9898 | 3.2981 | 2.7757 | 2.3167 | 1.9171 | 1.5427 | 1.2738 | 1.0153 | 0.78641 | 0.57566 | 0.37421 | 26.9488 |  |  |  | SRMWc_mm_MFS_1.5 | 159.8068 | 151.7711 | 144.1395 | 136.8916 | 130.0082 | 123.471 | 117.2624 | 111.366 | 105.7661 | 100.4478 | 95.3969 | 90.6 | 86.0443 | 81.7177 | 77.6087 | 73.7062 | 70 | 70 | 70 | 70 | 70 | 70 | 70 | 70 | 70 | 70 | 70 | 70 | 70 | 70 | 70
[1349 empty] | SRSOc_vh_MFS_1.5 | 46.1619 | 43.2403 | 39.8635 | 36.6489 | 33.5824 | 30.7069 | 27.7398 | 25.0297 | 22.4613 | 20.0336 | 17.6659 | 15.6626 | 13.7018 | 11.8587 | 10.1286 | 8.5122 | 6.9846 | 5.5721 | 4.3677 | 3.4006 | 2.6236 | 2.1933 | 1.8683 | 1.5827 | 1.3341 | 1.1012 | 0.93388 | 0.77308 | 0.63066 | 0.49954 | 0.37421 | 22.1641 |  |  |  | SRSOc_vh_MFS_1.5 | 136.7596 | 129.1912 | 122.0417 | 115.2879 | 108.9078 | 102.8808 | 97.1873 | 91.8089 | 86.7282 | 81.9286 | 77.3946 | 73.1116 | 69.0655 | 65.2434 | 61.6328 | 58.222 | 55 | 55 | 55 | 55 | 55 | 55 | 55 | 55 | 55 | 55 | 55 | 55 | 55 | 55 | 55
[1349 empty] | SRSOc_mm_MFS_1.5 | 48.2406 | 45.1863 | 41.6562 | 38.2957 | 35.09 | 32.0839 | 28.9822 | 26.149 | 23.464 | 20.9261 | 18.451 | 16.3567 | 14.3068 | 12.3801 | 10.5714 | 8.8816 | 7.2847 | 5.808 | 4.549 | 3.538 | 2.7257 | 2.2759 | 1.9361 | 1.6376 | 1.3777 | 1.1342 | 0.95929 | 0.79119 | 0.6423 | 0.50523 | 0.37421 | 27.7825 |  |  |  | SRSOc_mm_MFS_1.5 | 159.8068 | 150.6566 | 142.0304 | 133.8981 | 126.2314 | 119.0037 | 112.1898 | 105.7661 | 99.7102 | 94.0011 | 88.6188 | 83.5447 | 78.7611 | 74.2515 | 70 | 70 | 70 | 70 | 70 | 70 | 70 | 70 | 70 | 70 | 70 | 70 | 70 | 70 | 70 | 70 | 70
[1349 empty] | SRSOc_w_MFS_1.5 | 39.9485 | 37.4233 | 34.5047 | 31.7264 | 29.076 | 26.5907 | 24.0263 | 21.6839 | 19.4641 | 17.3658 | 15.3194 | 13.5879 | 11.8932 | 10.3002 | 8.8049 | 7.4078 | 6.0876 | 4.8667 | 3.8258 | 2.9899 | 2.3184 | 1.9465 | 1.6655 | 1.4187 | 1.2038 | 1.0025 | 0.85794 | 0.71896 | 0.59586 | 0.48253 | 0.37421 | 21.4102 |  |  |  | SRSOc_w_MFS_1.5 | 115.3857 | 109.7251 | 104.3421 | 99.2232 | 94.3555 | 89.7265 | 85.3247 | 81.1388 | 77.1582 | 73.373 | 69.7734 | 66.3504 | 63.0954 | 60 | 60 | 60 | 60 | 60 | 60 | 60 | 60 | 60 | 60 | 60 | 60 | 60 | 60 | 60 | 60 | 60 | 60
[1349 empty] | SRTVc_mm_MFS_1.5 | 47.2167 | 44.2278 | 40.7732 | 37.4845 | 34.3474 | 31.4056 | 28.3702 | 25.5977 | 22.9701 | 20.4865 | 18.0643 | 16.0148 | 14.0088 | 12.1232 | 10.3533 | 8.6996 | 7.1369 | 5.6918 | 4.4597 | 3.4703 | 2.6754 | 2.2352 | 1.9027 | 1.6106 | 1.3562 | 1.1179 | 0.94678 | 0.78227 | 0.63656 | 0.50243 | 0.37421 | 21.5067 |  |  |  | SRTVc_mm_MFS_1.5 | 159.8068 | 149.9748 | 140.7478 | 132.0885 | 123.9619 | 116.3353 | 109.178 | 102.4609 | 96.1571 | 90.2412 | 84.6892 | 79.4788 | 74.589 | 70 | 70 | 70 | 70 | 70 | 70 | 70 | 70 | 70 | 70 | 70 | 70 | 70 | 70 | 70 | 70 | 70 | 70
[1349 empty] | SRTVc_w_MFS_1.5 | 39.012 | 36.5465 | 33.697 | 30.9844 | 28.3968 | 25.9703 | 23.4665 | 21.1797 | 19.0123 | 16.9637 | 14.9658 | 13.2752 | 11.6206 | 10.0653 | 8.6054 | 7.2414 | 5.9524 | 4.7604 | 3.7441 | 2.928 | 2.2724 | 1.9093 | 1.635 | 1.394 | 1.1842 | 0.98764 | 0.84649 | 0.7108 | 0.59061 | 0.47997 | 0.37421 | 23.8888 |  |  |  | SRTVc_w_MFS_1.5 | 115.3857 | 109.2661 | 103.471 | 97.9832 | 92.7866 | 87.8655 | 83.2054 | 78.7925 | 74.6136 | 70.6564 | 66.909 | 63.3604 | 60 | 60 | 60 | 60 | 60 | 60 | 60 | 60 | 60 | 60 | 60 | 60 | 60 | 60 | 60 | 60 | 60 | 60 | 60
[1349 empty] | SRVCc_c_MFS_1.5 | 47.8743 | 44.8434 | 41.3403 | 38.0055 | 34.8243 | 31.8413 | 28.7632 | 25.9518 | 23.2873 | 20.7689 | 18.3126 | 16.2343 | 14.2002 | 12.2882 | 10.4934 | 8.8165 | 7.2318 | 5.7665 | 4.5171 | 3.5138 | 2.7077 | 2.2613 | 1.9242 | 1.6279 | 1.37 | 1.1283 | 0.95482 | 0.788 | 0.64025 | 0.50423 | 0.37421 | 26.5887 |  |  |  | SRVCc_c_MFS_1.5 | 197.472 | 185.1296 | 173.5586 | 162.7109 | 152.5411 | 143.007 | 134.0687 | 125.6892 | 117.8333 | 110.4685 | 103.564 | 97.091 | 91.0226 | 85.3335 | 80 | 80 | 80 | 80 | 80 | 80 | 80 | 80 | 80 | 80 | 80 | 80 | 80 | 80 | 80 | 80 | 80
[1349 empty] | SRVCc_mm_MFS_1.5 | 38.4801 | 36.0486 | 33.2383 | 30.5631 | 28.011 | 25.6179 | 23.1487 | 20.8932 | 18.7557 | 16.7354 | 14.7649 | 13.0976 | 11.4658 | 9.9319 | 8.4921 | 7.1468 | 5.8756 | 4.7 | 3.6977 | 2.8929 | 2.2462 | 1.8881 | 1.6176 | 1.38 | 1.173 | 0.9792 | 0.83999 | 0.70616 | 0.58763 | 0.47852 | 0.37421 | 23.9087 |  |  |  | SRVCc_mm_MFS_1.5 | 159.8068 | 149.9748 | 140.7478 | 132.0885 | 123.9619 | 116.3353 | 109.178 | 102.4609 | 96.1571 | 90.2412 | 84.6892 | 79.4788 | 74.589 | 70 | 70 | 70 | 70 | 70 | 70 | 70 | 70 | 70 | 70 | 70 | 70 | 70 | 70 | 70 | 70 | 70 | 70
[1349 empty] | SRVCc_w_MFS_1.5 | 31.0209 | 29.0654 | 26.8052 | 24.6536 | 22.6011 | 20.6765 | 18.6906 | 16.8767 | 15.1576 | 13.5327 | 11.9479 | 10.6071 | 9.2946 | 8.061 | 6.903 | 5.8211 | 4.7987 | 3.8532 | 3.0471 | 2.3999 | 1.8798 | 1.5918 | 1.3742 | 1.1831 | 1.0167 | 0.86077 | 0.74881 | 0.64118 | 0.54586 | 0.4581 | 0.37421 | 23.885 |  |  |  | SRVCc_w_MFS_1.5 | 115.3857 | 109.7251 | 104.3421 | 99.2232 | 94.3555 | 89.7265 | 85.3247 | 81.1388 | 77.1582 | 73.373 | 69.7734 | 66.3504 | 63.0954 | 60 | 60 | 60 | 60 | 60 | 60 | 60 | 60 | 60 | 60 | 60 | 60 | 60 | 60 | 60 | 60 | 60 | 60
[1349 empty] | AKGD_vc_MFS_1.5 | 57.8883 | 54.2185 | 49.9768 | 45.939 | 42.0871 | 38.4752 | 34.7483 | 31.3441 | 28.1179 | 25.0685 | 22.0944 | 19.578 | 17.115 | 14.7999 | 12.6267 | 10.5963 | 8.6776 | 6.9033 | 5.3905 | 4.1757 | 3.1997 | 2.6592 | 2.2509 | 1.8922 | 1.5799 | 1.2873 | 1.0772 | 0.87524 | 0.69633 | 0.53164 | 0.37421 | 20.1891 |  |  |  | AKGD_vc_MFS_1.5 | 155.7685 | 150.1748 | 144.782 | 139.5829 | 134.5705 | 129.738 | 125.0791 | 120.5875 | 116.2572 | 112.0824 | 108.0575 | 104.1771 | 100.4361 | 96.8294 | 93.3523 | 90 | 90 | 90 | 90 | 90 | 90 | 90 | 90 | 90 | 90 | 90 | 90 | 90 | 90 | 90 | 90
[1349 empty] | AKMS_vc_MFS_1.5 | 33.9668 | 31.8233 | 29.3459 | 26.9875 | 24.7377 | 22.628 | 20.4512 | 18.4629 | 16.5786 | 14.7975 | 13.0604 | 11.5907 | 10.1521 | 8.7999 | 7.5306 | 6.3447 | 5.224 | 4.1877 | 3.3041 | 2.5946 | 2.0245 | 1.7088 | 1.4704 | 1.2608 | 1.0784 | 0.90754 | 0.78482 | 0.66685 | 0.56235 | 0.46616 | 0.37421 | 25.0519 |  |  |  | AKMS_vc_MFS_1.5 | 155.7685 | 149.3323 | 143.162 | 137.2467 | 131.5758 | 126.1392 | 120.9272 | 115.9306 | 111.1405 | 106.5482 | 102.1458 | 97.9252 | 93.879 | 90 | 90 | 90 | 90 | 90 | 90 | 90 | 90 | 90 | 90 | 90 | 90 | 90 | 90 | 90 | 90 | 90 | 90
[1349 empty] | HIMS_vh_MFS_1.5 | 60.7573 | 56.9044 | 52.4512 | 48.2119 | 44.1679 | 40.3758 | 36.4629 | 32.889 | 29.5019 | 26.3003 | 23.1779 | 20.536 | 17.9501 | 15.5195 | 13.2379 | 11.1062 | 9.0918 | 7.2289 | 5.6407 | 4.3653 | 3.3406 | 2.7732 | 2.3445 | 1.9679 | 1.6401 | 1.3329 | 1.1123 | 0.90023 | 0.7124 | 0.53949 | 0.37421 | 22.6094 |  |  |  | HIMS_vh_MFS_1.5 | 136.7596 | 130.3578 | 124.2556 | 118.4392 | 112.895 | 107.6103 | 102.573 | 97.7715 | 93.1947 | 88.8322 | 84.6739 | 80.7103 | 76.9322 | 73.331 | 69.8983 | 66.6263 | 63.5075 | 60.5347 | 57.701 | 55 | 55 | 55 | 55 | 55 | 55 | 55 | 55 | 55 | 55 | 55 | 55
[1349 empty] | HIOA_vh_MFS_1.5 | 86.9214 | 81.3989 | 75.0161 | 68.94 | 63.1437 | 57.7085 | 52.1002 | 46.9777 | 42.1229 | 37.5341 | 33.0587 | 29.2721 | 25.5657 | 22.082 | 18.8118 | 15.7564 | 12.8691 | 10.1991 | 7.9227 | 6.0947 | 4.626 | 3.8127 | 3.1983 | 2.6585 | 2.1886 | 1.7483 | 1.4321 | 1.1282 | 0.85894 | 0.61111 | 0.37421 | 25.4106 |  |  |  | HIOA_vh_MFS_1.5 | 136.7596 | 130.3578 | 124.2556 | 118.4392 | 112.895 | 107.6103 | 102.573 | 97.7715 | 93.1947 | 88.8322 | 84.6739 | 80.7103 | 76.9322 | 73.331 | 69.8983 | 66.6263 | 63.5075 | 60.5347 | 57.701 | 55 | 55 | 55 | 55 | 55 | 55 | 55 | 55 | 55 | 55 | 55 | 55
[1349 empty] | AZNMc_c_LEI_1.5 | 38.9996 | 36.5431 | 33.4889 | 30.6057 | 27.8792 | 25.3421 | 22.7615 | 20.4206 | 18.2226 | 16.1645 | 14.18 | 12.5078 | 10.8904 | 9.3855 | 7.9874 | 6.6951 | 5.4876 | 4.3834 | 3.4504 | 2.7069 | 2.1142 | 1.784 | 1.5351 | 1.3182 | 1.1309 | 0.95744 | 0.83284 | 0.71457 | 0.61082 | 0.51641 | 0.42737 | 23.7409 |  |  |  | AZNMc_c_LEI_1.5 | 132.2141 | 126.5722 | 121.1709 | 116.0002 | 111.0501 | 106.3112 | 101.7746 | 97.4316 | 93.2739 | 89.2936 | 85.4831 | 81.8353 | 78.3431 | 75 | 75 | 75 | 75 | 75 | 75 | 75 | 75 | 75 | 75 | 75 | 75 | 75 | 75 | 75 | 75 | 75 | 75
[1349 empty] | AZNMc_vh_LEI_1.5 | 78.4061 | 73.4399 | 67.2655 | 61.4367 | 55.9246 | 50.7957 | 45.5786 | 40.8462 | 36.4026 | 32.2419 | 28.2301 | 24.8495 | 21.5797 | 18.5373 | 15.711 | 13.0983 | 10.6573 | 8.425 | 6.5389 | 5.0357 | 3.8375 | 3.17 | 2.6669 | 2.2284 | 1.8497 | 1.499 | 1.2471 | 1.008 | 0.79825 | 0.60738 | 0.42737 | 22.3029 |  |  |  | AZNMc_vh_LEI_1.5 | 216.9061 | 203.791 | 191.4689 | 179.8919 | 169.0148 | 158.7954 | 149.1939 | 140.173 | 131.6975 | 123.7345 | 116.253 | 109.2238 | 102.6196 | 96.4148 | 90.5851 | 85.108 | 79.9619 | 75.1271 | 70.5846 | 66.3167 | 62.3069 | 58.5396 | 55 | 55 | 55 | 55 | 55 | 55 | 55 | 55 | 55
[1349 empty] | AZNMc_mm_LEI_1.5 | 53.7777 | 50.38 | 46.1557 | 42.1679 | 38.3967 | 34.8877 | 31.3183 | 28.0805 | 25.0404 | 22.1938 | 19.4491 | 17.1362 | 14.8991 | 12.8175 | 10.8839 | 9.0964 | 7.4263 | 5.8991 | 4.6086 | 3.5802 | 2.7604 | 2.3038 | 1.9596 | 1.6596 | 1.4005 | 1.1605 | 0.98819 | 0.82461 | 0.68111 | 0.55052 | 0.42737 | 25.4761 |  |  |  | AZNMc_mm_LEI_1.5 | 170.9309 | 162.186 | 153.8885 | 146.0155 | 138.5453 | 131.4573 | 124.7318 | 118.3505 | 112.2956 | 106.5506 | 101.0994 | 95.9271 | 91.0194 | 86.3628 | 81.9445 | 77.7522 | 73.7743 | 70 | 70 | 70 | 70 | 70 | 70 | 70 | 70 | 70 | 70 | 70 | 70 | 70 | 70
[1349 empty] | AZNMc_w_LEI_1.5 | 57.6068 | 53.9653 | 49.4377 | 45.1637 | 41.1218 | 37.361 | 33.5354 | 30.0652 | 26.807 | 23.756 | 20.8143 | 18.3354 | 15.9377 | 13.7068 | 11.6344 | 9.7186 | 7.9287 | 6.2918 | 4.9087 | 3.8065 | 2.9279 | 2.4385 | 2.0695 | 1.748 | 1.4703 | 1.2131 | 1.0284 | 0.85312 | 0.69932 | 0.55936 | 0.42737 | 24.1713 |  |  |  | AZNMc_w_LEI_1.5 | 174.3693 | 164.335 | 154.8781 | 145.9655 | 137.5657 | 129.6493 | 122.1885 | 115.157 | 108.5302 | 102.2847 | 96.3986 | 90.8512 | 85.6231 | 80.6958 | 76.0521 | 71.6755 | 67.5509 | 63.6636 | 60 | 60 | 60 | 60 | 60 | 60 | 60 | 60 | 60 | 60 | 60 | 60 | 60
[1349 empty] | CAMXc_vc_LEI_1.5 | 40.9986 | 38.4148 | 35.2023 | 32.1697 | 29.3018 | 26.6333 | 23.9189 | 21.4567 | 19.1448 | 16.98 | 14.8928 | 13.1339 | 11.4326 | 9.8497 | 8.3792 | 7.0199 | 5.7499 | 4.5884 | 3.6071 | 2.825 | 2.2016 | 1.8543 | 1.5925 | 1.3644 | 1.1674 | 0.98491 | 0.85385 | 0.72946 | 0.62033 | 0.52102 | 0.42737 | 24.3926 |  |  |  | CAMXc_vc_LEI_1.5 | 194.0616 | 182.924 | 172.4256 | 162.5297 | 153.2017 | 144.4091 | 136.1211 | 128.3088 | 120.9449 | 114.0036 | 107.4607 | 101.2933 | 95.4798 | 90 | 90 | 90 | 90 | 90 | 90 | 90 | 90 | 90 | 90 | 90 | 90 | 90 | 90 | 90 | 90 | 90 | 90
[1349 empty] | CAMXc_c_LEI_1.5 | 27.8206 | 26.076 | 23.907 | 21.8594 | 19.9231 | 18.1213 | 16.2886 | 14.6261 | 13.0652 | 11.6035 | 10.1942 | 9.0067 | 7.858 | 6.7892 | 5.7964 | 4.8785 | 4.0211 | 3.2369 | 2.5743 | 2.0462 | 1.6253 | 1.3908 | 1.2141 | 1.0601 | 0.92701 | 0.80381 | 0.71532 | 0.63134 | 0.55765 | 0.4906 | 0.42737 | 23.4433 |  |  |  | CAMXc_c_LEI_1.5 | 132.2141 | 125.5725 | 119.2645 | 113.2734 | 107.5832 | 102.1789 | 97.0461 | 92.1711 | 87.541 | 83.1434 | 78.9668 | 75 | 75 | 75 | 75 | 75 | 75 | 75 | 75 | 75 | 75 | 75 | 75 | 75 | 75 | 75 | 75 | 75 | 75 | 75 | 75
[1349 empty] | CAMXc_vh_LEI_1.5 | 49.3651 | 46.2484 | 42.3734 | 38.7154 | 35.2562 | 32.0374 | 28.7633 | 25.7933 | 23.0046 | 20.3935 | 17.8758 | 15.7542 | 13.7021 | 11.7927 | 10.019 | 8.3793 | 6.8475 | 5.4465 | 4.2628 | 3.3195 | 2.5675 | 2.1486 | 1.8328 | 1.5577 | 1.32 | 1.0999 | 0.9418 | 0.79175 | 0.66012 | 0.54034 | 0.42737 | 21.1693 |  |  |  | CAMXc_vh_LEI_1.5 | 216.9061 | 203.791 | 191.4689 | 179.8919 | 169.0148 | 158.7954 | 149.1939 | 140.173 | 131.6975 | 123.7345 | 116.253 | 109.2238 | 102.6196 | 96.4148 | 90.5851 | 85.108 | 79.9619 | 75.1271 | 70.5846 | 66.3167 | 62.3069 | 58.5396 | 55 | 55 | 55 | 55 | 55 | 55 | 55 | 55 | 55
[1349 empty] | CAMXc_mm_LEI_1.5 | 36.8342 | 34.5155 | 31.6328 | 28.9115 | 26.338 | 23.9434 | 21.5076 | 19.2981 | 17.2235 | 15.281 | 13.408 | 11.8296 | 10.303 | 8.8825 | 7.563 | 6.3432 | 5.2035 | 4.1613 | 3.2807 | 2.5789 | 2.0195 | 1.7079 | 1.4729 | 1.2682 | 1.0914 | 0.92768 | 0.81007 | 0.69845 | 0.60052 | 0.51141 | 0.42737 | 23.966 |  |  |  | CAMXc_mm_LEI_1.5 | 170.9309 | 161.6546 | 152.8816 | 144.5848 | 136.7382 | 129.3175 | 122.2995 | 115.6623 | 109.3854 | 103.4491 | 97.8349 | 92.5255 | 87.5042 | 82.7553 | 78.2642 | 74.0169 | 70 | 70 | 70 | 70 | 70 | 70 | 70 | 70 | 70 | 70 | 70 | 70 | 70 | 70 | 70
[1349 empty] | CAMXc_w_LEI_1.5 | 38.2843 | 35.8733 | 32.8757 | 30.046 | 27.37 | 24.8801 | 22.3473 | 20.0498 | 17.8925 | 15.8726 | 13.925 | 12.2838 | 10.6963 | 9.2193 | 7.8472 | 6.5788 | 5.3938 | 4.31 | 3.3944 | 2.6646 | 2.0829 | 1.7589 | 1.5146 | 1.3017 | 1.1179 | 0.94761 | 0.82532 | 0.70925 | 0.60742 | 0.51476 | 0.42737 | 20.3332 |  |  |  | CAMXc_w_LEI_1.5 | 174.3693 | 163.763 | 153.802 | 144.4468 | 135.6606 | 127.4089 | 119.6591 | 112.3807 | 105.545 | 99.1251 | 93.0957 | 87.433 | 82.1148 | 77.1201 | 72.4291 | 68.0236 | 63.8859 | 60 | 60 | 60 | 60 | 60 | 60 | 60 | 60 | 60 | 60 | 60 | 60 | 60 | 60
[1349 empty] | ERCTc_vh_LEI_1.5 | 75.9669 | 71.156 | 65.1747 | 59.5283 | 54.1887 | 49.2202 | 44.1663 | 39.5818 | 35.2773 | 31.2468 | 27.3605 | 24.0856 | 20.918 | 17.9708 | 15.2329 | 12.7019 | 10.3373 | 8.1748 | 6.3477 | 4.8916 | 3.7308 | 3.0842 | 2.5968 | 2.1721 | 1.8052 | 1.4655 | 1.2214 | 0.98983 | 0.78664 | 0.60175 | 0.42737 | 21.3585 |  |  |  | ERCTc_vh_LEI_1.5 | 216.9061 | 203.1867 | 190.335 | 178.2961 | 167.0188 | 156.4547 | 146.5589 | 137.2889 | 128.6053 | 120.4709 | 112.851 | 105.7131 | 99.0267 | 92.7632 | 86.8959 | 81.3996 | 76.251 | 71.4281 | 66.9102 | 62.6781 | 58.7137 | 55 | 55 | 55 | 55 | 55 | 55 | 55 | 55 | 55 | 55
[1349 empty] | ERCTc_mm_LEI_1.5 | 52.3546 | 49.0476 | 44.9359 | 41.0544 | 37.3839 | 33.9684 | 30.4943 | 27.3429 | 24.3839 | 21.6132 | 18.9417 | 16.6905 | 14.513 | 12.487 | 10.605 | 8.8651 | 7.2396 | 5.7531 | 4.4971 | 3.4961 | 2.6982 | 2.2538 | 1.9187 | 1.6267 | 1.3745 | 1.141 | 0.97323 | 0.81401 | 0.67434 | 0.54724 | 0.42737 | 24.6342 |  |  |  | ERCTc_mm_LEI_1.5 | 170.9309 | 162.186 | 153.8885 | 146.0155 | 138.5453 | 131.4573 | 124.7318 | 118.3505 | 112.2956 | 106.5506 | 101.0994 | 95.9271 | 91.0194 | 86.3628 | 81.9445 | 77.7522 | 73.7743 | 70 | 70 | 70 | 70 | 70 | 70 | 70 | 70 | 70 | 70 | 70 | 70 | 70 | 70
[1349 empty] | ERCTc_w_LEI_1.5 | 55.9839 | 52.4457 | 48.0466 | 43.8939 | 39.9668 | 36.3127 | 32.5957 | 29.224 | 26.0582 | 23.0939 | 20.2357 | 17.8271 | 15.4975 | 13.3299 | 11.3163 | 9.4549 | 7.7158 | 6.1254 | 4.7815 | 3.7106 | 2.8569 | 2.3814 | 2.0229 | 1.7105 | 1.4407 | 1.1908 | 1.0114 | 0.84104 | 0.6916 | 0.55562 | 0.42737 |  |  |  |  | ERCTc_w_LEI_1.5 | 174.3693 | 164.335 | 154.8781 | 145.9655 | 137.5657 | 129.6493 | 122.1885 | 115.157 | 108.5302 | 102.2847 | 96.3986 | 90.8512 | 85.6231 | 80.6958 | 76.0521 | 71.6755 | 67.5509 | 63.6636 | 60 | 60 | 60 | 60 | 60 | 60 | 60 | 60 | 60 | 60 | 60 | 60 | 60
[1349 empty] | FRCCc_vh_LEI_1.5 | 77.3711 | 72.4708 | 66.3783 | 60.6269 | 55.188 | 50.1272 | 44.9794 | 40.3097 | 35.9252 | 31.8197 | 27.8611 | 24.5254 | 21.2989 | 18.2969 | 15.5082 | 12.9301 | 10.5215 | 8.3189 | 6.4577 | 4.9746 | 3.7922 | 3.1336 | 2.6371 | 2.2045 | 1.8308 | 1.4848 | 1.2362 | 1.0003 | 0.79332 | 0.60499 | 0.42737 |  |  |  |  | FRCCc_vh_LEI_1.5 | 216.9061 | 200.986 | 186.2343 | 172.5654 | 159.8997 | 148.1636 | 137.2889 | 127.2124 | 117.8754 | 109.2238 | 101.2072 | 93.7789 | 86.8959 | 80.518 | 74.6083 | 69.1323 | 64.0582 | 59.3566 | 55 | 55 | 55 | 55 | 55 | 55 | 55 | 55 | 55 | 55 | 55 | 55 | 55
[1349 empty] | MROEc_vc_LEI_1.5 | 92.4629 | 86.6015 | 79.314 | 72.4345 | 65.9288 | 59.8754 | 53.7178 | 48.1322 | 42.8877 | 37.977 | 33.242 | 29.252 | 25.3927 | 21.8019 | 18.4661 | 15.3824 | 12.5014 | 9.8667 | 7.6405 | 5.8664 | 4.4522 | 3.6644 | 3.0706 | 2.5531 | 2.1061 | 1.6921 | 1.3948 | 1.1127 | 0.8651 | 0.63983 | 0.42737 | 17.5155 |  |  |  | MROEc_vc_LEI_1.5 | 194.0616 | 185.4857 | 177.2888 | 169.454 | 161.9656 | 154.808 | 147.9668 | 141.4279 | 135.1779 | 129.2042 | 123.4944 | 118.037 | 112.8207 | 107.8349 | 103.0695 | 98.5147 | 94.1612 | 90 | 90 | 90 | 90 | 90 | 90 | 90 | 90 | 90 | 90 | 90 | 90 | 90 | 90
[1349 empty] | MROWc_vc_LEI_1.5 | 64.7626 | 60.6653 | 55.5711 | 50.7622 | 46.2146 | 41.983 | 37.6788 | 33.7743 | 30.1082 | 26.6755 | 23.3656 | 20.5765 | 17.8788 | 15.3687 | 13.0369 | 10.8813 | 8.8674 | 7.0257 | 5.4696 | 4.2294 | 3.2408 | 2.6902 | 2.275 | 1.9133 | 1.6008 | 1.3115 | 1.1037 | 0.9064 | 0.73335 | 0.57588 | 0.42737 | 18.3078 |  |  |  | MROWc_vc_LEI_1.5 | 194.0616 | 184.9625 | 176.2899 | 168.0241 | 160.1457 | 152.6368 | 145.48 | 138.6587 | 132.1573 | 125.9607 | 120.0546 | 114.4255 | 109.0603 | 103.9467 | 99.0729 | 94.4275 | 90 | 90 | 90 | 90 | 90 | 90 | 90 | 90 | 90 | 90 | 90 | 90 | 90 | 90 | 90
[1349 empty] | MROWc_c_LEI_1.5 | 43.5589 | 40.812 | 37.3968 | 34.1728 | 31.124 | 28.2871 | 25.4014 | 22.7838 | 20.326 | 18.0246 | 15.8056 | 13.9357 | 12.1271 | 10.4443 | 8.881 | 7.4359 | 6.0857 | 4.851 | 3.8077 | 2.9763 | 2.3136 | 1.9444 | 1.6661 | 1.4235 | 1.2141 | 1.0201 | 0.88076 | 0.74852 | 0.63251 | 0.52693 | 0.42737 | 17.8933 |  |  |  | MROWc_c_LEI_1.5 | 132.2141 | 127.3103 | 122.5883 | 118.0415 | 113.6633 | 109.4475 | 105.388 | 101.4791 | 97.7153 | 94.091 | 90.6011 | 87.2407 | 84.0049 | 80.8891 | 77.8889 | 75 | 75 | 75 | 75 | 75 | 75 | 75 | 75 | 75 | 75 | 75 | 75 | 75 | 75 | 75 | 75
[1349 empty] | NEWEc_vc_LEI_1.5 | 41.8815 | 39.2414 | 35.959 | 32.8604 | 29.9302 | 27.2036 | 24.4302 | 21.9143 | 19.5521 | 17.3403 | 15.2075 | 13.4104 | 11.6721 | 10.0547 | 8.5523 | 7.1633 | 5.8657 | 4.679 | 3.6763 | 2.8772 | 2.2402 | 1.8854 | 1.6179 | 1.3848 | 1.1835 | 0.99704 | 0.86313 | 0.73603 | 0.62453 | 0.52306 | 0.42737 | 21.5867 |  |  |  | NEWEc_vc_LEI_1.5 | 194.0616 | 180.9687 | 168.7592 | 157.3734 | 146.7558 | 136.8545 | 127.6213 | 119.011 | 110.9816 | 103.4939 | 96.5114 | 90 | 90 | 90 | 90 | 90 | 90 | 90 | 90 | 90 | 90 | 90 | 90 | 90 | 90 | 90 | 90 | 90 | 90 | 90 | 90
[1349 empty] | NEWEc_c_LEI_1.5 | 28.4053 | 26.6235 | 24.4082 | 22.3169 | 20.3392 | 18.499 | 16.6272 | 14.9292 | 13.3349 | 11.8421 | 10.4027 | 9.1898 | 8.0166 | 6.925 | 5.911 | 4.9736 | 4.0978 | 3.2968 | 2.6201 | 2.0808 | 1.6509 | 1.4114 | 1.2309 | 1.0736 | 0.93768 | 0.81185 | 0.72147 | 0.63569 | 0.56043 | 0.49195 | 0.42737 | 21.9637 |  |  |  | NEWEc_c_LEI_1.5 | 132.2141 | 123.1688 | 114.7424 | 106.8924 | 99.5794 | 92.7668 | 86.4202 | 80.5079 | 75 | 75 | 75 | 75 | 75 | 75 | 75 | 75 | 75 | 75 | 75 | 75 | 75 | 75 | 75 | 75 | 75 | 75 | 75 | 75 | 75 | 75 | 75
[1349 empty] | NWPPc_vc_LEI_1.5 | 45.4521 | 42.5846 | 39.0195 | 35.654 | 32.4713 | 29.5099 | 26.4976 | 23.765 | 21.1994 | 18.797 | 16.4806 | 14.5287 | 12.6406 | 10.884 | 9.2521 | 7.7435 | 6.3341 | 5.0452 | 3.9561 | 3.0882 | 2.3963 | 2.011 | 1.7204 | 1.4673 | 1.2486 | 1.0461 | 0.90067 | 0.76262 | 0.64151 | 0.5313 | 0.42737 | 16.9242 |  |  |  | NWPPc_vc_LEI_1.5 | 194.0616 | 183.6979 | 173.8876 | 164.6013 | 155.8108 | 147.4898 | 139.6132 | 132.1573 | 125.0995 | 118.4186 | 112.0946 | 106.1082 | 100.4416 | 95.0776 | 90 | 90 | 90 | 90 | 90 | 90 | 90 | 90 | 90 | 90 | 90 | 90 | 90 | 90 | 90 | 90 | 90
[1349 empty] | NWPPc_c_LEI_1.5 | 30.77 | 28.8376 | 26.435 | 24.167 | 22.0221 | 20.0264 | 17.9964 | 16.1549 | 14.4259 | 12.8069 | 11.2458 | 9.9304 | 8.658 | 7.4742 | 6.3744 | 5.3578 | 4.408 | 3.5394 | 2.8054 | 2.2205 | 1.7543 | 1.4946 | 1.2988 | 1.1282 | 0.98081 | 0.84434 | 0.74633 | 0.6533 | 0.57168 | 0.49741 | 0.42737 | 23.2842 |  |  |  | NWPPc_c_LEI_1.5 | 132.2141 | 126.113 | 120.2934 | 114.7424 | 109.4475 | 104.3969 | 99.5794 | 94.9842 | 90.6011 | 86.4202 | 82.4323 | 78.6284 | 75 | 75 | 75 | 75 | 75 | 75 | 75 | 75 | 75 | 75 | 75 | 75 | 75 | 75 | 75 | 75 | 75 | 75 | 75
[1349 empty] | NWPPc_mm_LEI_1.5 | 41.3044 | 38.7011 | 35.4644 | 32.4089 | 29.5195 | 26.8309 | 24.096 | 21.6152 | 19.2859 | 17.1048 | 15.0018 | 13.2297 | 11.5156 | 9.9207 | 8.4392 | 7.0696 | 5.79 | 4.6198 | 3.6311 | 2.8431 | 2.215 | 1.8651 | 1.6013 | 1.3715 | 1.173 | 0.98911 | 0.85707 | 0.73174 | 0.62178 | 0.52173 | 0.42737 | 16.3643 |  |  |  | NWPPc_mm_LEI_1.5 | 170.9309 | 161.6546 | 152.8816 | 144.5848 | 136.7382 | 129.3175 | 122.2995 | 115.6623 | 109.3854 | 103.4491 | 97.8349 | 92.5255 | 87.5042 | 82.7553 | 78.2642 | 74.0169 | 70 | 70 | 70 | 70 | 70 | 70 | 70 | 70 | 70 | 70 | 70 | 70 | 70 | 70 | 70
[1349 empty] | NWPPc_w_LEI_1.5 | 43.3822 | 40.6466 | 37.2454 | 34.0346 | 30.9982 | 28.173 | 25.2991 | 22.6922 | 20.2445 | 17.9525 | 15.7426 | 13.8804 | 12.0792 | 10.4033 | 8.8464 | 7.4072 | 6.0626 | 4.8329 | 3.7939 | 2.9659 | 2.3058 | 1.9382 | 1.661 | 1.4195 | 1.2109 | 1.0177 | 0.87891 | 0.74721 | 0.63167 | 0.52653 | 0.42737 | 16.049 |  |  |  | NWPPc_w_LEI_1.5 | 174.3693 | 163.763 | 153.802 | 144.4468 | 135.6606 | 127.4089 | 119.6591 | 112.3807 | 105.545 | 99.1251 | 93.0957 | 87.433 | 82.1148 | 77.1201 | 72.4291 | 68.0236 | 63.8859 | 60 | 60 | 60 | 60 | 60 | 60 | 60 | 60 | 60 | 60 | 60 | 60 | 60 | 60
[1349 empty] | NYSTc_vc_LEI_1.5 | 50.0211 | 46.8627 | 42.9358 | 39.2288 | 35.7231 | 32.4612 | 29.1432 | 26.1334 | 23.3073 | 20.6612 | 18.1097 | 15.9597 | 13.88 | 11.9451 | 10.1476 | 8.486 | 6.9335 | 5.5138 | 4.3142 | 3.3582 | 2.5962 | 2.1717 | 1.8517 | 1.5728 | 1.3319 | 1.1089 | 0.9487 | 0.79664 | 0.66324 | 0.54185 | 0.42737 | 7.9017 |  |  |  | NYSTc_vc_LEI_1.5 | 194.0616 | 184.9625 | 176.2899 | 168.0241 | 160.1457 | 152.6368 | 145.48 | 138.6587 | 132.1573 | 125.9607 | 120.0546 | 114.4255 | 109.0603 | 103.9467 | 99.0729 | 94.4275 | 90 | 90 | 90 | 90 | 90 | 90 | 90 | 90 | 90 | 90 | 90 | 90 | 90 | 90 | 90
[1349 empty] | NYSTc_c_LEI_1.5 | 33.796 | 31.6709 | 29.0287 | 26.5345 | 24.1757 | 21.981 | 19.7485 | 17.7234 | 15.8219 | 14.0415 | 12.3247 | 10.8781 | 9.4789 | 8.177 | 6.9675 | 5.8495 | 4.805 | 3.8497 | 3.0426 | 2.3994 | 1.8866 | 1.601 | 1.3857 | 1.1981 | 1.036 | 0.88593 | 0.77814 | 0.67583 | 0.58607 | 0.5044 | 0.42737 | 10.8834 |  |  |  | NYSTc_c_LEI_1.5 | 132.2141 | 126.967 | 121.9282 | 117.0893 | 112.4424 | 107.98 | 103.6947 | 99.5794 | 95.6275 | 91.8324 | 88.1879 | 84.688 | 81.3271 | 78.0995 | 75 | 75 | 75 | 75 | 75 | 75 | 75 | 75 | 75 | 75 | 75 | 75 | 75 | 75 | 75 | 75 | 75
[1349 empty] | NYSTc_mm_LEI_1.5 | 45.8908 | 42.9954 | 39.3956 | 35.9973 | 32.7836 | 29.7933 | 26.7516 | 23.9925 | 21.4018 | 18.976 | 16.637 | 14.6661 | 12.7597 | 10.9859 | 9.3381 | 7.8148 | 6.3917 | 5.0902 | 3.9905 | 3.1141 | 2.4155 | 2.0264 | 1.733 | 1.4774 | 1.2566 | 1.0521 | 0.90528 | 0.76589 | 0.6436 | 0.53232 | 0.42737 | 7.1809 |  |  |  | NYSTc_mm_LEI_1.5 | 170.9309 | 162.6599 | 154.7891 | 147.2991 | 140.1716 | 133.389 | 126.9345 | 120.7924 | 114.9475 | 109.3854 | 104.0924 | 99.0556 | 94.2625 | 89.7013 | 85.3608 | 81.2304 | 77.2998 | 73.5594 | 70 | 70 | 70 | 70 | 70 | 70 | 70 | 70 | 70 | 70 | 70 | 70 | 70
[1349 empty] | RFCEc_vc_LEI_1.5 | 48.0541 | 45.0209 | 41.2497 | 37.6897 | 34.3232 | 31.1906 | 28.0042 | 25.1138 | 22.3998 | 19.8586 | 17.4083 | 15.3436 | 13.3465 | 11.4883 | 9.7621 | 8.1663 | 6.6755 | 5.3121 | 4.16 | 3.242 | 2.5101 | 2.1025 | 1.7952 | 1.5274 | 1.2961 | 1.0819 | 0.92802 | 0.78199 | 0.65389 | 0.53731 | 0.42737 | 7.3687 |  |  |  | RFCEc_vc_LEI_1.5 | 194.0616 | 180.9687 | 168.7592 | 157.3734 | 146.7558 | 136.8545 | 127.6213 | 119.011 | 110.9816 | 103.4939 | 96.5114 | 90 | 90 | 90 | 90 | 90 | 90 | 90 | 90 | 90 | 90 | 90 | 90 | 90 | 90 | 90 | 90 | 90 | 90 | 90 | 90
[1349 empty] | RFCEc_c_LEI_1.5 | 32.4933 | 30.4511 | 27.9121 | 25.5152 | 23.2486 | 21.1395 | 18.9942 | 17.0481 | 15.2209 | 13.5099 | 11.8602 | 10.4701 | 9.1255 | 7.8744 | 6.7122 | 5.6378 | 4.6341 | 3.7161 | 2.9405 | 2.3224 | 1.8296 | 1.5552 | 1.3483 | 1.168 | 1.0122 | 0.86803 | 0.76444 | 0.66613 | 0.57988 | 0.50139 | 0.42737 | 7.4556 |  |  |  | RFCEc_c_LEI_1.5 | 132.2141 | 124.1425 | 116.5636 | 109.4475 | 102.7657 | 96.4919 | 90.6011 | 85.0699 | 79.8764 | 75 | 75 | 75 | 75 | 75 | 75 | 75 | 75 | 75 | 75 | 75 | 75 | 75 | 75 | 75 | 75 | 75 | 75 | 75 | 75 | 75 | 75
[1349 empty] | RFCEc_mm_LEI_1.5 | 43.9163 | 41.1466 | 37.7031 | 34.4524 | 31.3783 | 28.5179 | 25.6083 | 22.969 | 20.4909 | 18.1704 | 15.933 | 14.0477 | 12.2241 | 10.5273 | 8.9511 | 7.494 | 6.1326 | 4.8877 | 3.8358 | 2.9975 | 2.3292 | 1.957 | 1.6763 | 1.4318 | 1.2206 | 1.025 | 0.88452 | 0.75118 | 0.63421 | 0.52776 | 0.42737 | 8.6028 |  |  |  | RFCEc_mm_LEI_1.5 | 170.9309 | 158.6757 | 147.2991 | 136.7382 | 126.9345 | 117.8337 | 109.3854 | 101.5428 | 94.2625 | 87.5042 | 81.2304 | 75.4064 | 70 | 70 | 70 | 70 | 70 | 70 | 70 | 70 | 70 | 70 | 70 | 70 | 70 | 70 | 70 | 70 | 70 | 70 | 70
[1349 empty] | RFCMc_vc_LEI_1.5 | 73.4971 | 68.8436 | 63.0578 | 57.596 | 52.4309 | 47.6249 | 42.7362 | 38.3017 | 34.1379 | 30.2391 | 26.4799 | 23.3121 | 20.2481 | 17.3972 | 14.7489 | 12.3006 | 10.0133 | 7.9215 | 6.1541 | 4.7456 | 3.6228 | 2.9974 | 2.5259 | 2.115 | 1.7601 | 1.4315 | 1.1955 | 0.97144 | 0.7749 | 0.59605 | 0.42737 | 17.4315 |  |  |  | RFCMc_vc_LEI_1.5 | 194.0616 | 182.924 | 172.4256 | 162.5297 | 153.2017 | 144.4091 | 136.1211 | 128.3088 | 120.9449 | 114.0036 | 107.4607 | 101.2933 | 95.4798 | 90 | 90 | 90 | 90 | 90 | 90 | 90 | 90 | 90 | 90 | 90 | 90 | 90 | 90 | 90 | 90 | 90 | 90
[1349 empty] | RFCMc_c_LEI_1.5 | 49.3436 | 46.2283 | 42.355 | 38.6986 | 35.2409 | 32.0235 | 28.7509 | 25.7821 | 22.9947 | 20.3847 | 17.8681 | 15.7474 | 13.6963 | 11.7878 | 10.0148 | 8.3759 | 6.8446 | 5.4443 | 4.2611 | 3.3182 | 2.5665 | 2.1478 | 1.8322 | 1.5572 | 1.3196 | 1.0996 | 0.94157 | 0.79159 | 0.66002 | 0.54029 | 0.42737 | 19.9473 |  |  |  | RFCMc_c_LEI_1.5 | 132.2141 | 125.5725 | 119.2645 | 113.2734 | 107.5832 | 102.1789 | 97.0461 | 92.1711 | 87.541 | 83.1434 | 78.9668 | 75 | 75 | 75 | 75 | 75 | 75 | 75 | 75 | 75 | 75 | 75 | 75 | 75 | 75 | 75 | 75 | 75 | 75 | 75 | 75
[1349 empty] | RFCWc_vc_LEI_1.5 | 64.9739 | 60.8631 | 55.7522 | 50.9275 | 46.3649 | 42.1195 | 37.8011 | 33.8838 | 30.2057 | 26.7617 | 23.441 | 20.6427 | 17.9361 | 15.4178 | 13.0783 | 10.9156 | 8.8952 | 7.0474 | 5.4861 | 4.2419 | 3.2501 | 2.6976 | 2.2811 | 1.9182 | 1.6047 | 1.3144 | 1.1059 | 0.90798 | 0.73436 | 0.57637 | 0.42737 | 20.2122 |  |  |  | RFCWc_vc_LEI_1.5 | 194.0616 | 182.924 | 172.4256 | 162.5297 | 153.2017 | 144.4091 | 136.1211 | 128.3088 | 120.9449 | 114.0036 | 107.4607 | 101.2933 | 95.4798 | 90 | 90 | 90 | 90 | 90 | 90 | 90 | 90 | 90 | 90 | 90 | 90 | 90 | 90 | 90 | 90 | 90 | 90
[1349 empty] | RFCWc_c_LEI_1.5 | 43.6988 | 40.943 | 37.5167 | 34.2823 | 31.2236 | 28.3775 | 25.4824 | 22.8563 | 20.3905 | 18.0817 | 15.8555 | 13.9796 | 12.1651 | 10.4768 | 8.9085 | 7.4586 | 6.1041 | 4.8654 | 3.8187 | 2.9846 | 2.3197 | 1.9493 | 1.6701 | 1.4268 | 1.2166 | 1.022 | 0.88224 | 0.74956 | 0.63317 | 0.52726 | 0.42737 | 17.6526 |  |  |  | RFCWc_c_LEI_1.5 | 132.2141 | 126.113 | 120.2934 | 114.7424 | 109.4475 | 104.3969 | 99.5794 | 94.9842 | 90.6011 | 86.4202 | 82.4323 | 78.6284 | 75 | 75 | 75 | 75 | 75 | 75 | 75 | 75 | 75 | 75 | 75 | 75 | 75 | 75 | 75 | 75 | 75 | 75 | 75
[1349 empty] | RFCWc_mm_LEI_1.5 | 60.9001 | 57.0488 | 52.2605 | 47.7403 | 43.4656 | 39.4882 | 35.4423 | 31.7722 | 28.3263 | 25.0997 | 21.9885 | 19.3668 | 16.831 | 14.4717 | 12.2799 | 10.2537 | 8.3607 | 6.6296 | 5.1668 | 4.0012 | 3.0719 | 2.5543 | 2.1641 | 1.8241 | 1.5304 | 1.2584 | 1.0631 | 0.87764 | 0.71498 | 0.56697 | 0.42737 | 20.97 |  |  |  | RFCWc_mm_LEI_1.5 | 170.9309 | 161.0543 | 151.7485 | 142.9803 | 134.7187 | 126.9345 | 119.6001 | 112.6895 | 106.1782 | 100.0431 | 94.2625 | 88.8159 | 83.684 | 78.8487 | 74.2927 | 70 | 70 | 70 | 70 | 70 | 70 | 70 | 70 | 70 | 70 | 70 | 70 | 70 | 70 | 70 | 70
[1349 empty] | RMPAc_vc_LEI_1.5 | 73.0835 | 68.4563 | 62.7033 | 57.2723 | 52.1365 | 47.3577 | 42.4967 | 38.0873 | 33.9471 | 30.0704 | 26.3324 | 23.1825 | 20.1359 | 17.3011 | 14.6678 | 12.2334 | 9.959 | 7.8791 | 6.1217 | 4.7212 | 3.6047 | 2.9828 | 2.514 | 2.1055 | 1.7526 | 1.4258 | 1.1911 | 0.96836 | 0.77293 | 0.59509 | 0.42737 | 19.1227 |  |  |  | RMPAc_vc_LEI_1.5 | 194.0616 | 185.4857 | 177.2888 | 169.454 | 161.9656 | 154.808 | 147.9668 | 141.4279 | 135.1779 | 129.2042 | 123.4944 | 118.037 | 112.8207 | 107.8349 | 103.0695 | 98.5147 | 94.1612 | 90 | 90 | 90 | 90 | 90 | 90 | 90 | 90 | 90 | 90 | 90 | 90 | 90 | 90
[1349 empty] | RMPAc_c_LEI_1.5 | 49.0696 | 45.9718 | 42.1202 | 38.4843 | 35.0459 | 31.8466 | 28.5922 | 25.6401 | 22.8683 | 20.2729 | 17.7704 | 15.6616 | 13.6219 | 11.7241 | 9.9611 | 8.3313 | 6.8087 | 5.4162 | 4.2396 | 3.302 | 2.5545 | 2.1382 | 1.8243 | 1.5508 | 1.3146 | 1.0958 | 0.93869 | 0.78956 | 0.65872 | 0.53966 | 0.42737 | 19.0723 |  |  |  | RMPAc_c_LEI_1.5 | 132.2141 | 127.3103 | 122.5883 | 118.0415 | 113.6633 | 109.4475 | 105.388 | 101.4791 | 97.7153 | 94.091 | 90.6011 | 87.2407 | 84.0049 | 80.8891 | 77.8889 | 75 | 75 | 75 | 75 | 75 | 75 | 75 | 75 | 75 | 75 | 75 | 75 | 75 | 75 | 75 | 75
[1349 empty] | RMPAc_mm_LEI_1.5 | 69.0404 | 64.6707 | 59.2378 | 54.1091 | 49.2591 | 44.7462 | 40.1557 | 35.9916 | 32.0818 | 28.4208 | 24.8909 | 21.9163 | 19.0392 | 16.3622 | 13.8753 | 11.5764 | 9.4286 | 7.4645 | 5.8048 | 4.4822 | 3.4279 | 2.8406 | 2.3979 | 2.0121 | 1.6789 | 1.3703 | 1.1486 | 0.93826 | 0.7537 | 0.58576 | 0.42737 | 18.0679 |  |  |  | RMPAc_mm_LEI_1.5 | 170.9309 | 162.6599 | 154.7891 | 147.2991 | 140.1716 | 133.389 | 126.9345 | 120.7924 | 114.9475 | 109.3854 | 104.0924 | 99.0556 | 94.2625 | 89.7013 | 85.3608 | 81.2304 | 77.2998 | 73.5594 | 70 | 70 | 70 | 70 | 70 | 70 | 70 | 70 | 70 | 70 | 70 | 70 | 70
[1349 empty] | SPNOc_c_LEI_1.5 | 42.6965 | 40.0046 | 36.6576 | 33.4981 | 30.5102 | 27.7301 | 24.9021 | 22.3368 | 19.9281 | 17.6728 | 15.4981 | 13.6657 | 11.8932 | 10.244 | 8.712 | 7.2958 | 5.9726 | 4.7626 | 3.7402 | 2.9254 | 2.2758 | 1.9141 | 1.6413 | 1.4036 | 1.1983 | 1.0082 | 0.8717 | 0.7421 | 0.62841 | 0.52494 | 0.42737 | 16.2762 |  |  |  | SPNOc_c_LEI_1.5 | 132.2141 | 126.967 | 121.9282 | 117.0893 | 112.4424 | 107.98 | 103.6947 | 99.5794 | 95.6275 | 91.8324 | 88.1879 | 84.688 | 81.3271 | 78.0995 | 75 | 75 | 75 | 75 | 75 | 75 | 75 | 75 | 75 | 75 | 75 | 75 | 75 | 75 | 75 | 75 | 75
[1349 empty] | SPNOc_mm_LEI_1.5 | 59.381 | 55.6264 | 50.9584 | 46.5517 | 42.3845 | 38.5069 | 34.5627 | 30.9848 | 27.6254 | 24.4799 | 21.4469 | 18.8911 | 16.419 | 14.1189 | 11.9821 | 10.0068 | 8.1614 | 6.4738 | 5.0478 | 3.9114 | 3.0055 | 2.5009 | 2.1205 | 1.789 | 1.5027 | 1.2375 | 1.0471 | 0.86633 | 0.70776 | 0.56346 | 0.42737 | 19.5034 |  |  |  | SPNOc_mm_LEI_1.5 | 170.9309 | 162.186 | 153.8885 | 146.0155 | 138.5453 | 131.4573 | 124.7318 | 118.3505 | 112.2956 | 106.5506 | 101.0994 | 95.9271 | 91.0194 | 86.3628 | 81.9445 | 77.7522 | 73.7743 | 70 | 70 | 70 | 70 | 70 | 70 | 70 | 70 | 70 | 70 | 70 | 70 | 70 | 70
[1349 empty] | SPSOc_mm_LEI_1.5 | 58.1141 | 54.4402 | 49.8725 | 45.5605 | 41.4829 | 37.6886 | 33.8292 | 30.3282 | 27.041 | 23.963 | 20.9952 | 18.4943 | 16.0753 | 13.8246 | 11.7338 | 9.801 | 7.9952 | 6.3438 | 4.9485 | 3.8365 | 2.9501 | 2.4563 | 2.0841 | 1.7597 | 1.4796 | 1.2201 | 1.0338 | 0.8569 | 0.70173 | 0.56053 | 0.42737 | 16.383 |  |  |  | SPSOc_mm_LEI_1.5 | 170.9309 | 162.6599 | 154.7891 | 147.2991 | 140.1716 | 133.389 | 126.9345 | 120.7924 | 114.9475 | 109.3854 | 104.0924 | 99.0556 | 94.2625 | 89.7013 | 85.3608 | 81.2304 | 77.2998 | 73.5594 | 70 | 70 | 70 | 70 | 70 | 70 | 70 | 70 | 70 | 70 | 70 | 70 | 70
[1349 empty] | SPSOc_w_LEI_1.5 | 62.552 | 58.5955 | 53.6764 | 49.0327 | 44.6413 | 40.5552 | 36.3988 | 32.6285 | 29.0884 | 25.7736 | 22.5775 | 19.8842 | 17.2791 | 14.8553 | 12.6036 | 10.5221 | 8.5774 | 6.799 | 5.2963 | 4.0988 | 3.1441 | 2.6124 | 2.2115 | 1.8622 | 1.5605 | 1.2811 | 1.0804 | 0.88994 | 0.72284 | 0.57078 | 0.42737 | 16.3855 |  |  |  | SPSOc_w_LEI_1.5 | 174.3693 | 165.3119 | 156.7249 | 148.584 | 140.866 | 133.5489 | 126.6118 | 120.0351 | 113.8001 | 107.8888 | 102.2847 | 96.9716 | 91.9345 | 87.1591 | 82.6317 | 78.3395 | 74.2703 | 70.4124 | 66.7549 | 63.2874 | 60 | 60 | 60 | 60 | 60 | 60 | 60 | 60 | 60 | 60 | 60
[1349 empty] | SRMVc_vh_LEI_1.5 | 69.0586 | 64.6878 | 59.2534 | 54.1234 | 49.2721 | 44.758 | 40.1663 | 36.0011 | 32.0902 | 28.4283 | 24.8974 | 21.922 | 19.0441 | 16.3664 | 13.8789 | 11.5794 | 9.431 | 7.4663 | 5.8063 | 4.4833 | 3.4287 | 2.8413 | 2.3984 | 2.0125 | 1.6792 | 1.3705 | 1.1488 | 0.93839 | 0.75379 | 0.5858 | 0.42737 | 19.5612 |  |  |  | SRMVc_vh_LEI_1.5 | 216.9061 | 201.794 | 187.7347 | 174.655 | 162.4865 | 151.1658 | 140.6339 | 130.8357 | 121.7202 | 113.2398 | 105.3502 | 98.0103 | 91.1818 | 84.829 | 78.9189 | 73.4205 | 68.3052 | 63.5463 | 59.1189 | 55 | 55 | 55 | 55 | 55 | 55 | 55 | 55 | 55 | 55 | 55 | 55
[1349 empty] | SRMVc_mm_LEI_1.5 | 48.3241 | 45.2737 | 41.4812 | 37.901 | 34.5153 | 31.365 | 28.1605 | 25.2537 | 22.5244 | 19.9688 | 17.5046 | 15.4282 | 13.4197 | 11.551 | 9.815 | 8.2102 | 6.7109 | 5.3397 | 4.1812 | 3.2579 | 2.5219 | 2.112 | 1.8029 | 1.5336 | 1.301 | 1.0856 | 0.93086 | 0.784 | 0.65517 | 0.53793 | 0.42737 |  |  |  |  | SRMVc_mm_LEI_1.5 | 170.9309 | 161.0543 | 151.7485 | 142.9803 | 134.7187 | 126.9345 | 119.6001 | 112.6895 | 106.1782 | 100.0431 | 94.2625 | 88.8159 | 83.684 | 78.8487 | 74.2927 | 70 | 70 | 70 | 70 | 70 | 70 | 70 | 70 | 70 | 70 | 70 | 70 | 70 | 70 | 70 | 70
[1349 empty] | SRMVc_w_LEI_1.5 | 51.3875 | 48.142 | 44.1069 | 40.2977 | 36.6955 | 33.3437 | 29.9343 | 26.8416 | 23.9377 | 21.2186 | 18.5968 | 16.3876 | 14.2507 | 12.2624 | 10.4154 | 8.708 | 7.1128 | 5.6539 | 4.4213 | 3.439 | 2.6559 | 2.2197 | 1.8909 | 1.6044 | 1.3569 | 1.1277 | 0.96306 | 0.80681 | 0.66974 | 0.54501 | 0.42737 |  |  |  |  | SRMVc_w_LEI_1.5 | 174.3693 | 163.763 | 153.802 | 144.4468 | 135.6606 | 127.4089 | 119.6591 | 112.3807 | 105.545 | 99.1251 | 93.0957 | 87.433 | 82.1148 | 77.1201 | 72.4291 | 68.0236 | 63.8859 | 60 | 60 | 60 | 60 | 60 | 60 | 60 | 60 | 60 | 60 | 60 | 60 | 60 | 60
[1349 empty] | SRMWc_c_LEI_1.5 | 60.4181 | 56.5975 | 51.8473 | 47.3631 | 43.1226 | 39.1768 | 35.1632 | 31.5224 | 28.1039 | 24.903 | 21.8166 | 19.2159 | 16.7003 | 14.3597 | 12.1854 | 10.1754 | 8.2975 | 6.5801 | 5.1291 | 3.9727 | 3.0508 | 2.5374 | 2.1503 | 1.8129 | 1.5216 | 1.2518 | 1.058 | 0.87405 | 0.71269 | 0.56585 | 0.42737 |  |  |  |  | SRMWc_c_LEI_1.5 | 132.2141 | 126.967 | 121.9282 | 117.0893 | 112.4424 | 107.98 | 103.6947 | 99.5794 | 95.6275 | 91.8324 | 88.1879 | 84.688 | 81.3271 | 78.0995 | 75 | 75 | 75 | 75 | 75 | 75 | 75 | 75 | 75 | 75 | 75 | 75 | 75 | 75 | 75 | 75 | 75
[1349 empty] | SRMWc_mm_LEI_1.5 | 86.2407 | 80.7755 | 73.9807 | 67.5663 | 61.5005 | 55.8563 | 50.115 | 44.9071 | 40.0171 | 35.4384 | 31.0235 | 27.3033 | 23.7049 | 20.3568 | 17.2466 | 14.3713 | 11.6851 | 9.2286 | 7.1529 | 5.4987 | 4.1801 | 3.4456 | 2.8919 | 2.4093 | 1.9926 | 1.6066 | 1.3294 | 1.0663 | 0.83551 | 0.62546 | 0.42737 |  |  |  |  | SRMWc_mm_LEI_1.5 | 170.9309 | 162.186 | 153.8885 | 146.0155 | 138.5453 | 131.4573 | 124.7318 | 118.3505 | 112.2956 | 106.5506 | 101.0994 | 95.9271 | 91.0194 | 86.3628 | 81.9445 | 77.7522 | 73.7743 | 70 | 70 | 70 | 70 | 70 | 70 | 70 | 70 | 70 | 70 | 70 | 70 | 70 | 70
[1349 empty] | SRSOc_vh_LEI_1.5 | 79.6248 | 74.581 | 68.31 | 62.3901 | 56.7919 | 51.5829 | 46.2843 | 41.4778 | 36.9649 | 32.7391 | 28.6646 | 25.2312 | 21.9102 | 18.8203 | 15.9499 | 13.2963 | 10.8172 | 8.55 | 6.6344 | 5.1077 | 3.8908 | 3.2129 | 2.7019 | 2.2565 | 1.8719 | 1.5157 | 1.2599 | 1.0171 | 0.80404 | 0.61019 | 0.42737 |  |  |  |  | SRSOc_vh_LEI_1.5 | 216.9061 | 200.986 | 186.2343 | 172.5654 | 159.8997 | 148.1636 | 137.2889 | 127.2124 | 117.8754 | 109.2238 | 101.2072 | 93.7789 | 86.8959 | 80.518 | 74.6083 | 69.1323 | 64.0582 | 59.3566 | 55 | 55 | 55 | 55 | 55 | 55 | 55 | 55 | 55 | 55 | 55 | 55 | 55
[1349 empty] | SRSOc_mm_LEI_1.5 | 54.4888 | 51.0458 | 46.7651 | 42.7241 | 38.9027 | 35.3469 | 31.73 | 28.449 | 25.3684 | 22.4839 | 19.7026 | 17.3589 | 15.0919 | 12.9827 | 11.0233 | 9.2119 | 7.5196 | 5.972 | 4.6644 | 3.6223 | 2.7915 | 2.3288 | 1.98 | 1.676 | 1.4134 | 1.1703 | 0.99566 | 0.82991 | 0.68449 | 0.55217 | 0.42737 |  |  |  |  | SRSOc_mm_LEI_1.5 | 170.9309 | 160.3711 | 150.4637 | 141.1683 | 132.4472 | 124.2648 | 116.588 | 109.3854 | 102.6278 | 96.2876 | 90.3391 | 84.7581 | 79.5219 | 74.6092 | 70 | 70 | 70 | 70 | 70 | 70 | 70 | 70 | 70 | 70 | 70 | 70 | 70 | 70 | 70 | 70 | 70
[1349 empty] | SRSOc_w_LEI_1.5 | 58.4177 | 54.7245 | 50.1327 | 45.798 | 41.6989 | 37.8847 | 34.0049 | 30.4855 | 27.181 | 24.0869 | 21.1034 | 18.5894 | 16.1577 | 13.8951 | 11.7933 | 9.8503 | 8.0351 | 6.375 | 4.9723 | 3.8545 | 2.9633 | 2.467 | 2.0928 | 1.7667 | 1.4851 | 1.2243 | 1.037 | 0.85916 | 0.70318 | 0.56124 | 0.42737 |  |  |  |  | SRSOc_w_LEI_1.5 | 174.3693 | 163.122 | 152.6002 | 142.7571 | 133.5489 | 124.9346 | 116.876 | 109.3372 | 102.2847 | 95.6871 | 89.515 | 83.741 | 78.3395 | 73.2864 | 68.5593 | 64.137 | 60 | 60 | 60 | 60 | 60 | 60 | 60 | 60 | 60 | 60 | 60 | 60 | 60 | 60 | 60
[1349 empty] | SRTVc_mm_LEI_1.5 | 53.2252 | 49.8627 | 45.6821 | 41.7356 | 38.0035 | 34.5308 | 30.9984 | 27.7941 | 24.7855 | 21.9684 | 19.2521 | 16.9631 | 14.7492 | 12.6892 | 10.7756 | 9.0066 | 7.3539 | 5.8424 | 4.5653 | 3.5476 | 2.7363 | 2.2844 | 1.9437 | 1.6468 | 1.3904 | 1.1529 | 0.98238 | 0.8205 | 0.67848 | 0.54925 | 0.42737 |  |  |  |  | SRTVc_mm_LEI_1.5 | 170.9309 | 159.5864 | 148.9948 | 139.1061 | 129.8737 | 121.2541 | 113.2066 | 105.6932 | 98.6784 | 92.1292 | 86.0147 | 80.3059 | 74.9761 | 70 | 70 | 70 | 70 | 70 | 70 | 70 | 70 | 70 | 70 | 70 | 70 | 70 | 70 | 70 | 70 | 70 | 70
[1349 empty] | SRTVc_w_LEI_1.5 | 56.9767 | 53.3753 | 48.8977 | 44.6707 | 40.6734 | 36.954 | 33.1706 | 29.7387 | 26.5163 | 23.499 | 20.5897 | 18.1381 | 15.7668 | 13.5605 | 11.5109 | 9.6162 | 7.846 | 6.2272 | 4.8594 | 3.7693 | 2.9003 | 2.4163 | 2.0514 | 1.7335 | 1.4588 | 1.2045 | 1.0218 | 0.84843 | 0.69632 | 0.55791 | 0.42737 |  |  |  |  | SRTVc_w_LEI_1.5 | 174.3693 | 162.3985 | 151.2496 | 140.866 | 131.1953 | 122.1885 | 113.8001 | 105.9875 | 98.7112 | 91.9345 | 85.6231 | 79.7449 | 74.2703 | 69.1715 | 64.4227 | 60 | 60 | 60 | 60 | 60 | 60 | 60 | 60 | 60 | 60 | 60 | 60 | 60 | 60 | 60 | 60
[1349 empty] | SRVCc_c_LEI_1.5 | 31.5219 | 29.5416 | 27.0795 | 24.7552 | 22.5573 | 20.5121 | 18.4317 | 16.5446 | 14.7727 | 13.1136 | 11.5139 | 10.1659 | 8.862 | 7.6488 | 6.5218 | 5.48 | 4.5066 | 3.6165 | 2.8644 | 2.265 | 1.7872 | 1.521 | 1.3204 | 1.1455 | 0.99453 | 0.85468 | 0.75423 | 0.6589 | 0.57526 | 0.49915 | 0.42737 |  |  |  |  | SRVCc_c_LEI_1.5 | 132.2141 | 124.927 | 118.0415 | 111.5354 | 105.388 | 99.5794 | 94.091 | 88.905 | 84.0049 | 79.3749 | 75 | 75 | 75 | 75 | 75 | 75 | 75 | 75 | 75 | 75 | 75 | 75 | 75 | 75 | 75 | 75 | 75 | 75 | 75 | 75 | 75
[1349 empty] | SRVCc_mm_LEI_1.5 | 42.4441 | 39.7682 | 36.4412 | 33.3006 | 30.3305 | 27.567 | 24.7559 | 22.2059 | 19.8117 | 17.5698 | 15.4081 | 13.5866 | 11.8247 | 10.1854 | 8.6625 | 7.2547 | 5.9395 | 4.7367 | 3.7204 | 2.9105 | 2.2648 | 1.9052 | 1.6341 | 1.3978 | 1.1937 | 1.0048 | 0.86905 | 0.74022 | 0.6272 | 0.52436 | 0.42737 |  |  |  |  | SRVCc_mm_LEI_1.5 | 170.9309 | 160.3711 | 150.4637 | 141.1683 | 132.4472 | 124.2648 | 116.588 | 109.3854 | 102.6278 | 96.2876 | 90.3391 | 84.7581 | 79.5219 | 74.6092 | 70 | 70 | 70 | 70 | 70 | 70 | 70 | 70 | 70 | 70 | 70 | 70 | 70 | 70 | 70 | 70 | 70
[1349 empty] | SRVCc_w_LEI_1.5 | 44.6818 | 41.8634 | 38.3593 | 35.0514 | 31.9232 | 29.0124 | 26.0516 | 23.3658 | 20.8441 | 18.4828 | 16.206 | 14.2874 | 12.4317 | 10.7051 | 9.1011 | 7.6184 | 6.2331 | 4.9662 | 3.8958 | 3.0427 | 2.3627 | 1.9839 | 1.6983 | 1.4495 | 1.2346 | 1.0355 | 0.89257 | 0.75688 | 0.63785 | 0.52953 | 0.42737 |  |  |  |  | SRVCc_w_LEI_1.5 | 174.3693 | 163.122 | 152.6002 | 142.7571 | 133.5489 | 124.9346 | 116.876 | 109.3372 | 102.2847 | 95.6871 | 89.515 | 83.741 | 78.3395 | 73.2864 | 68.5593 | 64.137 | 60 | 60 | 60 | 60 | 60 | 60 | 60 | 60 | 60 | 60 | 60 | 60 | 60 | 60 | 60
[1349 empty] | AKGD_vc_LEI_1.5 | 70.6916 | 66.2167 | 60.6531 | 55.401 | 50.4343 | 45.8128 | 41.1118 | 36.8475 | 32.8436 | 29.0945 | 25.4796 | 22.4334 | 19.4871 | 16.7457 | 14.199 | 11.8447 | 9.6453 | 7.6338 | 5.9342 | 4.5798 | 3.5001 | 2.8987 | 2.4453 | 2.0502 | 1.709 | 1.393 | 1.166 | 0.95055 | 0.76155 | 0.58957 | 0.42737 |  |  |  |  | AKGD_vc_LEI_1.5 | 194.0616 | 184.3713 | 175.1648 | 166.418 | 158.108 | 150.2129 | 142.7121 | 135.5858 | 128.8154 | 122.3831 | 116.2719 | 110.4659 | 104.9499 | 99.7093 | 94.7303 | 90 | 90 | 90 | 90 | 90 | 90 | 90 | 90 | 90 | 90 | 90 | 90 | 90 | 90 | 90 | 90
[1349 empty] | AKMS_vc_LEI_1.5 | 42.0394 | 39.3893 | 36.0944 | 32.984 | 30.0425 | 27.3056 | 24.5216 | 21.9962 | 19.625 | 17.4047 | 15.2638 | 13.4598 | 11.7149 | 10.0914 | 8.5832 | 7.189 | 5.8864 | 4.6952 | 3.6887 | 2.8865 | 2.2471 | 1.8909 | 1.6224 | 1.3885 | 1.1864 | 0.99921 | 0.86479 | 0.73721 | 0.62528 | 0.52343 | 0.42737 |  |  |  |  | AKMS_vc_LEI_1.5 | 194.0616 | 183.6979 | 173.8876 | 164.6013 | 155.8108 | 147.4898 | 139.6132 | 132.1573 | 125.0995 | 118.4186 | 112.0946 | 106.1082 | 100.4416 | 95.0776 | 90 | 90 | 90 | 90 | 90 | 90 | 90 | 90 | 90 | 90 | 90 | 90 | 90 | 90 | 90 | 90 | 90
[1349 empty] | HIMS_vh_LEI_1.5 | 104.5239 | 97.8944 | 89.6519 | 81.8708 | 74.5126 | 67.6659 | 60.7014 | 54.3838 | 48.452 | 42.8978 | 37.5423 | 33.0294 | 28.6643 | 24.6029 | 20.83 | 17.3422 | 14.0837 | 11.1037 | 8.5858 | 6.5792 | 4.9796 | 4.0887 | 3.417 | 2.8316 | 2.3261 | 1.8579 | 1.5216 | 1.2025 | 0.92247 | 0.66767 | 0.42737 |  |  |  |  | HIMS_vh_LEI_1.5 | 216.9061 | 202.5239 | 189.0954 | 176.5572 | 164.8504 | 153.9198 | 143.714 | 134.1849 | 125.2876 | 116.9803 | 109.2238 | 101.9816 | 95.2196 | 88.906 | 83.011 | 77.5068 | 72.3677 | 67.5692 | 63.089 | 58.9058 | 55 | 55 | 55 | 55 | 55 | 55 | 55 | 55 | 55 | 55 | 55
[1349 empty] | HIOA_vh_LEI_1.5 | 149.1587 | 139.6865 | 127.9098 | 116.7924 | 106.2791 | 96.4966 | 86.5459 | 77.5194 | 69.0442 | 61.1083 | 53.4565 | 47.0086 | 40.7719 | 34.969 | 29.5783 | 24.595 | 19.9393 | 15.6815 | 12.084 | 9.217 | 6.9315 | 5.6586 | 4.6988 | 3.8625 | 3.1402 | 2.4713 | 1.9908 | 1.5348 | 1.1348 | 0.77071 | 0.42737 |  |  |  |  | HIOA_vh_LEI_1.5 | 216.9061 | 202.5239 | 189.0954 | 176.5572 | 164.8504 | 153.9198 | 143.714 | 134.1849 | 125.2876 | 116.9803 | 109.2238 | 101.9816 | 95.2196 | 88.906 | 83.011 | 77.5068 | 72.3677 | 67.5692 | 63.089 | 58.9058 | 55 | 55 | 55 | 55 | 55 | 55 | 55 | 55 | 55 | 55 | 55
[1349 empty] | AB_OFF_1.5 | 95.451 | 89.6486 | 81.9053 | 74.615 | 67.7408 | 61.3608 | 54.9054 | 49.0637 | 43.5979 | 38.4985 | 33.6044 | 29.4861 | 25.5229 | 21.8517 | 18.4572 | 15.3346 | 12.4333 | 9.7946 | 7.5749 | 5.8123 | 4.4123 | 3.6282 | 3.0366 | 2.5229 | 2.0806 | 1.6735 | 1.3799 | 1.1031 | 0.86127 | 0.64243 | 0.43764 |  |  |  |  | AB_OFF_1.5 | 353.3581 | 325.5063 | 299.8497 | 276.2154 | 254.444 | 234.3886 | 215.914 | 198.8956 | 183.2185 | 168.7771 | 155.4741 | 143.2195 | 131.9309 | 121.532 | 111.9528 | 103.1286 | 95 | 95 | 95 | 95 | 95 | 95 | 95 | 95 | 95 | 95 | 95 | 95 | 95 | 95 | 95
[1349 empty] | MB_OFF_1.5 | 31.139 | 29.2641 | 26.762 | 24.4064 | 22.1851 | 20.1235 | 18.0376 | 16.15 | 14.3839 | 12.7361 | 11.1547 | 9.824 | 8.5434 | 7.3571 | 6.2602 | 5.2512 | 4.3138 | 3.4611 | 2.7439 | 2.1743 | 1.722 | 1.4686 | 1.2774 | 1.1114 | 0.96853 | 0.83699 | 0.74211 | 0.65268 | 0.57453 | 0.50381 | 0.43764 |  |  |  |  | MB_OFF_1.5 | 328.4419 | 296.1856 | 267.0972 | 240.8656 | 217.2102 | 195.878 | 176.6408 | 159.2929 | 143.6488 | 129.541 | 116.8188 | 105.346 | 95 | 95 | 95 | 95 | 95 | 95 | 95 | 95 | 95 | 95 | 95 | 95 | 95 | 95 | 95 | 95 | 95 | 95 | 95
[1349 empty] | QC_OFF_1.5 | 24.473 | 23.0052 | 21.0464 | 19.2022 | 17.4632 | 15.8493 | 14.2163 | 12.7385 | 11.3558 | 10.0658 | 8.8278 | 7.786 | 6.7834 | 5.8547 | 4.996 | 4.2061 | 3.4722 | 2.8047 | 2.2431 | 1.7972 | 1.4431 | 1.2448 | 1.0951 | 0.96514 | 0.85326 | 0.75028 | 0.676 | 0.60599 | 0.54481 | 0.48945 | 0.43764 |  |  |  |  | QC_OFF_1.5 | 258.2233 | 235.386 | 214.5685 | 195.5921 | 178.2939 | 162.5256 | 148.1519 | 135.0493 | 123.1056 | 112.2181 | 102.2936 | 93.2467 | 85 | 85 | 85 | 85 | 85 | 85 | 85 | 85 | 85 | 85 | 85 | 85 | 85 | 85 | 85 | 85 | 85 | 85 | 85
[1349 empty] | ON_OFF_1.5 | 32.6146 | 30.6496 | 28.0273 | 25.5584 | 23.2304 | 21.0697 | 18.8836 | 16.9052 | 15.0542 | 13.3272 | 11.6698 | 10.2751 | 8.933 | 7.6897 | 6.5401 | 5.4826 | 4.5001 | 3.6064 | 2.8547 | 2.2578 | 1.7837 | 1.5182 | 1.3178 | 1.1438 | 0.99405 | 0.85618 | 0.75675 | 0.66302 | 0.58111 | 0.50699 | 0.43764 |  |  |  |  | ON_OFF_1.5 | 317.1163 | 285.2388 | 256.5658 | 230.7751 | 207.5769 | 186.7107 | 167.942 | 151.0599 | 135.875 | 122.2164 | 109.9309 | 98.8803 | 88.9406 | 80 | 80 | 80 | 80 | 80 | 80 | 80 | 80 | 80 | 80 | 80 | 80 | 80 | 80 | 80 | 80 | 80 | 80
[1349 empty] | SK_OFF_1.5 | 148.1733 | 139.1512 | 127.1112 | 115.7756 | 105.0869 | 95.1666 | 85.1292 | 76.046 | 67.5472 | 59.6182 | 52.0085 | 45.6049 | 39.4426 | 33.7342 | 28.4561 | 23.6008 | 19.0896 | 14.9867 | 11.5353 | 8.7946 | 6.6179 | 5.3986 | 4.4788 | 3.68 | 2.9923 | 2.3593 | 1.9028 | 1.4724 | 1.0963 | 0.75607 | 0.43764 |  |  |  |  | SK_OFF_1.5 | 484.8402 | 444.9816 | 408.3998 | 374.8253 | 344.011 | 315.7299 | 289.7738 | 265.9516 | 244.0878 | 224.0214 | 205.6046 | 188.7019 | 173.1887 | 158.9509 | 145.8836 | 133.8906 | 122.8834 | 112.7812 | 103.5095 | 95 | 95 | 95 | 95 | 95 | 95 | 95 | 95 | 95 | 95 | 95 | 95
[1349 empty] | NL_OFF_1.5 | 23.0764 | 21.6939 | 19.8489 | 18.1119 | 16.4739 | 14.9538 | 13.4156 | 12.0238 | 10.7214 | 9.5064 | 8.3403 | 7.359 | 6.4147 | 5.54 | 4.7312 | 3.9871 | 3.2958 | 2.6671 | 2.1382 | 1.7182 | 1.3847 | 1.1979 | 1.0569 | 0.93449 | 0.82911 | 0.73212 | 0.66215 | 0.59621 | 0.53858 | 0.48644 | 0.43764 |  |  |  |  | NL_OFF_1.5 | 185.7395 | 173.8997 | 162.8145 | 152.436 | 142.719 | 133.6215 | 125.1038 | 117.1292 | 109.6628 | 102.6724 | 96.1276 | 90 | 90 | 90 | 90 | 90 | 90 | 90 | 90 | 90 | 90 | 90 | 90 | 90 | 90 | 90 | 90 | 90 | 90 | 90 | 90
[1349 empty] | PE_OFF_1.5 | 17.5034 | 16.4612 | 15.0704 | 13.761 | 12.5263 | 11.3803 | 10.2208 | 9.1716 | 8.1899 | 7.2739 | 6.3949 | 5.6552 | 4.9433 | 4.2839 | 3.6742 | 3.1133 | 2.5922 | 2.1183 | 1.7196 | 1.403 | 1.1516 | 1.0107 | 0.90445 | 0.81218 | 0.73274 | 0.65962 | 0.60689 | 0.55718 | 0.51373 | 0.47442 | 0.43764 |  |  |  |  | PE_OFF_1.5 | 185.7395 | 169.1447 | 154.0325 | 140.2705 | 127.738 | 116.3253 | 105.9322 | 96.4677 | 87.8488 | 80 | 80 | 80 | 80 | 80 | 80 | 80 | 80 | 80 | 80 | 80 | 80 | 80 | 80 | 80 | 80 | 80 | 80 | 80 | 80 | 80 | 80
[1349 empty] | NS_OFF_1.5 | 56.7706 | 53.3304 | 48.7394 | 44.4171 | 40.3413 | 36.5587 | 32.7313 | 29.2678 | 26.0271 | 23.0037 | 20.1021 | 17.6603 | 15.3106 | 13.1339 | 11.1213 | 9.27 | 7.5498 | 5.9853 | 4.6693 | 3.6242 | 2.7942 | 2.3293 | 1.9786 | 1.674 | 1.4118 | 1.1704 | 0.9963 | 0.83221 | 0.68881 | 0.55906 | 0.43764 |  |  |  |  | NS_OFF_1.5 | 185.7395 | 176.2142 | 167.1774 | 158.604 | 150.4703 | 142.7537 | 135.4328 | 128.4874 | 121.8982 | 115.6468 | 109.7161 | 104.0895 | 98.7515 | 93.6872 | 88.8826 | 84.3244 | 80 | 80 | 80 | 80 | 80 | 80 | 80 | 80 | 80 | 80 | 80 | 80 | 80 | 80 | 80
[1349 empty] | NB_OFF_1.5 | 28.8306 | 27.0967 | 24.7827 | 22.6042 | 20.5499 | 18.6434 | 16.7143 | 14.9686 | 13.3353 | 11.8114 | 10.3489 | 9.1182 | 7.9339 | 6.8368 | 5.8224 | 4.8893 | 4.0223 | 3.2338 | 2.5705 | 2.0437 | 1.6254 | 1.3911 | 1.2143 | 1.0608 | 0.92862 | 0.80696 | 0.71922 | 0.63651 | 0.56424 | 0.49884 | 0.43764 |  |  |  |  | NB_OFF_1.5 | 185.7395 | 168.4491 | 152.7682 | 138.5471 | 125.6498 | 113.9531 | 103.3452 | 93.7248 | 85 | 85 | 85 | 85 | 85 | 85 | 85 | 85 | 85 | 85 | 85 | 85 | 85 | 85 | 85 | 85 | 85 | 85 | 85 | 85 | 85 | 85 | 85
[1349 empty] | BC_OFF_1.5 | 20.8649 | 19.6174 | 17.9526 | 16.3853 | 14.9074 | 13.5357 | 12.1478 | 10.8919 | 9.7168 | 8.6205 | 7.5683 | 6.6829 | 5.8308 | 5.0415 | 4.3117 | 3.6404 | 3.0166 | 2.4493 | 1.9721 | 1.5931 | 1.2922 | 1.1236 | 0.9964 | 0.88595 | 0.79087 | 0.70335 | 0.64022 | 0.58072 | 0.52872 | 0.48167 | 0.43764 |  |  |  |  | BC_OFF_1.5 | 217.4512 | 197.3942 | 179.1872 | 162.6596 | 147.6565 | 134.0371 | 121.674 | 110.4512 | 100.2636 | 91.0156 | 82.6206 | 75 | 75 | 75 | 75 | 75 | 75 | 75 | 75 | 75 | 75 | 75 | 75 | 75 | 75 | 75 | 75 | 75 | 75 | 75 | 75
[1349 empty] | TER_OFF_1.5 | 28.6036 | 26.8835 | 24.588 | 22.4269 | 20.3891 | 18.4978 | 16.5841 | 14.8524 | 13.2321 | 11.7205 | 10.2697 | 9.0488 | 7.874 | 6.7857 | 5.7794 | 4.8537 | 3.9937 | 3.2114 | 2.5534 | 2.0309 | 1.6159 | 1.3835 | 1.2081 | 1.0558 | 0.92469 | 0.80401 | 0.71697 | 0.63492 | 0.56322 | 0.49835 | 0.43764 |  |  |  |  | TER_OFF_1.5 | 217.4512 | 199.7463 | 183.483 | 168.5439 | 154.8211 | 142.2156 | 130.6364 | 120 | 120 | 120 | 120 | 120 | 120 | 120 | 120 | 120 | 120 | 120 | 120 | 120 | 120 | 120 | 120 | 120 | 120 | 120 | 120 | 120 | 120 | 120 | 120
[1349 empty] | AB_RHS_1.5 | 137.5166 | 129.1513 | 117.9878 | 107.4775 | 97.567 | 88.3689 | 79.0622 | 70.6403 | 62.7602 | 55.4085 | 48.3527 | 42.4154 | 36.7017 | 31.4089 | 26.515 | 22.0132 | 17.8304 | 14.0262 | 10.826 | 8.2849 | 6.2667 | 5.1362 | 4.2833 | 3.5426 | 2.905 | 2.3181 | 1.8948 | 1.4958 | 1.1471 | 0.83159 | 0.53635 |  |  |  |  | AB_RHS_1.5 | 509.0844 | 466.4278 | 427.3454 | 391.5377 | 358.7304 | 328.672 | 301.1323 | 275.9001 | 252.7822 | 231.6014 | 212.1953 | 194.4152 | 178.125 | 163.1997 | 149.5251 | 136.9962 | 125.5172 | 115 | 115 | 115 | 115 | 115 | 115 | 115 | 115 | 115 | 115 | 115 | 115 | 115 | 115
[1349 empty] | MB_RHS_1.5 | 40.0358 | 37.6236 | 34.4045 | 31.3738 | 28.516 | 25.8637 | 23.18 | 20.7514 | 18.4792 | 16.3592 | 14.3246 | 12.6125 | 10.9649 | 9.4387 | 8.0275 | 6.7294 | 5.5232 | 4.4263 | 3.5035 | 2.7707 | 2.1887 | 1.8628 | 1.6168 | 1.4032 | 1.2194 | 1.0501 | 0.92807 | 0.81302 | 0.71246 | 0.62149 | 0.53635 |  |  |  |  | MB_RHS_1.5 | 422.282 | 382.0748 | 345.6958 | 312.7807 | 282.9995 | 256.054 | 231.674 | 209.6154 | 189.657 | 171.599 | 155.2603 | 140.4773 | 127.1019 | 115 | 115 | 115 | 115 | 115 | 115 | 115 | 115 | 115 | 115 | 115 | 115 | 115 | 115 | 115 | 115 | 115 | 115
[1349 empty] | QC_RHS_1.5 | 29.1269 | 27.3808 | 25.0508 | 22.8571 | 20.7886 | 18.8687 | 16.9263 | 15.1684 | 13.5237 | 11.9893 | 10.5166 | 9.2773 | 8.0848 | 6.9801 | 5.9586 | 5.019 | 4.146 | 3.352 | 2.684 | 2.1536 | 1.7324 | 1.4964 | 1.3184 | 1.1638 | 1.0307 | 0.90824 | 0.81989 | 0.73661 | 0.66382 | 0.59797 | 0.53635 |  |  |  |  | QC_RHS_1.5 | 307.3275 | 278.7406 | 252.8129 | 229.2968 | 207.9682 | 188.6235 | 171.0782 | 155.165 | 140.7319 | 127.6414 | 115.7685 | 105 | 105 | 105 | 105 | 105 | 105 | 105 | 105 | 105 | 105 | 105 | 105 | 105 | 105 | 105 | 105 | 105 | 105 | 105 | 105
[1349 empty] | ON_RHS_1.5 | 37.8812 | 35.6006 | 32.5571 | 29.6917 | 26.9897 | 24.4821 | 21.9448 | 19.6487 | 17.5004 | 15.4961 | 13.5725 | 11.9538 | 10.3961 | 8.9531 | 7.6189 | 6.3916 | 5.2512 | 4.2141 | 3.3416 | 2.6488 | 2.0986 | 1.7904 | 1.5579 | 1.356 | 1.1821 | 1.0221 | 0.9067 | 0.79792 | 0.70286 | 0.61684 | 0.53635 |  |  |  |  | ON_RHS_1.5 | 368.3237 | 331.8639 | 299.0132 | 269.4143 | 242.7453 | 218.7163 | 197.0659 | 177.5586 | 159.9824 | 144.1459 | 129.8771 | 117.0208 | 105.4371 | 95 | 95 | 95 | 95 | 95 | 95 | 95 | 95 | 95 | 95 | 95 | 95 | 95 | 95 | 95 | 95 | 95 | 95
[1349 empty] | SK_RHS_1.5 | 172.7899 | 162.2705 | 148.2323 | 135.0156 | 122.553 | 110.9864 | 99.2831 | 88.6925 | 78.7833 | 69.5384 | 60.6658 | 53.1995 | 46.0145 | 39.3587 | 33.2047 | 27.5436 | 22.2838 | 17.4999 | 13.4757 | 10.2802 | 7.7422 | 6.3207 | 5.2481 | 4.3168 | 3.515 | 2.7769 | 2.2446 | 1.7429 | 1.3044 | 0.90762 | 0.53635 |  |  |  |  | SK_RHS_1.5 | 565.3887 | 518.7391 | 475.9386 | 436.6694 | 400.6404 | 367.584 | 337.2551 | 309.4286 | 283.898 | 260.4739 | 238.9825 | 219.2643 | 201.1731 | 184.5745 | 169.3455 | 155.373 | 142.5534 | 130.7914 | 120 | 120 | 120 | 120 | 120 | 120 | 120 | 120 | 120 | 120 | 120 | 120 | 120
[1349 empty] | NL_RHS_1.5 | 34.685 | 32.5995 | 29.8165 | 27.1964 | 24.7257 | 22.4327 | 20.1125 | 18.013 | 16.0485 | 14.2158 | 12.4568 | 10.9766 | 9.5522 | 8.2327 | 7.0127 | 5.8904 | 4.8477 | 3.8993 | 3.1015 | 2.468 | 1.9649 | 1.6831 | 1.4704 | 1.2858 | 1.1269 | 0.98054 | 0.87501 | 0.77554 | 0.68861 | 0.60995 | 0.53635 |  |  |  |  | NL_RHS_1.5 | 279.1753 | 258.3271 | 239.0358 | 221.1851 | 204.6675 | 189.3834 | 175.2407 | 162.1541 | 150.0447 | 138.8397 | 128.4715 | 118.8775 | 110 | 110 | 110 | 110 | 110 | 110 | 110 | 110 | 110 | 110 | 110 | 110 | 110 | 110 | 110 | 110 | 110 | 110 | 110
[1349 empty] | PE_RHS_1.5 | 26.3085 | 24.7346 | 22.6342 | 20.6568 | 18.7922 | 17.0616 | 15.3106 | 13.726 | 12.2435 | 10.8603 | 9.5328 | 8.4157 | 7.3407 | 6.3449 | 5.4241 | 4.5771 | 3.7901 | 3.0744 | 2.4723 | 1.9942 | 1.6145 | 1.4018 | 1.2413 | 1.102 | 0.982 | 0.87158 | 0.79194 | 0.71687 | 0.65126 | 0.5919 | 0.53635 |  |  |  |  | PE_RHS_1.5 | 279.1753 | 254.2979 | 231.6373 | 210.996 | 192.194 | 175.0675 | 159.4672 | 145.257 | 132.3131 | 120.5226 | 109.7828 | 100 | 100 | 100 | 100 | 100 | 100 | 100 | 100 | 100 | 100 | 100 | 100 | 100 | 100 | 100 | 100 | 100 | 100 | 100 | 100
[1349 empty] | NS_RHS_1.5 | 85.3289 | 80.1507 | 73.2403 | 66.7343 | 60.5995 | 54.9058 | 49.1449 | 43.9316 | 39.0537 | 34.5029 | 30.1353 | 26.46 | 22.9231 | 19.6468 | 16.6175 | 13.8308 | 11.2416 | 8.8867 | 6.9058 | 5.3328 | 4.0835 | 3.3837 | 2.8557 | 2.3973 | 2.0026 | 1.6393 | 1.3773 | 1.1303 | 0.91441 | 0.71911 | 0.53635 |  |  |  |  | NS_RHS_1.5 | 279.1753 | 262.0225 | 245.9236 | 230.8138 | 216.6323 | 203.3222 | 190.8299 | 179.1051 | 168.1007 | 157.7724 | 148.0787 | 138.9806 | 130.4415 | 122.427 | 114.905 | 107.8451 | 101.219 | 95 | 95 | 95 | 95 | 95 | 95 | 95 | 95 | 95 | 95 | 95 | 95 | 95 | 95
[1349 empty] | NB_RHS_1.5 | 43.3338 | 40.7202 | 37.2323 | 33.9485 | 30.8521 | 27.9783 | 25.0706 | 22.4393 | 19.9773 | 17.6803 | 15.4759 | 13.6208 | 11.8357 | 10.182 | 8.653 | 7.2465 | 5.9396 | 4.7511 | 3.7512 | 2.9573 | 2.3267 | 1.9735 | 1.707 | 1.4756 | 1.2764 | 1.093 | 0.96078 | 0.83612 | 0.72717 | 0.62859 | 0.53635 |  |  |  |  | NB_RHS_1.5 | 279.1753 | 257.3276 | 237.1897 | 218.6277 | 201.5183 | 185.7479 | 171.2116 | 157.8129 | 145.4628 | 134.0791 | 123.5864 | 113.9147 | 105 | 105 | 105 | 105 | 105 | 105 | 105 | 105 | 105 | 105 | 105 | 105 | 105 | 105 | 105 | 105 | 105 | 105 | 105
[1349 empty] | BC_RHS_1.5 | 24.0862 | 22.648 | 20.7287 | 18.9218 | 17.218 | 15.6366 | 14.0366 | 12.5887 | 11.234 | 9.97 | 8.757 | 7.7362 | 6.7539 | 5.844 | 5.0026 | 4.2287 | 3.5096 | 2.8555 | 2.3054 | 1.8685 | 1.5215 | 1.3272 | 1.1805 | 1.0532 | 0.94358 | 0.84267 | 0.7699 | 0.7013 | 0.64135 | 0.58711 | 0.53635 |  |  |  |  | BC_RHS_1.5 | 251.0232 | 228.6738 | 208.3143 | 189.7674 | 172.8718 | 157.4805 | 143.4596 | 130.6869 | 119.0515 | 108.4519 | 98.7961 | 90 | 90 | 90 | 90 | 90 | 90 | 90 | 90 | 90 | 90 | 90 | 90 | 90 | 90 | 90 | 90 | 90 | 90 | 90 | 90
[1349 empty] | TER_RHS_1.5 | 33.0196 | 31.0359 | 28.3886 | 25.8962 | 23.546 | 21.3648 | 19.1578 | 17.1607 | 15.292 | 13.5486 | 11.8754 | 10.4675 | 9.1125 | 7.8574 | 6.6969 | 5.6293 | 4.6374 | 3.7353 | 2.9764 | 2.3738 | 1.8952 | 1.6271 | 1.4249 | 1.2493 | 1.0981 | 0.95888 | 0.85849 | 0.76387 | 0.68118 | 0.60636 | 0.53635 |  |  |  |  | TER_RHS_1.5 | 251.0232 | 229.0812 | 209.0572 | 190.7835 | 174.1072 | 158.8884 | 145 | 145 | 145 | 145 | 145 | 145 | 145 | 145 | 145 | 145 | 145 | 145 | 145 | 145 | 145 | 145 | 145 | 145 | 145 | 145 | 145 | 145 | 145 | 145 | 145
[1349 empty] | AB_ERM_1.5 | 118.6418 | 111.4247 | 101.7934 | 92.7257 | 84.1754 | 76.2399 | 68.2105 | 60.9446 | 54.1461 | 47.8034 | 41.7161 | 36.5937 | 31.6642 | 27.0978 | 22.8757 | 18.9918 | 15.3831 | 12.101 | 9.3401 | 7.1478 | 5.4065 | 4.4312 | 3.6954 | 3.0564 | 2.5063 | 1.9999 | 1.6347 | 1.2905 | 0.98965 | 0.71745 | 0.46273 |  |  |  |  | AB_ERM_1.5 | 439.2101 | 402.5947 | 369.0318 | 338.2669 | 310.0668 | 284.2176 | 260.5234 | 238.8045 | 218.8962 | 200.6476 | 183.9203 | 168.5876 | 154.533 | 141.6501 | 129.8413 | 119.0169 | 109.0949 | 100 | 100 | 100 | 100 | 100 | 100 | 100 | 100 | 100 | 100 | 100 | 100 | 100 | 100
[1349 empty] | MB_ERM_1.5 | 34.5407 | 32.4596 | 29.6823 | 27.0676 | 24.602 | 22.3137 | 19.9984 | 17.9032 | 15.9428 | 14.1138 | 12.3585 | 10.8814 | 9.4599 | 8.1432 | 6.9257 | 5.8057 | 4.7652 | 3.8187 | 3.0226 | 2.3904 | 1.8883 | 1.6071 | 1.3949 | 1.2106 | 1.052 | 0.906 | 0.80069 | 0.70143 | 0.61467 | 0.53618 | 0.46273 |  |  |  |  | MB_ERM_1.5 | 364.3217 | 329.8329 | 298.6089 | 270.3408 | 244.7487 | 221.5793 | 200.6033 | 181.613 | 164.4204 | 148.8554 | 134.7639 | 122.0063 | 110.4565 | 100 | 100 | 100 | 100 | 100 | 100 | 100 | 100 | 100 | 100 | 100 | 100 | 100 | 100 | 100 | 100 | 100 | 100
[1349 empty] | QC_ERM_1.5 | 25.129 | 23.6227 | 21.6125 | 19.7198 | 17.9352 | 16.2789 | 14.603 | 13.0865 | 11.6675 | 10.3437 | 9.0731 | 8.004 | 6.9751 | 6.022 | 5.1408 | 4.3301 | 3.5769 | 2.8919 | 2.3156 | 1.858 | 1.4946 | 1.291 | 1.1374 | 1.0041 | 0.88927 | 0.78358 | 0.70735 | 0.6355 | 0.57271 | 0.5159 | 0.46273 |  |  |  |  | QC_ERM_1.5 | 265.1453 | 240.3397 | 217.8549 | 197.4736 | 178.999 | 162.2529 | 147.0734 | 133.314 | 120.8419 | 109.5366 | 99.2889 | 90 | 90 | 90 | 90 | 90 | 90 | 90 | 90 | 90 | 90 | 90 | 90 | 90 | 90 | 90 | 90 | 90 | 90 | 90 | 90
[1349 empty] | ON_ERM_1.5 | 32.6818 | 30.7142 | 28.0885 | 25.6163 | 23.2853 | 21.1218 | 18.9328 | 16.9519 | 15.0984 | 13.3692 | 11.7096 | 10.3131 | 8.9692 | 7.7242 | 6.5732 | 5.5143 | 4.5305 | 3.6357 | 2.883 | 2.2853 | 1.8106 | 1.5447 | 1.344 | 1.1698 | 1.0199 | 0.88182 | 0.78225 | 0.68841 | 0.60639 | 0.53218 | 0.46273 |  |  |  |  | ON_ERM_1.5 | 317.7695 | 284.7002 | 255.0723 | 228.5277 | 204.7455 | 183.4383 | 164.3484 | 147.2452 | 131.9218 | 118.1931 | 105.8931 | 94.8732 | 85 | 85 | 85 | 85 | 85 | 85 | 85 | 85 | 85 | 85 | 85 | 85 | 85 | 85 | 85 | 85 | 85 | 85 | 85
[1349 empty] | SK_ERM_1.5 | 149.0737 | 139.9981 | 127.8867 | 116.484 | 105.732 | 95.7529 | 85.656 | 76.519 | 67.9699 | 59.9939 | 52.3391 | 45.8976 | 39.6988 | 33.9565 | 28.6472 | 23.7631 | 19.2252 | 15.098 | 11.6261 | 8.8692 | 6.6796 | 5.4531 | 4.5278 | 3.7243 | 3.0325 | 2.3958 | 1.9365 | 1.5036 | 1.1253 | 0.78304 | 0.46273 |  |  |  |  | SK_ERM_1.5 | 487.7863 | 446.6781 | 409.0342 | 374.5628 | 342.9965 | 314.0904 | 287.6204 | 263.3812 | 241.1847 | 220.8588 | 202.2459 | 185.2016 | 169.5938 | 155.3012 | 142.2132 | 130.2282 | 119.2532 | 109.2031 | 100 | 100 | 100 | 100 | 100 | 100 | 100 | 100 | 100 | 100 | 100 | 100 | 100
[1349 empty] | NL_ERM_1.5 | 29.9243 | 28.1251 | 25.7241 | 23.4635 | 21.332 | 19.3537 | 17.352 | 15.5406 | 13.8458 | 12.2646 | 10.747 | 9.47 | 8.2411 | 7.1028 | 6.0502 | 5.0819 | 4.1823 | 3.3641 | 2.6758 | 2.1293 | 1.6952 | 1.4521 | 1.2686 | 1.1093 | 0.97219 | 0.84595 | 0.75491 | 0.66909 | 0.59409 | 0.52623 | 0.46273 |  |  |  |  | NL_ERM_1.5 | 240.8571 | 222.8896 | 206.2625 | 190.8757 | 176.6367 | 163.4599 | 151.2661 | 139.9819 | 129.5395 | 119.8761 | 110.9336 | 102.6581 | 95 | 95 | 95 | 95 | 95 | 95 | 95 | 95 | 95 | 95 | 95 | 95 | 95 | 95 | 95 | 95 | 95 | 95 | 95
[1349 empty] | PE_ERM_1.5 | 22.6975 | 21.3397 | 19.5276 | 17.8215 | 16.2128 | 14.7198 | 13.2091 | 11.8421 | 10.563 | 9.3696 | 8.2243 | 7.2606 | 6.3331 | 5.474 | 4.6796 | 3.9489 | 3.2699 | 2.6524 | 2.133 | 1.7205 | 1.3929 | 1.2094 | 1.0709 | 0.95072 | 0.84722 | 0.75195 | 0.68324 | 0.61847 | 0.56187 | 0.51066 | 0.46273 |  |  |  |  | PE_ERM_1.5 | 240.8571 | 219.0976 | 199.3039 | 181.2984 | 164.9195 | 150.0203 | 136.4672 | 124.1385 | 112.9236 | 102.7218 | 93.4417 | 85 | 85 | 85 | 85 | 85 | 85 | 85 | 85 | 85 | 85 | 85 | 85 | 85 | 85 | 85 | 85 | 85 | 85 | 85 | 85
[1349 empty] | NS_ERM_1.5 | 73.6171 | 69.1496 | 63.1877 | 57.5747 | 52.282 | 47.3697 | 42.3995 | 37.9018 | 33.6934 | 29.7672 | 25.9991 | 22.8283 | 19.7768 | 16.9502 | 14.3367 | 11.9324 | 9.6986 | 7.667 | 5.9579 | 4.6009 | 3.523 | 2.9193 | 2.4638 | 2.0682 | 1.7277 | 1.4143 | 1.1882 | 0.97513 | 0.7889 | 0.62041 | 0.46273 |  |  |  |  | NS_ERM_1.5 | 240.8571 | 226.5433 | 213.0801 | 200.4171 | 188.5066 | 177.3039 | 166.7669 | 156.8562 | 147.5344 | 138.7666 | 130.5199 | 122.7633 | 115.4676 | 108.6055 | 102.1513 | 96.0805 | 90.3706 | 85 | 85 | 85 | 85 | 85 | 85 | 85 | 85 | 85 | 85 | 85 | 85 | 85 | 85
[1349 empty] | NB_ERM_1.5 | 37.386 | 35.1311 | 32.122 | 29.2889 | 26.6175 | 24.1382 | 21.6295 | 19.3594 | 17.2353 | 15.2536 | 13.3517 | 11.7513 | 10.2112 | 8.7845 | 7.4653 | 6.2519 | 5.1244 | 4.0989 | 3.2363 | 2.5514 | 2.0073 | 1.7026 | 1.4727 | 1.2731 | 1.1012 | 0.94301 | 0.82891 | 0.72135 | 0.62736 | 0.54232 | 0.46273 |  |  |  |  | NB_ERM_1.5 | 240.8571 | 221.8876 | 204.4121 | 188.313 | 173.4818 | 159.8186 | 147.2316 | 135.6359 | 124.9534 | 115.1123 | 106.0463 | 97.6942 | 90 | 90 | 90 | 90 | 90 | 90 | 90 | 90 | 90 | 90 | 90 | 90 | 90 | 90 | 90 | 90 | 90 | 90 | 90
[1349 empty] | BC_ERM_1.5 | 20.7802 | 19.5394 | 17.8836 | 16.3247 | 14.8547 | 13.4904 | 12.11 | 10.8608 | 9.692 | 8.6016 | 7.5551 | 6.6744 | 5.8269 | 5.0419 | 4.316 | 3.6483 | 3.0279 | 2.4636 | 1.9889 | 1.612 | 1.3127 | 1.145 | 1.0185 | 0.90864 | 0.81407 | 0.72701 | 0.66422 | 0.60504 | 0.55332 | 0.50652 | 0.46273 |  |  |  |  | BC_ERM_1.5 | 216.569 | 197.8234 | 180.7003 | 165.0593 | 150.7722 | 137.7218 | 125.8009 | 114.9119 | 104.9654 | 95.8799 | 87.5808 | 80 | 80 | 80 | 80 | 80 | 80 | 80 | 80 | 80 | 80 | 80 | 80 | 80 | 80 | 80 | 80 | 80 | 80 | 80 | 80
[1349 empty] | TER_ERM_1.5 | 28.4875 | 26.7761 | 24.4921 | 22.3418 | 20.3142 | 18.4324 | 16.5283 | 14.8053 | 13.1931 | 11.689 | 10.2455 | 9.0308 | 7.8618 | 6.7789 | 5.7777 | 4.8567 | 4.0009 | 3.2226 | 2.5679 | 2.048 | 1.6351 | 1.4038 | 1.2293 | 1.0778 | 0.94734 | 0.82727 | 0.74066 | 0.65903 | 0.58769 | 0.52314 | 0.46273 |  |  |  |  | TER_ERM_1.5 | 216.569 | 197.6129 | 180.316 | 164.5331 | 150.1316 | 136.9907 | 125 | 125 | 125 | 125 | 125 | 125 | 125 | 125 | 125 | 125 | 125 | 125 | 125 | 125 | 125 | 125 | 125 | 125 | 125 | 125 | 125 | 125 | 125 | 125 | 125
[1349 empty] | AB_SSC_1.5 | 64.7137 | 60.7771 | 55.5237 | 50.5777 | 45.9139 | 41.5854 | 37.2057 | 33.2425 | 29.5342 | 26.0746 | 22.7542 | 19.9602 | 17.2714 | 14.7806 | 12.4777 | 10.3591 | 8.3908 | 6.6006 | 5.0946 | 3.8988 | 2.949 | 2.417 | 2.0157 | 1.6671 | 1.3671 | 1.0909 | 0.89167 | 0.70391 | 0.53981 | 0.39134 | 0.2524 |  |  |  |  | AB_SSC_1.5 | 239.5691 | 219.7043 | 201.4867 | 184.7796 | 169.4579 | 155.4067 | 142.5205 | 130.7029 | 119.8651 | 109.9261 | 100.8111 | 92.452 | 84.786 | 77.7556 | 71.3082 | 65.3954 | 59.9729 | 55 | 55 | 55 | 55 | 55 | 55 | 55 | 55 | 55 | 55 | 55 | 55 | 55 | 55
[1349 empty] | MB_SSC_1.5 | 18.8404 | 17.7052 | 16.1904 | 14.7641 | 13.4193 | 12.1711 | 10.9082 | 9.7654 | 8.6961 | 7.6985 | 6.741 | 5.9353 | 5.16 | 4.4417 | 3.7777 | 3.1668 | 2.5992 | 2.083 | 1.6487 | 1.3039 | 1.03 | 0.87659 | 0.76085 | 0.66035 | 0.57383 | 0.49418 | 0.43674 | 0.3826 | 0.33528 | 0.29246 | 0.2524 |  |  |  |  | MB_SSC_1.5 | 198.7209 | 180.0237 | 163.0857 | 147.7413 | 133.8406 | 121.2478 | 109.8399 | 99.5053 | 90.1431 | 81.6617 | 73.9783 | 67.0179 | 60.7123 | 55 | 55 | 55 | 55 | 55 | 55 | 55 | 55 | 55 | 55 | 55 | 55 | 55 | 55 | 55 | 55 | 55 | 55
[1349 empty] | QC_SSC_1.5 | 13.7068 | 12.8851 | 11.7886 | 10.7563 | 9.7829 | 8.8794 | 7.9653 | 7.1381 | 6.3641 | 5.642 | 4.949 | 4.3658 | 3.8046 | 3.2847 | 2.8041 | 2.3619 | 1.951 | 1.5774 | 1.2631 | 1.0135 | 0.81524 | 0.7042 | 0.62043 | 0.54768 | 0.48505 | 0.42741 | 0.38583 | 0.34664 | 0.31239 | 0.2814 | 0.2524 |  |  |  |  | QC_SSC_1.5 | 144.6247 | 131.3133 | 119.227 | 108.2532 | 98.2895 | 89.2428 | 81.0288 | 73.5708 | 66.7992 | 60.651 | 55.0686 | 50 | 50 | 50 | 50 | 50 | 50 | 50 | 50 | 50 | 50 | 50 | 50 | 50 | 50 | 50 | 50 | 50 | 50 | 50 | 50
[1349 empty] | ON_SSC_1.5 | 17.8264 | 16.7532 | 15.321 | 13.9725 | 12.7011 | 11.521 | 10.327 | 9.2465 | 8.2355 | 7.2923 | 6.3871 | 5.6253 | 4.8923 | 4.2132 | 3.5854 | 3.0078 | 2.4712 | 1.9831 | 1.5725 | 1.2465 | 0.98758 | 0.84254 | 0.73312 | 0.63809 | 0.55629 | 0.48099 | 0.42668 | 0.37549 | 0.33076 | 0.29028 | 0.2524 |  |  |  |  | ON_SSC_1.5 | 173.3288 | 156.25 | 140.8541 | 126.9752 | 114.4638 | 103.1852 | 93.018 | 83.8526 | 75.5902 | 68.142 | 61.4277 | 55.375 | 49.9187 | 45 | 45 | 45 | 45 | 45 | 45 | 45 | 45 | 45 | 45 | 45 | 45 | 45 | 45 | 45 | 45 | 45 | 45
[1349 empty] | SK_SSC_1.5 | 81.3129 | 76.3626 | 69.7564 | 63.5367 | 57.672 | 52.2289 | 46.7215 | 41.7377 | 37.0745 | 32.724 | 28.5486 | 25.0351 | 21.6539 | 18.5218 | 15.6257 | 12.9617 | 10.4865 | 8.2353 | 6.3415 | 4.8377 | 3.6434 | 2.9744 | 2.4697 | 2.0314 | 1.6541 | 1.3068 | 1.0563 | 0.82017 | 0.61382 | 0.42712 | 0.2524 |  |  |  |  | SK_SSC_1.5 | 266.0653 | 243.7549 | 223.3154 | 204.5898 | 187.4343 | 171.7174 | 157.3185 | 144.1269 | 132.0414 | 120.9694 | 110.8258 | 101.5327 | 93.0189 | 85.219 | 78.0731 | 71.5265 | 65.5288 | 60.034 | 55 | 55 | 55 | 55 | 55 | 55 | 55 | 55 | 55 | 55 | 55 | 55 | 55
[1349 empty] | NL_SSC_1.5 | 16.3223 | 15.341 | 14.0313 | 12.7983 | 11.6356 | 10.5565 | 9.4647 | 8.4767 | 7.5522 | 6.6898 | 5.862 | 5.1655 | 4.4952 | 3.8742 | 3.3001 | 2.772 | 2.2813 | 1.835 | 1.4595 | 1.1614 | 0.92466 | 0.79203 | 0.69197 | 0.60508 | 0.53028 | 0.46143 | 0.41177 | 0.36496 | 0.32405 | 0.28704 | 0.2524 |  |  |  |  | NL_SSC_1.5 | 131.3766 | 121.2148 | 111.839 | 103.1884 | 95.207 | 87.8428 | 81.0483 | 74.7794 | 68.9953 | 63.6586 | 58.7347 | 54.1916 | 50 | 50 | 50 | 50 | 50 | 50 | 50 | 50 | 50 | 50 | 50 | 50 | 50 | 50 | 50 | 50 | 50 | 50 | 50
[1349 empty] | PE_SSC_1.5 | 12.3805 | 11.6398 | 10.6514 | 9.7208 | 8.8434 | 8.029 | 7.205 | 6.4593 | 5.7616 | 5.1107 | 4.486 | 3.9603 | 3.4544 | 2.9858 | 2.5525 | 2.1539 | 1.7836 | 1.4468 | 1.1634 | 0.93845 | 0.75975 | 0.65966 | 0.58415 | 0.51857 | 0.46212 | 0.41016 | 0.37268 | 0.33735 | 0.30647 | 0.27854 | 0.2524 |  |  |  |  | PE_SSC_1.5 | 131.3766 | 119.2788 | 108.295 | 98.3227 | 89.2686 | 81.0483 | 73.585 | 66.8089 | 60.6568 | 55.0712 | 50 | 50 | 50 | 50 | 50 | 50 | 50 | 50 | 50 | 50 | 50 | 50 | 50 | 50 | 50 | 50 | 50 | 50 | 50 | 50 | 50
[1349 empty] | NS_SSC_1.5 | 40.1548 | 37.718 | 34.466 | 31.4044 | 28.5174 | 25.838 | 23.127 | 20.6737 | 18.3782 | 16.2367 | 14.1813 | 12.4518 | 10.7874 | 9.2456 | 7.82 | 6.5086 | 5.2902 | 4.182 | 3.2498 | 2.5096 | 1.9216 | 1.5923 | 1.3439 | 1.1281 | 0.9424 | 0.77143 | 0.64812 | 0.53189 | 0.43031 | 0.3384 | 0.2524 |  |  |  |  | NS_SSC_1.5 | 131.3766 | 123.3523 | 115.8181 | 108.744 | 102.102 | 95.8658 | 90.0104 | 84.5126 | 79.3507 | 74.504 | 69.9534 | 65.6807 | 61.669 | 57.9023 | 54.3657 | 51.0451 | 47.9274 | 45 | 45 | 45 | 45 | 45 | 45 | 45 | 45 | 45 | 45 | 45 | 45 | 45 | 45
[1349 empty] | NB_SSC_1.5 | 20.3924 | 19.1624 | 17.5211 | 15.9758 | 14.5186 | 13.1663 | 11.7979 | 10.5597 | 9.4011 | 8.3202 | 7.2828 | 6.4098 | 5.5697 | 4.7915 | 4.072 | 3.4101 | 2.7951 | 2.2358 | 1.7653 | 1.3917 | 1.0949 | 0.92871 | 0.8033 | 0.69441 | 0.60066 | 0.51437 | 0.45213 | 0.39347 | 0.3422 | 0.29581 | 0.2524 |  |  |  |  | NB_SSC_1.5 | 131.3766 | 121.2148 | 111.839 | 103.1884 | 95.207 | 87.8428 | 81.0483 | 74.7794 | 68.9953 | 63.6586 | 58.7347 | 54.1916 | 50 | 50 | 50 | 50 | 50 | 50 | 50 | 50 | 50 | 50 | 50 | 50 | 50 | 50 | 50 | 50 | 50 | 50 | 50
[1349 empty] | BC_SSC_1.5 | 11.3347 | 10.6579 | 9.7547 | 8.9044 | 8.1026 | 7.3584 | 6.6055 | 5.9241 | 5.2866 | 4.6918 | 4.1209 | 3.6406 | 3.1783 | 2.7501 | 2.3542 | 1.99 | 1.6516 | 1.3438 | 1.0849 | 0.87929 | 0.71601 | 0.62455 | 0.55554 | 0.49562 | 0.44404 | 0.39655 | 0.3623 | 0.33002 | 0.30181 | 0.27629 | 0.2524 |  |  |  |  | BC_SSC_1.5 | 118.1286 | 107.2607 | 97.3927 | 88.4326 | 80.2967 | 72.9094 | 66.2018 | 60.1112 | 54.5809 | 49.5595 | 45 | 45 | 45 | 45 | 45 | 45 | 45 | 45 | 45 | 45 | 45 | 45 | 45 | 45 | 45 | 45 | 45 | 45 | 45 | 45 | 45
[1349 empty] | TER_SSC_1.5 | 15.5386 | 14.6051 | 13.3593 | 12.1864 | 11.0805 | 10.054 | 9.0155 | 8.0756 | 7.1962 | 6.3758 | 5.5884 | 4.9259 | 4.2883 | 3.6976 | 3.1515 | 2.6491 | 2.1823 | 1.7578 | 1.4007 | 1.1171 | 0.89187 | 0.76572 | 0.67054 | 0.58788 | 0.51673 | 0.45124 | 0.404 | 0.35947 | 0.32056 | 0.28535 | 0.2524 |  |  |  |  | TER_SSC_1.5 | 118.1286 | 106.3907 | 95.8191 | 86.298 | 77.723 | 70 | 70 | 70 | 70 | 70 | 70 | 70 | 70 | 70 | 70 | 70 | 70 | 70 | 70 | 70 | 70 | 70 | 70 | 70 | 70 | 70 | 70 | 70 | 70 | 70 | 70
[1349 empty] | AB_HOT_1.5 | 134.1286 | 125.9698 | 115.0818 | 104.8309 | 95.165 | 86.1939 | 77.1169 | 68.9029 | 61.2173 | 54.047 | 47.1654 | 41.3746 | 35.8019 | 30.6397 | 25.8667 | 21.476 | 17.3964 | 13.6861 | 10.5649 | 8.0865 | 6.1181 | 5.0155 | 4.1836 | 3.4613 | 2.8394 | 2.267 | 1.8541 | 1.465 | 1.1249 | 0.81716 | 0.5292 |  |  |  |  | AB_HOT_1.5 | 496.5421 | 454.4146 | 415.8614 | 380.579 | 348.2901 | 318.7406 | 291.6982 | 266.95 | 244.3016 | 223.5746 | 204.6062 | 187.2471 | 171.3607 | 156.8222 | 143.5172 | 131.3409 | 120.1978 | 110 | 110 | 110 | 110 | 110 | 110 | 110 | 110 | 110 | 110 | 110 | 110 | 110 | 110
[1349 empty] | MB_HOT_1.5 | 41.4271 | 38.9295 | 35.5965 | 32.4584 | 29.4994 | 26.7532 | 23.9745 | 21.46 | 19.1073 | 16.9123 | 14.8057 | 13.033 | 11.327 | 9.7467 | 8.2856 | 6.9415 | 5.6927 | 4.5568 | 3.6014 | 2.8427 | 2.2401 | 1.9026 | 1.6479 | 1.4268 | 1.2364 | 1.0612 | 0.93479 | 0.81566 | 0.71155 | 0.61735 | 0.5292 |  |  |  |  | MB_HOT_1.5 | 436.957 | 394.315 | 355.8343 | 321.1089 | 289.7723 | 261.4938 | 235.975 | 212.9465 | 192.1654 | 173.4122 | 156.4891 | 141.2176 | 127.4363 | 115 | 115 | 115 | 115 | 115 | 115 | 115 | 115 | 115 | 115 | 115 | 115 | 115 | 115 | 115 | 115 | 115 | 115
[1349 empty] | QC_HOT_1.5 | 30.4319 | 28.6057 | 26.1688 | 23.8744 | 21.7109 | 19.703 | 17.6713 | 15.8328 | 14.1126 | 12.5077 | 10.9675 | 9.6714 | 8.4241 | 7.2686 | 6.2003 | 5.2176 | 4.3045 | 3.474 | 2.7754 | 2.2207 | 1.7801 | 1.5333 | 1.3472 | 1.1855 | 1.0463 | 0.91816 | 0.82575 | 0.73865 | 0.66253 | 0.59365 | 0.5292 |  |  |  |  | QC_HOT_1.5 | 321.0972 | 292.5382 | 266.5193 | 242.8146 | 221.2182 | 201.5426 | 183.617 | 167.2858 | 152.407 | 138.8517 | 126.5019 | 115.2506 | 105 | 105 | 105 | 105 | 105 | 105 | 105 | 105 | 105 | 105 | 105 | 105 | 105 | 105 | 105 | 105 | 105 | 105 | 105
[1349 empty] | ON_HOT_1.5 | 36.9393 | 34.7158 | 31.7484 | 28.9547 | 26.3205 | 23.8756 | 21.4018 | 19.1632 | 17.0686 | 15.1145 | 13.2391 | 11.6609 | 10.1421 | 8.7353 | 7.4345 | 6.2379 | 5.1261 | 4.1149 | 3.2643 | 2.5888 | 2.0523 | 1.7519 | 1.5252 | 1.3283 | 1.1588 | 1.0028 | 0.89029 | 0.78423 | 0.69154 | 0.60768 | 0.5292 |  |  |  |  | ON_HOT_1.5 | 359.1654 | 321.4871 | 287.7615 | 257.5739 | 230.5531 | 206.3669 | 184.7179 | 165.3401 | 147.9951 | 132.4696 | 118.5729 | 106.134 | 95 | 95 | 95 | 95 | 95 | 95 | 95 | 95 | 95 | 95 | 95 | 95 | 95 | 95 | 95 | 95 | 95 | 95 | 95
[1349 empty] | SK_HOT_1.5 | 132.5279 | 124.4669 | 113.7093 | 103.5813 | 94.0311 | 85.1676 | 76.1993 | 68.0837 | 60.4902 | 53.4058 | 46.6067 | 40.8852 | 35.3793 | 30.279 | 25.5631 | 21.225 | 17.1943 | 13.5285 | 10.4447 | 7.996 | 6.0511 | 4.9618 | 4.1399 | 3.4262 | 2.8117 | 2.2462 | 1.8383 | 1.4538 | 1.1177 | 0.81371 | 0.5292 |  |  |  |  | SK_HOT_1.5 | 433.6467 | 401.0772 | 370.9538 | 343.0929 | 317.3245 | 293.4914 | 271.4484 | 251.0609 | 232.2047 | 214.7647 | 198.6345 | 183.7159 | 169.9177 | 157.1558 | 145.3524 | 134.4355 | 124.3386 | 115 | 115 | 115 | 115 | 115 | 115 | 115 | 115 | 115 | 115 | 115 | 115 | 115 | 115
[1349 empty] | NL_HOT_1.5 | 31.6679 | 29.7663 | 27.2286 | 24.8394 | 22.5865 | 20.4955 | 18.3799 | 16.4654 | 14.6741 | 13.0029 | 11.399 | 10.0493 | 8.7504 | 7.5472 | 6.4348 | 5.4114 | 4.4605 | 3.5958 | 2.8683 | 2.2906 | 1.8318 | 1.5749 | 1.381 | 1.2126 | 1.0677 | 0.93424 | 0.83801 | 0.74731 | 0.66804 | 0.59632 | 0.5292 |  |  |  |  | NL_HOT_1.5 | 254.8916 | 236.7327 | 219.8675 | 204.2039 | 189.6561 | 176.1447 | 163.5959 | 151.9411 | 141.1166 | 131.0632 | 121.7261 | 113.0541 | 105 | 105 | 105 | 105 | 105 | 105 | 105 | 105 | 105 | 105 | 105 | 105 | 105 | 105 | 105 | 105 | 105 | 105 | 105
[1349 empty] | PE_HOT_1.5 | 24.0201 | 22.5855 | 20.6711 | 18.8686 | 17.1691 | 15.5917 | 13.9957 | 12.5514 | 11.2 | 9.9393 | 8.7293 | 7.7111 | 6.7312 | 5.8236 | 4.9843 | 4.2123 | 3.495 | 2.8426 | 2.2938 | 1.858 | 1.5119 | 1.318 | 1.1718 | 1.0448 | 0.93541 | 0.83476 | 0.76217 | 0.69374 | 0.63394 | 0.57983 | 0.5292 |  |  |  |  | PE_HOT_1.5 | 254.8916 | 232.124 | 211.39 | 192.508 | 175.3127 | 159.6532 | 145.3926 | 132.4057 | 120.5788 | 109.8084 | 100 | 100 | 100 | 100 | 100 | 100 | 100 | 100 | 100 | 100 | 100 | 100 | 100 | 100 | 100 | 100 | 100 | 100 | 100 | 100 | 100
[1349 empty] | NS_HOT_1.5 | 77.9067 | 73.1813 | 66.8752 | 60.9382 | 55.3399 | 50.1441 | 44.8869 | 40.1295 | 35.6783 | 31.5254 | 27.5397 | 24.1859 | 20.9583 | 17.9685 | 15.2041 | 12.661 | 10.2983 | 8.1494 | 6.3416 | 4.9062 | 3.7661 | 3.1276 | 2.6458 | 2.2274 | 1.8672 | 1.5357 | 1.2966 | 1.0712 | 0.8742 | 0.69598 | 0.5292 |  |  |  |  | NS_HOT_1.5 | 254.8916 | 240.5148 | 226.949 | 214.1483 | 202.0696 | 190.6722 | 179.9176 | 169.7696 | 160.194 | 151.1586 | 142.6327 | 134.5877 | 126.9965 | 119.8335 | 113.0745 | 106.6967 | 100.6786 | 95 | 95 | 95 | 95 | 95 | 95 | 95 | 95 | 95 | 95 | 95 | 95 | 95 | 95
[1349 empty] | NB_HOT_1.5 | 39.5645 | 37.1806 | 33.9993 | 31.0042 | 28.18 | 25.5588 | 22.9067 | 20.5067 | 18.2611 | 16.1661 | 14.1554 | 12.4635 | 10.8352 | 9.3269 | 7.9323 | 6.6495 | 5.4575 | 4.3734 | 3.4615 | 2.7373 | 2.1622 | 1.84 | 1.597 | 1.3859 | 1.2042 | 1.037 | 0.91632 | 0.80262 | 0.70325 | 0.61334 | 0.5292 |  |  |  |  | NB_HOT_1.5 | 254.8916 | 234.1068 | 215.0169 | 197.4837 | 181.3802 | 166.5898 | 153.0055 | 140.5289 | 129.0697 | 118.5449 | 108.8783 | 100 | 100 | 100 | 100 | 100 | 100 | 100 | 100 | 100 | 100 | 100 | 100 | 100 | 100 | 100 | 100 | 100 | 100 | 100 | 100
[1349 empty] | BC_HOT_1.5 | 25.7279 | 24.189 | 22.1354 | 20.2019 | 18.3788 | 16.6867 | 14.9747 | 13.4254 | 11.9758 | 10.6234 | 9.3254 | 8.2332 | 7.1821 | 6.2085 | 5.3082 | 4.48 | 3.7106 | 3.0108 | 2.4221 | 1.9546 | 1.5833 | 1.3754 | 1.2185 | 1.0822 | 0.96494 | 0.85698 | 0.7791 | 0.7057 | 0.64156 | 0.58352 | 0.5292 |  |  |  |  | BC_HOT_1.5 | 268.1327 | 244.8166 | 223.528 | 204.0906 | 186.3434 | 170.1395 | 155.3446 | 141.8362 | 129.5025 | 118.2413 | 107.9594 | 98.5715 | 90 | 90 | 90 | 90 | 90 | 90 | 90 | 90 | 90 | 90 | 90 | 90 | 90 | 90 | 90 | 90 | 90 | 90 | 90
[1349 empty] | TER_HOT_1.5 | 35.2702 | 33.1486 | 30.3173 | 27.6517 | 25.1382 | 22.8053 | 20.445 | 18.309 | 16.3105 | 14.4459 | 12.6564 | 11.1506 | 9.7015 | 8.3591 | 7.1179 | 5.9762 | 4.9153 | 3.9505 | 3.1389 | 2.4944 | 1.9825 | 1.6958 | 1.4795 | 1.2917 | 1.1299 | 0.9811 | 0.87374 | 0.77254 | 0.6841 | 0.60408 | 0.5292 |  |  |  |  | TER_HOT_1.5 | 268.1327 | 245.5894 | 224.9413 | 206.0293 | 188.7073 | 172.8417 | 158.31 | 145 | 145 | 145 | 145 | 145 | 145 | 145 | 145 | 145 | 145 | 145 | 145 | 145 | 145 | 145 | 145 | 145 | 145 | 145 | 145 | 145 | 145 | 145 | 145
[1349 empty] | AB_SDW_1.5 | 99.8631 | 93.7907 | 85.6869 | 78.0573 | 70.8631 | 64.1861 | 57.4303 | 51.3167 | 45.5964 | 40.2597 | 35.1378 | 30.8278 | 26.6801 | 22.838 | 19.2855 | 16.0176 | 12.9812 | 10.2197 | 7.8967 | 6.052 | 4.5869 | 3.7663 | 3.1472 | 2.6095 | 2.1467 | 1.7206 | 1.4134 | 1.1237 | 0.87058 | 0.64155 | 0.42723 |  |  |  |  | AB_SDW_1.5 | 369.6918 | 340.209 | 313.0775 | 288.1097 | 265.1331 | 243.9889 | 224.5309 | 206.6246 | 190.1464 | 174.9823 | 161.0276 | 148.1857 | 136.3679 | 125.4927 | 115.4847 | 106.2748 | 97.7995 | 90 | 90 | 90 | 90 | 90 | 90 | 90 | 90 | 90 | 90 | 90 | 90 | 90 | 90
[1349 empty] | MB_SDW_1.5 | 29.3107 | 27.5468 | 25.1929 | 22.9767 | 20.887 | 18.9475 | 16.9851 | 15.2092 | 13.5477 | 11.9975 | 10.5097 | 9.2578 | 8.053 | 6.937 | 5.9051 | 4.9558 | 4.0738 | 3.2717 | 2.5969 | 2.0611 | 1.6355 | 1.3971 | 1.2173 | 1.0611 | 0.92669 | 0.80293 | 0.71367 | 0.62954 | 0.55601 | 0.48949 | 0.42723 |  |  |  |  | MB_SDW_1.5 | 309.1575 | 280.2045 | 253.963 | 230.179 | 208.6224 | 189.0847 | 171.3767 | 155.327 | 140.7804 | 127.5962 | 115.6466 | 104.8162 | 95 | 95 | 95 | 95 | 95 | 95 | 95 | 95 | 95 | 95 | 95 | 95 | 95 | 95 | 95 | 95 | 95 | 95 | 95
[1349 empty] | QC_SDW_1.5 | 22.3338 | 20.996 | 19.2106 | 17.5298 | 15.9448 | 14.4738 | 12.9855 | 11.6386 | 10.3784 | 9.2027 | 8.0743 | 7.1247 | 6.211 | 5.3645 | 4.5819 | 3.8619 | 3.193 | 2.5846 | 2.0728 | 1.6664 | 1.3437 | 1.1629 | 1.0265 | 0.90801 | 0.80604 | 0.71218 | 0.64448 | 0.58067 | 0.52491 | 0.47445 | 0.42723 |  |  |  |  | QC_SDW_1.5 | 235.6515 | 214.7885 | 195.7725 | 178.4401 | 162.6422 | 148.243 | 135.1185 | 123.156 | 112.2526 | 102.3145 | 93.2563 | 85 | 85 | 85 | 85 | 85 | 85 | 85 | 85 | 85 | 85 | 85 | 85 | 85 | 85 | 85 | 85 | 85 | 85 | 85 | 85
[1349 empty] | ON_SDW_1.5 | 33.7972 | 31.7594 | 29.0398 | 26.4794 | 24.065 | 21.8243 | 19.5571 | 17.5054 | 15.5857 | 13.7947 | 12.0759 | 10.6295 | 9.2375 | 7.9481 | 6.7559 | 5.6592 | 4.6403 | 3.7135 | 2.9339 | 2.3149 | 1.8232 | 1.5478 | 1.34 | 1.1596 | 1.0043 | 0.86129 | 0.75817 | 0.66097 | 0.57602 | 0.49916 | 0.42723 |  |  |  |  | ON_SDW_1.5 | 328.6149 | 294.7729 | 264.416 | 237.1854 | 212.7591 | 190.8483 | 171.194 | 153.5638 | 137.7492 | 123.5632 | 110.8382 | 99.4236 | 89.1846 | 80 | 80 | 80 | 80 | 80 | 80 | 80 | 80 | 80 | 80 | 80 | 80 | 80 | 80 | 80 | 80 | 80 | 80
[1349 empty] | SK_SDW_1.5 | 106.3753 | 99.9052 | 91.2707 | 83.1414 | 75.476 | 68.3618 | 61.1635 | 54.6495 | 48.5546 | 42.8684 | 37.4111 | 32.8188 | 28.3995 | 24.3057 | 20.5206 | 17.0386 | 13.8034 | 10.861 | 8.3858 | 6.4204 | 4.8594 | 3.985 | 3.3253 | 2.7525 | 2.2593 | 1.8054 | 1.4779 | 1.1693 | 0.89962 | 0.65559 | 0.42723 |  |  |  |  | SK_SDW_1.5 | 348.0724 | 322.4752 | 298.7604 | 276.7896 | 256.4345 | 237.5763 | 220.105 | 203.9185 | 188.9223 | 175.029 | 162.1574 | 150.2323 | 139.1842 | 128.9486 | 119.4658 | 110.6803 | 102.5408 | 95 | 95 | 95 | 95 | 95 | 95 | 95 | 95 | 95 | 95 | 95 | 95 | 95 | 95
[1349 empty] | NL_SDW_1.5 | 21.7567 | 20.4541 | 18.7158 | 17.0793 | 15.5361 | 14.1038 | 12.6547 | 11.3433 | 10.1162 | 8.9715 | 7.8728 | 6.9483 | 6.0586 | 5.2345 | 4.4724 | 3.7714 | 3.1201 | 2.5278 | 2.0295 | 1.6338 | 1.3195 | 1.1435 | 1.0107 | 0.89535 | 0.79606 | 0.70468 | 0.63876 | 0.57663 | 0.52233 | 0.47321 | 0.42723 |  |  |  |  | NL_SDW_1.5 | 175.1172 | 163.9802 | 153.5516 | 143.7861 | 134.6417 | 126.0789 | 118.0607 | 110.5523 | 103.5215 | 96.9379 | 90.7729 | 85 | 85 | 85 | 85 | 85 | 85 | 85 | 85 | 85 | 85 | 85 | 85 | 85 | 85 | 85 | 85 | 85 | 85 | 85 | 85
[1349 empty] | PE_SDW_1.5 | 16.5024 | 15.5207 | 14.2106 | 12.9772 | 11.8142 | 10.7347 | 9.6426 | 8.6542 | 7.7295 | 6.8667 | 6.0387 | 5.3419 | 4.6714 | 4.0502 | 3.4759 | 2.9476 | 2.4568 | 2.0103 | 1.6348 | 1.3366 | 1.0997 | 0.96704 | 0.86695 | 0.78003 | 0.70521 | 0.63633 | 0.58665 | 0.53983 | 0.49891 | 0.46188 | 0.42723 |  |  |  |  | PE_SDW_1.5 | 175.1172 | 160.5182 | 147.1364 | 134.8701 | 123.6265 | 113.3202 | 103.8731 | 95.2135 | 87.2759 | 80 | 80 | 80 | 80 | 80 | 80 | 80 | 80 | 80 | 80 | 80 | 80 | 80 | 80 | 80 | 80 | 80 | 80 | 80 | 80 | 80 | 80
[1349 empty] | NS_SDW_1.5 | 53.5239 | 50.2813 | 45.9541 | 41.8801 | 38.0385 | 34.4731 | 30.8656 | 27.6011 | 24.5466 | 21.6969 | 18.962 | 16.6605 | 14.4457 | 12.3941 | 10.4972 | 8.7521 | 7.1308 | 5.6562 | 4.4158 | 3.4307 | 2.6484 | 2.2102 | 1.8796 | 1.5925 | 1.3454 | 1.1179 | 0.9538 | 0.79914 | 0.66397 | 0.54168 | 0.42723 |  |  |  |  | NS_SDW_1.5 | 175.1172 | 166.7492 | 158.7811 | 151.1938 | 143.969 | 137.0895 | 130.5387 | 124.3009 | 118.3612 | 112.7053 | 107.3197 | 102.1915 | 97.3083 | 92.6584 | 88.2307 | 84.0146 | 80 | 80 | 80 | 80 | 80 | 80 | 80 | 80 | 80 | 80 | 80 | 80 | 80 | 80 | 80
[1349 empty] | NB_SDW_1.5 | 27.1818 | 25.5479 | 23.3675 | 21.3147 | 19.379 | 17.5824 | 15.7647 | 14.1197 | 12.5806 | 11.1447 | 9.7666 | 8.6069 | 7.4909 | 6.4572 | 5.5013 | 4.622 | 3.8051 | 3.062 | 2.437 | 1.9407 | 1.5465 | 1.3257 | 1.1591 | 1.0144 | 0.88988 | 0.77524 | 0.69256 | 0.61463 | 0.54652 | 0.4849 | 0.42723 |  |  |  |  | NB_SDW_1.5 | 175.1172 | 157.9372 | 142.4427 | 128.4683 | 115.8648 | 104.4979 | 94.2461 | 85 | 85 | 85 | 85 | 85 | 85 | 85 | 85 | 85 | 85 | 85 | 85 | 85 | 85 | 85 | 85 | 85 | 85 | 85 | 85 | 85 | 85 | 85 | 85
[1349 empty] | BC_SDW_1.5 | 19.0847 | 17.9453 | 16.4248 | 14.9932 | 13.6433 | 12.3905 | 11.1229 | 9.9758 | 8.9025 | 7.9011 | 6.9401 | 6.1314 | 5.3531 | 4.6322 | 3.9657 | 3.3525 | 2.7828 | 2.2646 | 1.8287 | 1.4826 | 1.2077 | 1.0538 | 0.93758 | 0.8367 | 0.74986 | 0.66992 | 0.61226 | 0.55791 | 0.51042 | 0.46745 | 0.42723 |  |  |  |  | BC_SDW_1.5 | 198.8985 | 180.8844 | 164.5019 | 149.6031 | 136.0537 | 123.7314 | 112.5252 | 102.3338 | 93.0656 | 84.6367 | 76.9712 | 70 | 70 | 70 | 70 | 70 | 70 | 70 | 70 | 70 | 70 | 70 | 70 | 70 | 70 | 70 | 70 | 70 | 70 | 70 | 70
[1349 empty] | TER_SDW_1.5 | 26.1631 | 24.5915 | 22.4941 | 20.5194 | 18.6574 | 16.9292 | 15.1807 | 13.5984 | 12.1179 | 10.7366 | 9.411 | 8.2955 | 7.222 | 6.2276 | 5.3081 | 4.4623 | 3.6764 | 2.9617 | 2.3605 | 1.883 | 1.5038 | 1.2915 | 1.1312 | 0.99205 | 0.87226 | 0.76199 | 0.68246 | 0.60749 | 0.54198 | 0.4827 | 0.42723 |  |  |  |  | TER_SDW_1.5 | 198.8985 | 181.5415 | 165.6992 | 151.2393 | 138.0413 | 125.995 | 115 | 115 | 115 | 115 | 115 | 115 | 115 | 115 | 115 | 115 | 115 | 115 | 115 | 115 | 115 | 115 | 115 | 115 | 115 | 115 | 115 | 115 | 115 | 115 | 115
[1349 empty] | AB_RFW_1.5 | 92.355 | 86.7451 | 79.2585 | 72.21 | 65.5637 | 59.3953 | 53.154 | 47.506 | 42.2214 | 37.2912 | 32.5594 | 28.5776 | 24.7459 | 21.1964 | 17.9144 | 14.8954 | 12.0903 | 9.5391 | 7.393 | 5.6888 | 4.3353 | 3.5772 | 3.0052 | 2.5085 | 2.0809 | 1.6874 | 1.4035 | 1.1359 | 0.90203 | 0.69045 | 0.49245 |  |  |  |  | AB_RFW_1.5 | 341.8969 | 317.5784 | 294.9897 | 274.0077 | 254.5181 | 236.4147 | 219.599 | 203.9794 | 189.4708 | 175.9941 | 163.476 | 151.8483 | 141.0476 | 131.0152 | 121.6963 | 113.0403 | 105 | 105 | 105 | 105 | 105 | 105 | 105 | 105 | 105 | 105 | 105 | 105 | 105 | 105 | 105
[1349 empty] | MB_RFW_1.5 | 33.3875 | 31.3786 | 28.6977 | 26.1738 | 23.7938 | 21.5849 | 19.35 | 17.3275 | 15.4352 | 13.6697 | 11.9753 | 10.5495 | 9.1773 | 7.9063 | 6.7311 | 5.65 | 4.6455 | 3.732 | 2.9635 | 2.3532 | 1.8685 | 1.5971 | 1.3922 | 1.2144 | 1.0613 | 0.92033 | 0.81867 | 0.72285 | 0.63912 | 0.56335 | 0.49245 |  |  |  |  | MB_RFW_1.5 | 352.1577 | 319.6135 | 290.0769 | 263.2698 | 238.9401 | 216.8588 | 196.8181 | 178.6294 | 162.1216 | 147.1393 | 133.5417 | 121.2006 | 110 | 110 | 110 | 110 | 110 | 110 | 110 | 110 | 110 | 110 | 110 | 110 | 110 | 110 | 110 | 110 | 110 | 110 | 110
[1349 empty] | QC_RFW_1.5 | 31.3782 | 29.492 | 26.9749 | 24.6051 | 22.3705 | 20.2966 | 18.1981 | 16.2992 | 14.5224 | 12.8648 | 11.2739 | 9.9352 | 8.6468 | 7.4534 | 6.35 | 5.335 | 4.3918 | 3.5341 | 2.8125 | 2.2396 | 1.7845 | 1.5296 | 1.3373 | 1.1703 | 1.0265 | 0.89419 | 0.79875 | 0.70878 | 0.63016 | 0.55902 | 0.49245 |  |  |  |  | QC_RFW_1.5 | 331.0819 | 298.3672 | 268.8852 | 242.3162 | 218.3726 | 196.7949 | 177.3493 | 159.8252 | 144.0326 | 129.8006 | 116.9748 | 105.4163 | 95 | 95 | 95 | 95 | 95 | 95 | 95 | 95 | 95 | 95 | 95 | 95 | 95 | 95 | 95 | 95 | 95 | 95 | 95
[1349 empty] | ON_RFW_1.5 | 33.4047 | 31.3948 | 28.7125 | 26.1872 | 23.806 | 21.596 | 19.3598 | 17.3363 | 15.443 | 13.6766 | 11.9813 | 10.5547 | 9.1819 | 7.9102 | 6.7343 | 5.6527 | 4.6477 | 3.7337 | 2.9648 | 2.3542 | 1.8693 | 1.5976 | 1.3927 | 1.2148 | 1.0616 | 0.92055 | 0.81884 | 0.72297 | 0.63919 | 0.56339 | 0.49245 |  |  |  |  | ON_RFW_1.5 | 324.7979 | 291.854 | 262.2516 | 235.6517 | 211.7498 | 190.2722 | 170.9731 | 153.6315 | 138.0488 | 124.0467 | 111.4648 | 100.159 | 90 | 90 | 90 | 90 | 90 | 90 | 90 | 90 | 90 | 90 | 90 | 90 | 90 | 90 | 90 | 90 | 90 | 90 | 90
[1349 empty] | SK_RFW_1.5 | 107.6913 | 101.1448 | 92.4084 | 84.1832 | 76.4273 | 69.229 | 61.9457 | 55.3548 | 49.188 | 43.4346 | 37.9129 | 33.2664 | 28.7949 | 24.6528 | 20.823 | 17.2999 | 14.0266 | 11.0494 | 8.545 | 6.5564 | 4.9769 | 4.0922 | 3.4247 | 2.8451 | 2.3461 | 1.8868 | 1.5556 | 1.2433 | 0.97041 | 0.7235 | 0.49245 |  |  |  |  | SK_RFW_1.5 | 352.3785 | 329.0541 | 307.2735 | 286.9346 | 267.942 | 250.2065 | 233.645 | 218.1797 | 203.7381 | 190.2523 | 177.6593 | 165.8997 | 154.9186 | 144.6643 | 135.0887 | 126.147 | 117.7972 | 110 | 110 | 110 | 110 | 110 | 110 | 110 | 110 | 110 | 110 | 110 | 110 | 110 | 110
[1349 empty] | NL_RFW_1.5 | 41.8355 | 39.3107 | 35.9414 | 32.7692 | 29.778 | 27.0019 | 24.1929 | 21.6511 | 19.2727 | 17.0538 | 14.9243 | 13.1323 | 11.4078 | 9.8103 | 8.3333 | 6.9745 | 5.7121 | 4.5639 | 3.5981 | 2.8311 | 2.222 | 1.8808 | 1.6233 | 1.3998 | 1.2074 | 1.0302 | 0.90245 | 0.78203 | 0.67678 | 0.58156 | 0.49245 |  |  |  |  | NL_RFW_1.5 | 336.7293 | 308.7578 | 283.1099 | 259.5925 | 238.0286 | 218.256 | 200.1259 | 183.5018 | 168.2587 | 154.2818 | 141.4659 | 129.7146 | 118.9394 | 109.0594 | 100 | 100 | 100 | 100 | 100 | 100 | 100 | 100 | 100 | 100 | 100 | 100 | 100 | 100 | 100 | 100 | 100
[1349 empty] | PE_RFW_1.5 | 31.3935 | 29.5064 | 26.988 | 24.617 | 22.3813 | 20.3064 | 18.2069 | 16.307 | 14.5294 | 12.8709 | 11.2792 | 9.9398 | 8.6509 | 7.4569 | 6.3529 | 5.3373 | 4.3938 | 3.5356 | 2.8137 | 2.2404 | 1.7851 | 1.5301 | 1.3377 | 1.1706 | 1.0268 | 0.89439 | 0.7989 | 0.70889 | 0.63022 | 0.55905 | 0.49245 |  |  |  |  | PE_RFW_1.5 | 333.1351 | 301.2305 | 272.3815 | 246.2954 | 222.7075 | 201.3787 | 182.0925 | 164.6534 | 148.8845 | 134.6257 | 121.7325 | 110.0741 | 99.5323 | 90 | 90 | 90 | 90 | 90 | 90 | 90 | 90 | 90 | 90 | 90 | 90 | 90 | 90 | 90 | 90 | 90 | 90
[1349 empty] | NS_RFW_1.5 | 99.4335 | 93.3912 | 85.3278 | 77.7362 | 70.5778 | 63.934 | 57.2118 | 51.1286 | 45.4369 | 40.1267 | 35.0303 | 30.7417 | 26.6147 | 22.7917 | 19.2569 | 16.0052 | 12.984 | 10.2362 | 7.9247 | 6.0892 | 4.6315 | 3.8149 | 3.1989 | 2.6639 | 2.2033 | 1.7794 | 1.4737 | 1.1855 | 0.93359 | 0.7057 | 0.49245 |  |  |  |  | NS_RFW_1.5 | 325.3221 | 302.9073 | 282.0368 | 262.6043 | 244.5107 | 227.6637 | 211.9776 | 197.3722 | 183.7731 | 171.1111 | 159.3214 | 148.3441 | 138.1231 | 128.6063 | 119.7453 | 111.4947 | 103.8127 | 96.6599 | 90 | 90 | 90 | 90 | 90 | 90 | 90 | 90 | 90 | 90 | 90 | 90 | 90
[1349 empty] | NB_RFW_1.5 | 51.8709 | 48.7333 | 44.5461 | 40.6039 | 36.8866 | 33.4366 | 29.9459 | 26.787 | 23.8313 | 21.0739 | 18.4274 | 16.2004 | 14.0573 | 12.0721 | 10.2365 | 8.548 | 6.9791 | 5.5522 | 4.3519 | 3.3988 | 2.6418 | 2.2178 | 1.8978 | 1.62 | 1.3809 | 1.1608 | 1.002 | 0.85232 | 0.72153 | 0.60319 | 0.49245 |  |  |  |  | NB_RFW_1.5 | 334.1754 | 307.2966 | 282.5797 | 259.8509 | 238.9503 | 219.7307 | 202.0571 | 185.805 | 170.8601 | 157.1173 | 144.4798 | 132.8589 | 122.1726 | 112.3459 | 103.3095 | 95 | 95 | 95 | 95 | 95 | 95 | 95 | 95 | 95 | 95 | 95 | 95 | 95 | 95 | 95 | 95
[1349 empty] | BC_RFW_1.5 | 29.4691 | 27.6995 | 25.338 | 23.1147 | 21.0182 | 19.0725 | 17.1037 | 15.3222 | 13.6552 | 12.1001 | 10.6075 | 9.3515 | 8.1428 | 7.0232 | 5.988 | 5.0356 | 4.1508 | 3.3461 | 2.6691 | 2.1316 | 1.7046 | 1.4655 | 1.2851 | 1.1284 | 0.99352 | 0.86936 | 0.77981 | 0.69541 | 0.62164 | 0.5549 | 0.49245 |  |  |  |  | BC_RFW_1.5 | 307.1238 | 278.2265 | 252.0482 | 228.333 | 206.8491 | 187.3867 | 169.7554 | 153.7831 | 139.3137 | 126.2056 | 114.331 | 103.5735 | 93.8283 | 85 | 85 | 85 | 85 | 85 | 85 | 85 | 85 | 85 | 85 | 85 | 85 | 85 | 85 | 85 | 85 | 85 | 85
[1349 empty] | TER_RFW_1.5 | 48.9066 | 45.95 | 42.0044 | 38.2896 | 34.7868 | 31.5359 | 28.2465 | 25.2699 | 22.4848 | 19.8864 | 17.3926 | 15.2941 | 13.2747 | 11.404 | 9.6743 | 8.0832 | 6.6048 | 5.2603 | 4.1292 | 3.2311 | 2.5178 | 2.1182 | 1.8168 | 1.555 | 1.3296 | 1.1222 | 0.97258 | 0.83156 | 0.70831 | 0.5968 | 0.49245 |  |  |  |  | TER_RFW_1.5 | 371.8 | 343.9261 | 318.1419 | 294.2907 | 272.2277 | 251.8187 | 232.9398 | 215.4763 | 199.322 | 184.3788 | 170.5558 | 157.7692 | 145.9412 | 135 | 135 | 135 | 135 | 135 | 135 | 135 | 135 | 135 | 135 | 135 | 135 | 135 | 135 | 135 | 135 | 135 | 135
[1349 empty] | AB_IHC_1.5 | 242.8897 | 228.1252 | 208.4219 | 189.8714 | 172.3795 | 156.1452 | 139.7191 | 124.8546 | 110.9465 | 97.9709 | 85.5176 | 75.0384 | 64.9538 | 55.6121 | 46.9746 | 39.029 | 31.6465 | 24.9321 | 19.2839 | 14.7989 | 11.2367 | 9.2415 | 7.7361 | 6.4289 | 5.3035 | 4.2677 | 3.5205 | 2.8163 | 2.2008 | 1.644 | 1.1229 |  |  |  |  | AB_IHC_1.5 | 899.1739 | 830.9268 | 767.8596 | 709.5792 | 655.7223 | 605.9531 | 559.9614 | 517.4605 | 478.1853 | 441.8912 | 408.3517 | 377.3579 | 348.7165 | 322.249 | 297.7904 | 275.1881 | 254.3014 | 235 | 235 | 235 | 235 | 235 | 235 | 235 | 235 | 235 | 235 | 235 | 235 | 235 | 235
[1349 empty] | MB_IHC_1.5 | 79.1898 | 74.4223 | 68.06 | 62.0701 | 56.4219 | 51.1798 | 45.8758 | 41.076 | 36.5851 | 32.3952 | 28.3741 | 24.9903 | 21.734 | 18.7175 | 15.9285 | 13.3628 | 10.979 | 8.8109 | 6.9871 | 5.5389 | 4.3886 | 3.7444 | 3.2583 | 2.8362 | 2.4728 | 2.1383 | 1.8971 | 1.6697 | 1.4709 | 1.2911 | 1.1229 |  |  |  |  | MB_IHC_1.5 | 835.262 | 754.11 | 680.8424 | 614.6934 | 554.9713 | 501.0516 | 452.3706 | 408.4194 | 368.7383 | 332.9126 | 300.5676 | 271.3652 | 245 | 245 | 245 | 245 | 245 | 245 | 245 | 245 | 245 | 245 | 245 | 245 | 245 | 245 | 245 | 245 | 245 | 245 | 245
[1349 empty] | QC_IHC_1.5 | 68.927 | 64.7863 | 59.2604 | 54.0579 | 49.1523 | 44.5993 | 39.9926 | 35.8238 | 31.9232 | 28.2842 | 24.7916 | 21.8527 | 19.0244 | 16.4045 | 13.9821 | 11.7537 | 9.6833 | 7.8002 | 6.2162 | 4.9583 | 3.9593 | 3.3998 | 2.9776 | 2.611 | 2.2953 | 2.0048 | 1.7953 | 1.5978 | 1.4252 | 1.269 | 1.1229 |  |  |  |  | QC_IHC_1.5 | 727.273 | 658.3011 | 595.8702 | 539.36 | 488.2091 | 441.9091 | 400.0001 | 362.0655 | 327.7285 | 296.648 | 268.515 | 243.05 | 220 | 220 | 220 | 220 | 220 | 220 | 220 | 220 | 220 | 220 | 220 | 220 | 220 | 220 | 220 | 220 | 220 | 220 | 220
[1349 empty] | ON_IHC_1.5 | 83.1847 | 78.1733 | 71.4855 | 65.189 | 59.2518 | 53.7414 | 48.166 | 43.1206 | 38.3998 | 33.9956 | 29.7686 | 26.2117 | 22.7887 | 19.6179 | 16.6861 | 13.9892 | 11.4834 | 9.2043 | 7.2872 | 5.7649 | 4.5558 | 3.8785 | 3.3676 | 2.9239 | 2.5419 | 2.1903 | 1.9367 | 1.6977 | 1.4888 | 1.2997 | 1.1229 |  |  |  |  | ON_IHC_1.5 | 808.8157 | 726.3922 | 652.3681 | 585.8876 | 526.1819 | 472.5605 | 424.4035 | 381.1541 | 342.312 | 307.4282 | 276.0993 | 247.963 | 222.694 | 200 | 200 | 200 | 200 | 200 | 200 | 200 | 200 | 200 | 200 | 200 | 200 | 200 | 200 | 200 | 200 | 200 | 200
[1349 empty] | SK_IHC_1.5 | 251.2255 | 235.9519 | 215.5692 | 196.3792 | 178.2842 | 161.4901 | 144.4977 | 129.1207 | 114.7331 | 101.31 | 88.4274 | 77.5869 | 67.1546 | 57.4908 | 48.5555 | 40.3359 | 32.6989 | 25.753 | 19.9101 | 15.2704 | 11.5854 | 9.5214 | 7.9641 | 6.6118 | 5.4477 | 4.3761 | 3.6032 | 2.8747 | 2.238 | 1.6619 | 1.1229 |  |  |  |  | SK_IHC_1.5 | 822.0389 | 765.5389 | 712.9223 | 663.9221 | 618.2898 | 575.7938 | 536.2186 | 499.3635 | 465.0415 | 433.0786 | 403.3124 | 375.5922 | 349.7772 | 325.7365 | 303.3481 | 282.4986 | 263.082 | 245 | 245 | 245 | 245 | 245 | 245 | 245 | 245 | 245 | 245 | 245 | 245 | 245 | 245
[1349 empty] | NL_IHC_1.5 | 70.0951 | 65.883 | 60.262 | 54.9699 | 49.9797 | 45.3483 | 40.6622 | 36.4216 | 32.4538 | 28.7521 | 25.1994 | 22.2098 | 19.3328 | 16.6678 | 14.2036 | 11.9369 | 9.8308 | 7.9153 | 6.3039 | 5.0244 | 4.0082 | 3.439 | 3.0095 | 2.6366 | 2.3155 | 2.02 | 1.8069 | 1.606 | 1.4304 | 1.2715 | 1.1229 |  |  |  |  | NL_IHC_1.5 | 564.1875 | 522.5807 | 484.0423 | 448.3459 | 415.2821 | 384.6565 | 356.2895 | 330.0144 | 305.6771 | 283.1345 | 262.2543 | 242.914 | 225 | 225 | 225 | 225 | 225 | 225 | 225 | 225 | 225 | 225 | 225 | 225 | 225 | 225 | 225 | 225 | 225 | 225 | 225
[1349 empty] | PE_IHC_1.5 | 53.167 | 49.9887 | 45.7473 | 41.754 | 37.9886 | 34.4939 | 30.9579 | 27.7581 | 24.7642 | 21.9709 | 19.2902 | 17.0344 | 14.8635 | 12.8525 | 10.9932 | 9.2828 | 7.6936 | 6.2482 | 5.0323 | 4.0668 | 3.3 | 2.8705 | 2.5465 | 2.2651 | 2.0228 | 1.7998 | 1.639 | 1.4874 | 1.3549 | 1.235 | 1.1229 |  |  |  |  | PE_IHC_1.5 | 564.1875 | 515.7093 | 471.3965 | 430.8914 | 393.8667 | 360.0234 | 329.088 | 300.8109 | 274.9635 | 251.337 | 229.7407 | 210 | 210 | 210 | 210 | 210 | 210 | 210 | 210 | 210 | 210 | 210 | 210 | 210 | 210 | 210 | 210 | 210 | 210 | 210 | 210
[1349 empty] | NS_IHC_1.5 | 172.4418 | 161.9795 | 148.0175 | 134.8724 | 122.4774 | 110.9736 | 99.3339 | 88.8007 | 78.9452 | 69.7506 | 60.926 | 53.5003 | 46.3542 | 39.7346 | 33.614 | 27.9836 | 22.7523 | 17.9944 | 13.992 | 10.8139 | 8.2897 | 6.8758 | 5.8091 | 4.8828 | 4.0853 | 3.3513 | 2.8219 | 2.3228 | 1.8867 | 1.4921 | 1.1229 |  |  |  |  | NS_IHC_1.5 | 564.1875 | 530.7986 | 499.3856 | 469.8317 | 442.0267 | 415.8673 | 391.2561 | 368.1013 | 346.3168 | 325.8216 | 306.5393 | 288.3981 | 271.3305 | 255.273 | 240.1658 | 225.9527 | 212.5806 | 200 | 200 | 200 | 200 | 200 | 200 | 200 | 200 | 200 | 200 | 200 | 200 | 200 | 200
[1349 empty] | NB_IHC_1.5 | 87.5736 | 82.2941 | 75.2486 | 68.6154 | 62.3606 | 56.5556 | 50.682 | 45.3667 | 40.3935 | 35.7537 | 31.3007 | 27.5535 | 23.9475 | 20.6071 | 17.5185 | 14.6773 | 12.0375 | 9.6366 | 7.6169 | 6.0131 | 4.7394 | 4.0259 | 3.4876 | 3.0202 | 2.6178 | 2.2474 | 1.9802 | 1.7284 | 1.5083 | 1.3092 | 1.1229 |  |  |  |  | NB_IHC_1.5 | 564.1875 | 520.6047 | 480.3886 | 443.2791 | 409.0363 | 377.4387 | 348.282 | 321.3776 | 296.5515 | 273.6432 | 252.5046 | 232.9989 | 215 | 215 | 215 | 215 | 215 | 215 | 215 | 215 | 215 | 215 | 215 | 215 | 215 | 215 | 215 | 215 | 215 | 215 | 215
[1349 empty] | BC_IHC_1.5 | 50.7515 | 47.7207 | 43.6761 | 39.8682 | 36.2775 | 32.945 | 29.5732 | 26.5219 | 23.6669 | 21.0033 | 18.447 | 16.2958 | 14.2257 | 12.3081 | 10.5351 | 8.904 | 7.3886 | 6.0103 | 4.8509 | 3.9302 | 3.199 | 2.7894 | 2.4804 | 2.2121 | 1.9811 | 1.7684 | 1.615 | 1.4705 | 1.3441 | 1.2298 | 1.1229 |  |  |  |  | BC_IHC_1.5 | 528.9258 | 480.7507 | 436.9635 | 397.1644 | 360.9903 | 328.1109 | 298.2262 | 271.0635 | 246.3747 | 223.9347 | 203.5385 | 185 | 185 | 185 | 185 | 185 | 185 | 185 | 185 | 185 | 185 | 185 | 185 | 185 | 185 | 185 | 185 | 185 | 185 | 185 | 185
[1349 empty] | TER_IHC_1.5 | 69.575 | 65.3946 | 59.816 | 54.5638 | 49.6112 | 45.0148 | 40.364 | 36.1554 | 32.2175 | 28.5437 | 25.0178 | 22.0508 | 19.1955 | 16.5505 | 14.105 | 11.8553 | 9.7651 | 7.8641 | 6.2649 | 4.995 | 3.9864 | 3.4215 | 2.9953 | 2.6252 | 2.3065 | 2.0133 | 1.8017 | 1.6023 | 1.4281 | 1.2704 | 1.1229 |  |  |  |  | TER_IHC_1.5 | 528.9258 | 482.5537 | 440.2471 | 401.6496 | 366.436 | 334.3097 | 305 | 305 | 305 | 305 | 305 | 305 | 305 | 305 | 305 | 305 | 305 | 305 | 305 | 305 | 305 | 305 | 305 | 305 | 305 | 305 | 305 | 305 | 305 | 305 | 305
[1349 empty] | AB_OHC_1.5 | 82.8382 | 77.8028 | 71.0829 | 64.7562 | 58.7905 | 53.2538 | 47.6516 | 42.582 | 37.8386 | 33.4132 | 29.166 | 25.5921 | 22.1527 | 18.9667 | 16.0208 | 13.3109 | 10.7931 | 8.5032 | 6.5768 | 5.0472 | 3.8323 | 3.1518 | 2.6384 | 2.1926 | 1.8088 | 1.4555 | 1.2007 | 0.9605 | 0.7506 | 0.56068 | 0.38296 |  |  |  |  | AB_OHC_1.5 | 306.6659 | 283.3593 | 261.824 | 241.9254 | 223.5391 | 206.5502 | 190.8524 | 176.3476 | 162.9452 | 150.5614 | 139.1188 | 128.5458 | 118.7763 | 109.7493 | 101.4084 | 93.7014 | 86.5801 | 80 | 80 | 80 | 80 | 80 | 80 | 80 | 80 | 80 | 80 | 80 | 80 | 80 | 80
[1349 empty] | MB_OHC_1.5 | 27.0079 | 25.3819 | 23.2121 | 21.1692 | 19.2429 | 17.455 | 15.6461 | 14.0091 | 12.4775 | 11.0485 | 9.6771 | 8.523 | 7.4124 | 6.3837 | 5.4325 | 4.5574 | 3.7444 | 3.005 | 2.383 | 1.889 | 1.4968 | 1.277 | 1.1112 | 0.96729 | 0.84336 | 0.72928 | 0.647 | 0.56945 | 0.50167 | 0.44034 | 0.38296 |  |  |  |  | MB_OHC_1.5 | 284.8685 | 257.5584 | 232.8664 | 210.5417 | 190.3572 | 172.1078 | 155.6079 | 140.6899 | 127.2021 | 115.0073 | 103.9816 | 94.013 | 85 | 85 | 85 | 85 | 85 | 85 | 85 | 85 | 85 | 85 | 85 | 85 | 85 | 85 | 85 | 85 | 85 | 85 | 85
[1349 empty] | QC_OHC_1.5 | 23.5078 | 22.0956 | 20.2109 | 18.4366 | 16.7635 | 15.2107 | 13.6396 | 12.2178 | 10.8875 | 9.6464 | 8.4553 | 7.4529 | 6.4883 | 5.5948 | 4.7686 | 4.0086 | 3.3025 | 2.6603 | 2.12 | 1.6911 | 1.3503 | 1.1595 | 1.0155 | 0.89047 | 0.78283 | 0.68375 | 0.61229 | 0.54493 | 0.48606 | 0.4328 | 0.38296 |  |  |  |  | QC_OHC_1.5 | 248.0386 | 224.5076 | 203.209 | 183.9309 | 166.4817 | 150.6879 | 136.3924 | 123.4531 | 111.7414 | 101.1407 | 91.5456 | 82.8609 | 75 | 75 | 75 | 75 | 75 | 75 | 75 | 75 | 75 | 75 | 75 | 75 | 75 | 75 | 75 | 75 | 75 | 75 | 75
[1349 empty] | ON_OHC_1.5 | 28.3704 | 26.6612 | 24.3803 | 22.2329 | 20.208 | 18.3287 | 16.4271 | 14.7064 | 13.0964 | 11.5943 | 10.1527 | 8.9396 | 7.7722 | 6.6907 | 5.6909 | 4.771 | 3.9164 | 3.1392 | 2.4853 | 1.9661 | 1.5538 | 1.3228 | 1.1485 | 0.99719 | 0.86692 | 0.747 | 0.66051 | 0.57899 | 0.50774 | 0.44328 | 0.38296 |  |  |  |  | ON_OHC_1.5 | 275.849 | 248.2321 | 223.3802 | 201.0163 | 180.8914 | 162.7814 | 146.4844 | 131.819 | 118.6219 | 106.7459 | 96.059 | 86.442 | 77.7878 | 70 | 70 | 70 | 70 | 70 | 70 | 70 | 70 | 70 | 70 | 70 | 70 | 70 | 70 | 70 | 70 | 70 | 70
[1349 empty] | SK_OHC_1.5 | 85.6812 | 80.4721 | 73.5205 | 66.9757 | 60.8043 | 55.0767 | 49.2814 | 44.037 | 39.13 | 34.5521 | 30.1584 | 26.4612 | 22.9033 | 19.6074 | 16.56 | 13.7567 | 11.1521 | 8.7832 | 6.7904 | 5.208 | 3.9512 | 3.2473 | 2.7162 | 2.255 | 1.8579 | 1.4925 | 1.2289 | 0.98041 | 0.76327 | 0.56681 | 0.38296 |  |  |  |  | SK_OHC_1.5 | 280.3588 | 261.3522 | 243.6342 | 227.1173 | 211.7202 | 197.3669 | 183.9867 | 171.5136 | 159.886 | 149.0468 | 138.9423 | 129.5229 | 120.7421 | 112.5565 | 104.9259 | 97.8126 | 91.1815 | 85 | 85 | 85 | 85 | 85 | 85 | 85 | 85 | 85 | 85 | 85 | 85 | 85 | 85
[1349 empty] | NL_OHC_1.5 | 23.9061 | 22.4696 | 20.5525 | 18.7476 | 17.0457 | 15.4662 | 13.868 | 12.4217 | 11.0685 | 9.806 | 8.5943 | 7.5747 | 6.5935 | 5.6846 | 4.8442 | 4.0711 | 3.3528 | 2.6995 | 2.15 | 1.7136 | 1.367 | 1.1729 | 1.0264 | 0.89922 | 0.78972 | 0.68894 | 0.61624 | 0.54772 | 0.48784 | 0.43366 | 0.38296 |  |  |  |  | NL_OHC_1.5 | 192.4178 | 178.8473 | 166.2338 | 154.5099 | 143.6129 | 133.4844 | 124.0702 | 115.32 | 107.1869 | 99.6274 | 92.601 | 86.0702 | 80 | 80 | 80 | 80 | 80 | 80 | 80 | 80 | 80 | 80 | 80 | 80 | 80 | 80 | 80 | 80 | 80 | 80 | 80
[1349 empty] | PE_OHC_1.5 | 18.1328 | 17.0488 | 15.6022 | 14.2403 | 12.9561 | 11.7642 | 10.5583 | 9.467 | 8.4459 | 7.4933 | 6.579 | 5.8096 | 5.0692 | 4.3834 | 3.7493 | 3.1659 | 2.6239 | 2.131 | 1.7163 | 1.387 | 1.1255 | 0.979 | 0.86848 | 0.77251 | 0.68989 | 0.61384 | 0.55899 | 0.50728 | 0.4621 | 0.42122 | 0.38296 |  |  |  |  | PE_OHC_1.5 | 192.4178 | 175.5185 | 160.1033 | 146.042 | 133.2157 | 121.5158 | 110.8435 | 101.1086 | 92.2286 | 84.1285 | 76.7398 | 70 | 70 | 70 | 70 | 70 | 70 | 70 | 70 | 70 | 70 | 70 | 70 | 70 | 70 | 70 | 70 | 70 | 70 | 70 | 70
[1349 empty] | NS_OHC_1.5 | 58.8118 | 55.2436 | 50.4818 | 45.9986 | 41.7713 | 37.8479 | 33.8781 | 30.2857 | 26.9245 | 23.7886 | 20.779 | 18.2464 | 15.8092 | 13.5516 | 11.4641 | 9.5439 | 7.7597 | 6.137 | 4.772 | 3.6881 | 2.8272 | 2.345 | 1.9812 | 1.6653 | 1.3933 | 1.143 | 0.96241 | 0.79221 | 0.64347 | 0.50889 | 0.38296 |  |  |  |  | NS_OHC_1.5 | 192.4178 | 181.3064 | 170.8366 | 160.9714 | 151.6759 | 142.9171 | 134.6642 | 126.8878 | 119.5605 | 112.6563 | 106.1508 | 100.021 | 94.2451 | 88.8028 | 83.6748 | 78.8429 | 74.29 | 70 | 70 | 70 | 70 | 70 | 70 | 70 | 70 | 70 | 70 | 70 | 70 | 70 | 70
[1349 empty] | NB_OHC_1.5 | 29.8672 | 28.0666 | 25.6638 | 23.4015 | 21.2683 | 19.2884 | 17.2852 | 15.4725 | 13.7763 | 12.1939 | 10.6752 | 9.3972 | 8.1673 | 7.0281 | 5.9747 | 5.0057 | 4.1054 | 3.2866 | 2.5978 | 2.0508 | 1.6164 | 1.373 | 1.1895 | 1.03 | 0.8928 | 0.76647 | 0.67536 | 0.58947 | 0.51442 | 0.44651 | 0.38296 |  |  |  |  | NB_OHC_1.5 | 192.4178 | 176.6228 | 162.1243 | 148.816 | 136.6001 | 125.387 | 115.0943 | 105.6466 | 96.9744 | 89.014 | 81.7071 | 75 | 75 | 75 | 75 | 75 | 75 | 75 | 75 | 75 | 75 | 75 | 75 | 75 | 75 | 75 | 75 | 75 | 75 | 75 | 75
[1349 empty] | BC_OHC_1.5 | 17.3089 | 16.2753 | 14.8959 | 13.5972 | 12.3726 | 11.236 | 10.086 | 9.0454 | 8.0717 | 7.1632 | 6.2914 | 5.5577 | 4.8517 | 4.1977 | 3.593 | 3.0367 | 2.5199 | 2.0498 | 1.6544 | 1.3404 | 1.091 | 0.95134 | 0.84595 | 0.75443 | 0.67564 | 0.60312 | 0.55082 | 0.50151 | 0.45842 | 0.41944 | 0.38296 |  |  |  |  | BC_OHC_1.5 | 180.3917 | 164.4055 | 149.8359 | 136.5575 | 124.4559 | 113.4266 | 103.3748 | 94.2138 | 85.8646 | 78.2553 | 71.3204 | 65 | 65 | 65 | 65 | 65 | 65 | 65 | 65 | 65 | 65 | 65 | 65 | 65 | 65 | 65 | 65 | 65 | 65 | 65 | 65
[1349 empty] | TER_OHC_1.5 | 23.7287 | 22.303 | 20.4004 | 18.6091 | 16.9201 | 15.3524 | 13.7663 | 12.3309 | 10.9879 | 9.7349 | 8.5324 | 7.5205 | 6.5467 | 5.6446 | 4.8106 | 4.0433 | 3.3304 | 2.6821 | 2.1366 | 1.7036 | 1.3596 | 1.1669 | 1.0216 | 0.89532 | 0.78666 | 0.68663 | 0.61448 | 0.54648 | 0.48705 | 0.43328 | 0.38296 |  |  |  |  | TER_OHC_1.5 | 180.3917 | 164.8334 | 150.617 | 137.6268 | 125.7569 | 114.9107 | 105 | 105 | 105 | 105 | 105 | 105 | 105 | 105 | 105 | 105 | 105 | 105 | 105 | 105 | 105 | 105 | 105 | 105 | 105 | 105 | 105 | 105 | 105 | 105 | 105
[1349 empty] | AB_MFH_1.5 | 68.8602 | 64.6607 | 59.7555 | 55.0699 | 50.5838 | 46.3641 | 41.9828 | 37.9699 | 34.152 | 30.529 | 26.9784 | 23.9698 | 21.01 | 18.2161 | 15.5819 | 13.1098 | 10.7623 | 8.5814 | 6.7151 | 5.2122 | 4.0011 | 3.3333 | 2.8292 | 2.385 | 1.9973 | 1.6324 | 1.3712 | 1.1188 | 0.89457 | 0.68736 | 0.48825 |  |  |  |  | AB_MFH_1.5 | 234.8937 | 223.8908 | 213.4034 | 203.4072 | 193.8792 | 184.7976 | 176.1413 | 167.8906 | 160.0263 | 152.5303 | 145.3856 | 138.5754 | 132.0843 | 125.8973 | 120 | 120 | 120 | 120 | 120 | 120 | 120 | 120 | 120 | 120 | 120 | 120 | 120 | 120 | 120 | 120 | 120
[1349 empty] | MB_MFH_1.5 | 20.0498 | 18.8483 | 17.4449 | 16.1043 | 14.8209 | 13.6136 | 12.3601 | 11.2119 | 10.1196 | 9.0831 | 8.0672 | 7.2064 | 6.3596 | 5.5603 | 4.8066 | 4.0993 | 3.4277 | 2.8037 | 2.2698 | 1.8398 | 1.4933 | 1.3022 | 1.158 | 1.0309 | 0.91999 | 0.8156 | 0.74086 | 0.66864 | 0.6045 | 0.54521 | 0.48825 |  |  |  |  | MB_MFH_1.5 | 246.8307 | 226.706 | 208.2221 | 191.2453 | 175.6526 | 161.3312 | 148.1775 | 136.0962 | 125 | 125 | 125 | 125 | 125 | 125 | 125 | 125 | 125 | 125 | 125 | 125 | 125 | 125 | 125 | 125 | 125 | 125 | 125 | 125 | 125 | 125 | 125
[1349 empty] | QC_MFH_1.5 | 18.9029 | 17.7718 | 16.4507 | 15.1887 | 13.9805 | 12.844 | 11.664 | 10.5832 | 9.5549 | 8.5792 | 7.6229 | 6.8125 | 6.0154 | 5.2629 | 4.5534 | 3.8876 | 3.2554 | 2.668 | 2.1653 | 1.7605 | 1.4344 | 1.2545 | 1.1187 | 0.9991 | 0.89468 | 0.7964 | 0.72605 | 0.65806 | 0.59768 | 0.54187 | 0.48825 |  |  |  |  | QC_MFH_1.5 | 232.8276 | 215.2767 | 199.0488 | 184.0442 | 170.1707 | 157.343 | 145.4823 | 134.5156 | 124.3756 | 115 | 115 | 115 | 115 | 115 | 115 | 115 | 115 | 115 | 115 | 115 | 115 | 115 | 115 | 115 | 115 | 115 | 115 | 115 | 115 | 115 | 115
[1349 empty] | ON_MFH_1.5 | 21.0313 | 19.7696 | 18.2957 | 16.8879 | 15.54 | 14.2721 | 12.9557 | 11.75 | 10.6029 | 9.5143 | 8.4475 | 7.5435 | 6.6542 | 5.8148 | 5.0233 | 4.2805 | 3.5752 | 2.9199 | 2.3592 | 1.9076 | 1.5437 | 1.3431 | 1.1916 | 1.0581 | 0.94165 | 0.83202 | 0.75353 | 0.67769 | 0.61033 | 0.54807 | 0.48825 |  |  |  |  | ON_MFH_1.5 | 231.2482 | 206.5828 | 184.5483 | 164.864 | 147.2793 | 131.5702 | 117.5367 | 105 | 105 | 105 | 105 | 105 | 105 | 105 | 105 | 105 | 105 | 105 | 105 | 105 | 105 | 105 | 105 | 105 | 105 | 105 | 105 | 105 | 105 | 105 | 105
[1349 empty] | SK_MFH_1.5 | 82.7239 | 77.6729 | 71.7731 | 66.1374 | 60.7417 | 55.6663 | 50.3966 | 45.5701 | 40.978 | 36.6204 | 32.3498 | 28.7311 | 25.1712 | 21.8108 | 18.6425 | 15.6691 | 12.8456 | 10.2225 | 7.9778 | 6.17 | 4.7133 | 3.9102 | 3.3038 | 2.7696 | 2.3033 | 1.8644 | 1.5502 | 1.2466 | 0.97696 | 0.72774 | 0.48825 |  |  |  |  | SK_MFH_1.5 | 246.1641 | 235.19 | 224.7052 | 214.6877 | 205.1169 | 195.9727 | 187.2362 | 178.8891 | 170.9142 | 163.2948 | 156.0151 | 149.0599 | 142.4147 | 136.0659 | 130 | 130 | 130 | 130 | 130 | 130 | 130 | 130 | 130 | 130 | 130 | 130 | 130 | 130 | 130 | 130 | 130
[1349 empty] | NL_MFH_1.5 | 27.7618 | 26.0866 | 24.1299 | 22.2608 | 20.4714 | 18.7881 | 17.0404 | 15.4397 | 13.9167 | 12.4715 | 11.0552 | 9.855 | 8.6744 | 7.5599 | 6.5091 | 5.523 | 4.5866 | 3.7166 | 2.9721 | 2.3726 | 1.8895 | 1.6231 | 1.422 | 1.2449 | 1.0902 | 0.94465 | 0.84045 | 0.73976 | 0.65033 | 0.56767 | 0.48825 |  |  |  |  | NL_MFH_1.5 | 237.6712 | 224.5141 | 212.0853 | 200.3446 | 189.2539 | 178.7771 | 168.8803 | 159.5313 | 150.6999 | 142.3574 | 134.4767 | 127.0323 | 120 | 120 | 120 | 120 | 120 | 120 | 120 | 120 | 120 | 120 | 120 | 120 | 120 | 120 | 120 | 120 | 120 | 120 | 120
[1349 empty] | PE_MFH_1.5 | 18.6622 | 17.5459 | 16.2421 | 14.9966 | 13.8042 | 12.6825 | 11.5179 | 10.4513 | 9.4364 | 8.4734 | 7.5296 | 6.7299 | 5.9432 | 5.2005 | 4.5003 | 3.8432 | 3.2192 | 2.6395 | 2.1434 | 1.7439 | 1.422 | 1.2445 | 1.1105 | 0.99242 | 0.88936 | 0.79237 | 0.72294 | 0.65584 | 0.59625 | 0.54117 | 0.48825 |  |  |  |  | PE_MFH_1.5 | 231.7199 | 213.3099 | 196.3626 | 180.7617 | 166.4003 | 153.1799 | 141.0099 | 129.8068 | 119.4937 | 110 | 110 | 110 | 110 | 110 | 110 | 110 | 110 | 110 | 110 | 110 | 110 | 110 | 110 | 110 | 110 | 110 | 110 | 110 | 110 | 110 | 110
[1349 empty] | NS_MFH_1.5 | 76.364 | 71.7036 | 66.2601 | 61.0602 | 56.0818 | 51.3989 | 46.5368 | 42.0835 | 37.8466 | 33.826 | 29.8857 | 26.5469 | 23.2623 | 20.1618 | 17.2385 | 14.4951 | 11.8899 | 9.4696 | 7.3985 | 5.7306 | 4.3866 | 3.6455 | 3.0861 | 2.5932 | 2.1629 | 1.758 | 1.4681 | 1.188 | 0.93917 | 0.70922 | 0.48825 |  |  |  |  | NS_MFH_1.5 | 227.211 | 217.1248 | 207.4863 | 198.2756 | 189.4739 | 181.0628 | 173.0252 | 165.3443 | 158.0045 | 150.9904 | 144.2877 | 137.8826 | 131.7617 | 125.9126 | 120.3232 | 114.9819 | 109.8776 | 105 | 105 | 105 | 105 | 105 | 105 | 105 | 105 | 105 | 105 | 105 | 105 | 105 | 105
[1349 empty] | NB_MFH_1.5 | 35.9486 | 33.7706 | 31.2266 | 28.7964 | 26.4698 | 24.2813 | 22.009 | 19.9277 | 17.9476 | 16.0686 | 14.2271 | 12.6667 | 11.1317 | 9.6826 | 8.3164 | 7.0343 | 5.8168 | 4.6857 | 3.7178 | 2.9383 | 2.3101 | 1.9638 | 1.7023 | 1.472 | 1.2709 | 1.0817 | 0.94617 | 0.81526 | 0.69898 | 0.59152 | 0.48825 |  |  |  |  | NB_MFH_1.5 | 233.0448 | 212.1698 | 193.1647 | 175.8619 | 160.1091 | 145.7673 | 132.7102 | 120.8227 | 110 | 110 | 110 | 110 | 110 | 110 | 110 | 110 | 110 | 110 | 110 | 110 | 110 | 110 | 110 | 110 | 110 | 110 | 110 | 110 | 110 | 110 | 110
[1349 empty] | BC_MFH_1.5 | 17.8028 | 16.7393 | 15.4971 | 14.3105 | 13.1745 | 12.1058 | 10.9963 | 9.9801 | 9.0133 | 8.0958 | 7.1966 | 6.4347 | 5.6852 | 4.9777 | 4.3106 | 3.6845 | 3.0901 | 2.5378 | 2.0651 | 1.6845 | 1.3778 | 1.2087 | 1.0811 | 0.96858 | 0.8704 | 0.77799 | 0.71184 | 0.64792 | 0.59114 | 0.53867 | 0.48825 |  |  |  |  | BC_MFH_1.5 | 215.4998 | 198.5521 | 182.9372 | 168.5504 | 155.295 | 143.0821 | 131.8296 | 121.462 | 111.9098 | 103.1088 | 95 | 95 | 95 | 95 | 95 | 95 | 95 | 95 | 95 | 95 | 95 | 95 | 95 | 95 | 95 | 95 | 95 | 95 | 95 | 95 | 95
[1349 empty] | TER_MFH_1.5 | 32.8928 | 30.9024 | 28.5777 | 26.3569 | 24.2308 | 22.2309 | 20.1544 | 18.2525 | 16.443 | 14.7259 | 13.0431 | 11.6172 | 10.2144 | 8.8903 | 7.6418 | 6.4702 | 5.3576 | 4.324 | 3.4394 | 2.7271 | 2.1531 | 1.8366 | 1.5977 | 1.3872 | 1.2034 | 1.0305 | 0.90671 | 0.78707 | 0.68082 | 0.58262 | 0.48825 |  |  |  |  | TER_MFH_1.5 | 261.8206 | 231.4903 | 204.6736 | 180.9635 | 160 | 160 | 160 | 160 | 160 | 160 | 160 | 160 | 160 | 160 | 160 | 160 | 160 | 160 | 160 | 160 | 160 | 160 | 160 | 160 | 160 | 160 | 160 | 160 | 160 | 160 | 160
[1349 empty] | AB_MFL_1.5 | 56.9019 | 53.4316 | 49.3781 | 45.5061 | 41.799 | 38.312 | 34.6915 | 31.3754 | 28.2204 | 25.2266 | 22.2924 | 19.8062 | 17.3604 | 15.0517 | 12.8749 | 10.832 | 8.8921 | 7.0899 | 5.5477 | 4.3057 | 3.3049 | 2.7531 | 2.3365 | 1.9694 | 1.649 | 1.3475 | 1.1316 | 0.92306 | 0.7378 | 0.56657 | 0.40202 |  |  |  |  | AB_MFL_1.5 | 194.1019 | 185.1212 | 176.5561 | 168.3872 | 160.5963 | 153.1659 | 146.0792 | 139.3205 | 132.8744 | 126.7266 | 120.8632 | 115.2712 | 109.9378 | 104.8512 | 100 | 100 | 100 | 100 | 100 | 100 | 100 | 100 | 100 | 100 | 100 | 100 | 100 | 100 | 100 | 100 | 100
[1349 empty] | MB_MFL_1.5 | 16.7363 | 15.7331 | 14.5612 | 13.4418 | 12.3701 | 11.3619 | 10.3152 | 9.3565 | 8.4444 | 7.5789 | 6.7306 | 6.0119 | 5.3048 | 4.6373 | 4.008 | 3.4174 | 2.8565 | 2.3355 | 1.8897 | 1.5306 | 1.2412 | 1.0817 | 0.96128 | 0.85516 | 0.76254 | 0.67537 | 0.61296 | 0.55266 | 0.4991 | 0.44959 | 0.40202 |  |  |  |  | MB_MFL_1.5 | 206.0389 | 189.3888 | 174.0842 | 160.0163 | 147.0853 | 135.1992 | 124.2737 | 114.2311 | 105 | 105 | 105 | 105 | 105 | 105 | 105 | 105 | 105 | 105 | 105 | 105 | 105 | 105 | 105 | 105 | 105 | 105 | 105 | 105 | 105 | 105 | 105
[1349 empty] | QC_MFL_1.5 | 15.5911 | 14.6581 | 13.5684 | 12.5275 | 11.5309 | 10.5935 | 9.6202 | 8.7287 | 7.8805 | 7.0757 | 6.2869 | 5.6185 | 4.961 | 4.3403 | 3.7551 | 3.206 | 2.6844 | 2.1999 | 1.7853 | 1.4515 | 1.1824 | 1.0341 | 0.92207 | 0.82339 | 0.73726 | 0.6562 | 0.59817 | 0.5421 | 0.49229 | 0.44626 | 0.40202 |  |  |  |  | QC_MFL_1.5 | 192.0358 | 177.5907 | 164.2321 | 151.8784 | 140.454 | 129.8889 | 120.1185 | 111.083 | 102.7273 | 95 | 95 | 95 | 95 | 95 | 95 | 95 | 95 | 95 | 95 | 95 | 95 | 95 | 95 | 95 | 95 | 95 | 95 | 95 | 95 | 95 | 95
[1349 empty] | ON_MFL_1.5 | 17.3215 | 16.2822 | 15.0684 | 13.9089 | 12.7988 | 11.7545 | 10.6703 | 9.6773 | 8.7325 | 7.836 | 6.9573 | 6.2128 | 5.4804 | 4.789 | 4.1371 | 3.5254 | 2.9445 | 2.4048 | 1.9429 | 1.571 | 1.2713 | 1.1061 | 0.98131 | 0.8714 | 0.77545 | 0.68516 | 0.62052 | 0.55805 | 0.50257 | 0.4513 | 0.40202 |  |  |  |  | ON_MFL_1.5 | 190.4565 | 169.7235 | 151.2475 | 134.7827 | 120.1103 | 107.0352 | 95.3834 | 85 | 85 | 85 | 85 | 85 | 85 | 85 | 85 | 85 | 85 | 85 | 85 | 85 | 85 | 85 | 85 | 85 | 85 | 85 | 85 | 85 | 85 | 85 | 85
[1349 empty] | SK_MFL_1.5 | 69.0158 | 64.8015 | 59.8789 | 55.1767 | 50.6748 | 46.4401 | 42.0433 | 38.0163 | 34.1849 | 30.5491 | 26.9859 | 23.9666 | 20.9964 | 18.1926 | 15.5491 | 13.0683 | 10.7125 | 8.5238 | 6.6509 | 5.1426 | 3.9273 | 3.2571 | 2.7512 | 2.3055 | 1.9164 | 1.5502 | 1.2881 | 1.0348 | 0.80979 | 0.60185 | 0.40202 |  |  |  |  | SK_MFL_1.5 | 205.3723 | 196.3895 | 187.7997 | 179.5855 | 171.7307 | 164.2194 | 157.0366 | 150.168 | 143.5998 | 137.3189 | 131.3127 | 125.5693 | 120.077 | 114.825 | 109.8026 | 105 | 105 | 105 | 105 | 105 | 105 | 105 | 105 | 105 | 105 | 105 | 105 | 105 | 105 | 105 | 105
[1349 empty] | NL_MFL_1.5 | 22.997 | 21.6092 | 19.9882 | 18.4397 | 16.9572 | 15.5627 | 14.1148 | 12.7886 | 11.5269 | 10.3297 | 9.1563 | 8.162 | 7.1839 | 6.2606 | 5.3901 | 4.5731 | 3.7973 | 3.0766 | 2.4598 | 1.9631 | 1.5629 | 1.3422 | 1.1756 | 1.0288 | 0.90072 | 0.78014 | 0.69381 | 0.61039 | 0.5363 | 0.46783 | 0.40202 |  |  |  |  | NL_MFL_1.5 | 196.8794 | 185.2794 | 174.3629 | 164.0896 | 154.4216 | 145.3232 | 136.7609 | 128.7031 | 121.12 | 113.9837 | 107.2679 | 100.9478 | 95 | 95 | 95 | 95 | 95 | 95 | 95 | 95 | 95 | 95 | 95 | 95 | 95 | 95 | 95 | 95 | 95 | 95 | 95
[1349 empty] | PE_MFL_1.5 | 15.3769 | 14.4572 | 13.3828 | 12.3566 | 11.374 | 10.4498 | 9.4902 | 8.6113 | 7.7751 | 6.9816 | 6.2039 | 5.545 | 4.8967 | 4.2848 | 3.7079 | 3.1664 | 2.6523 | 2.1746 | 1.7658 | 1.4367 | 1.1714 | 1.0251 | 0.91473 | 0.81745 | 0.73254 | 0.65262 | 0.5954 | 0.54012 | 0.49102 | 0.44564 | 0.40202 |  |  |  |  | PE_MFL_1.5 | 190.9282 | 175.6217 | 161.5423 | 148.5916 | 136.6791 | 125.7217 | 115.6427 | 106.3718 | 97.8441 | 90 | 90 | 90 | 90 | 90 | 90 | 90 | 90 | 90 | 90 | 90 | 90 | 90 | 90 | 90 | 90 | 90 | 90 | 90 | 90 | 90 | 90
[1349 empty] | NS_MFL_1.5 | 62.6541 | 58.8306 | 54.3644 | 50.0982 | 46.0137 | 42.1716 | 38.1825 | 34.5288 | 31.0526 | 27.754 | 24.5211 | 21.7818 | 19.087 | 16.5431 | 14.1447 | 11.8939 | 9.7565 | 7.7708 | 6.0716 | 4.7031 | 3.6004 | 2.9924 | 2.5334 | 2.129 | 1.776 | 1.4438 | 1.2059 | 0.9761 | 0.77198 | 0.58332 | 0.40202 |  |  |  |  | NS_MFL_1.5 | 186.4192 | 178.0031 | 169.967 | 162.2937 | 154.9668 | 147.9706 | 141.2903 | 134.9116 | 128.8209 | 123.0052 | 117.452 | 112.1495 | 107.0864 | 102.2518 | 97.6356 | 93.2277 | 89.0188 | 85 | 85 | 85 | 85 | 85 | 85 | 85 | 85 | 85 | 85 | 85 | 85 | 85 | 85
[1349 empty] | NB_MFL_1.5 | 29.6562 | 27.8594 | 25.7607 | 23.7558 | 21.8364 | 20.0309 | 18.1563 | 16.4393 | 14.8057 | 13.2556 | 11.7363 | 10.449 | 9.1827 | 7.9872 | 6.8602 | 5.8024 | 4.798 | 3.8648 | 3.0663 | 2.4232 | 1.905 | 1.6193 | 1.4036 | 1.2136 | 1.0477 | 0.89157 | 0.7798 | 0.6718 | 0.57588 | 0.48722 | 0.40202 |  |  |  |  | NB_MFL_1.5 | 192.253 | 173.8351 | 157.1817 | 142.1236 | 128.5081 | 116.197 | 105.0653 | 95 | 95 | 95 | 95 | 95 | 95 | 95 | 95 | 95 | 95 | 95 | 95 | 95 | 95 | 95 | 95 | 95 | 95 | 95 | 95 | 95 | 95 | 95 | 95
[1349 empty] | BC_MFL_1.5 | 14.4329 | 13.5711 | 12.5645 | 11.6029 | 10.6823 | 9.8164 | 8.9173 | 8.0938 | 7.3103 | 6.5668 | 5.8382 | 5.2208 | 4.6134 | 4.04 | 3.4995 | 2.9921 | 2.5104 | 2.0629 | 1.6799 | 1.3714 | 1.1229 | 0.98587 | 0.88241 | 0.79126 | 0.7117 | 0.63682 | 0.58321 | 0.53141 | 0.48541 | 0.44289 | 0.40202 |  |  |  |  | BC_MFL_1.5 | 174.708 | 160.1848 | 146.8689 | 134.66 | 123.4659 | 113.2024 | 103.7921 | 95.164 | 87.2532 | 80 | 80 | 80 | 80 | 80 | 80 | 80 | 80 | 80 | 80 | 80 | 80 | 80 | 80 | 80 | 80 | 80 | 80 | 80 | 80 | 80 | 80
[1349 empty] | TER_MFL_1.5 | 27.7681 | 26.0872 | 24.1239 | 22.2485 | 20.4529 | 18.7639 | 17.0103 | 15.4042 | 13.876 | 12.4259 | 11.0048 | 9.8006 | 8.6159 | 7.4977 | 6.4433 | 5.4538 | 4.5143 | 3.6413 | 2.8944 | 2.2928 | 1.808 | 1.5408 | 1.339 | 1.1612 | 1.006 | 0.85998 | 0.75542 | 0.65439 | 0.56466 | 0.48172 | 0.40202 |  |  |  |  | TER_MFL_1.5 | 221.0288 | 198.7686 | 178.7503 | 160.748 | 144.5588 | 130 | 130 | 130 | 130 | 130 | 130 | 130 | 130 | 130 | 130 | 130 | 130 | 130 | 130 | 130 | 130 | 130 | 130 | 130 | 130 | 130 | 130 | 130 | 130 | 130 | 130
[1349 empty] | AB_LEI_1.5 | 100.448 | 94.3403 | 86.1896 | 78.5158 | 71.2799 | 64.5642 | 57.7692 | 51.6201 | 45.8667 | 40.4991 | 35.3475 | 31.0125 | 26.8408 | 22.9764 | 19.4034 | 16.1165 | 13.0625 | 10.285 | 7.9485 | 6.0931 | 4.6196 | 3.7942 | 3.1715 | 2.6307 | 2.1652 | 1.7367 | 1.4276 | 1.1363 | 0.88168 | 0.65133 | 0.43576 |  |  |  |  | AB_LEI_1.5 | 371.8568 | 342.0838 | 314.6947 | 289.4985 | 266.3196 | 244.9966 | 225.3808 | 207.3356 | 190.7351 | 175.4638 | 161.4152 | 148.4914 | 136.6023 | 125.6652 | 115.6037 | 106.3479 | 97.8331 | 90 | 90 | 90 | 90 | 90 | 90 | 90 | 90 | 90 | 90 | 90 | 90 | 90 | 90
[1349 empty] | MB_LEI_1.5 | 26.7084 | 25.104 | 22.9628 | 20.9469 | 19.0461 | 17.2819 | 15.4969 | 13.8816 | 12.3702 | 10.9602 | 9.6069 | 8.4681 | 7.3722 | 6.3571 | 5.4184 | 4.555 | 3.7527 | 3.0231 | 2.4093 | 1.9219 | 1.5348 | 1.318 | 1.1544 | 1.0124 | 0.89007 | 0.7775 | 0.69631 | 0.61978 | 0.5529 | 0.49239 | 0.43576 |  |  |  |  | MB_LEI_1.5 | 281.7097 | 255.2029 | 231.1902 | 209.4369 | 189.7304 | 171.8782 | 155.7057 | 141.055 | 127.7827 | 115.7593 | 104.8672 | 95 | 95 | 95 | 95 | 95 | 95 | 95 | 95 | 95 | 95 | 95 | 95 | 95 | 95 | 95 | 95 | 95 | 95 | 95 | 95
[1349 empty] | QC_LEI_1.5 | 26.5209 | 24.9279 | 22.8021 | 20.8006 | 18.9133 | 17.1617 | 15.3895 | 13.7857 | 12.2851 | 10.8851 | 9.5414 | 8.4108 | 7.3227 | 6.3148 | 5.3829 | 4.5256 | 3.7291 | 3.0046 | 2.3952 | 1.9113 | 1.527 | 1.3117 | 1.1493 | 1.0082 | 0.88683 | 0.77507 | 0.69445 | 0.61847 | 0.55207 | 0.49199 | 0.43576 |  |  |  |  | QC_LEI_1.5 | 279.8316 | 253.3808 | 229.4301 | 207.7434 | 188.1067 | 170.326 | 154.2261 | 139.648 | 126.4479 | 114.4955 | 103.6729 | 93.8733 | 85 | 85 | 85 | 85 | 85 | 85 | 85 | 85 | 85 | 85 | 85 | 85 | 85 | 85 | 85 | 85 | 85 | 85 | 85
[1349 empty] | ON_LEI_1.5 | 31.4842 | 29.5881 | 27.0577 | 24.6754 | 22.429 | 20.3442 | 18.2347 | 16.3258 | 14.5396 | 12.8733 | 11.274 | 9.9282 | 8.6331 | 7.4334 | 6.3242 | 5.3038 | 4.3557 | 3.4934 | 2.7681 | 2.1921 | 1.7346 | 1.4784 | 1.2851 | 1.1172 | 0.97265 | 0.83962 | 0.74367 | 0.65323 | 0.5742 | 0.50268 | 0.43576 |  |  |  |  | ON_LEI_1.5 | 306.1245 | 273.7353 | 244.773 | 218.875 | 195.7171 | 175.0094 | 156.4927 | 139.9351 | 125.1294 | 111.8902 | 100.0517 | 89.4659 | 80 | 80 | 80 | 80 | 80 | 80 | 80 | 80 | 80 | 80 | 80 | 80 | 80 | 80 | 80 | 80 | 80 | 80 | 80
[1349 empty] | SK_LEI_1.5 | 106.7566 | 100.2637 | 91.5988 | 83.441 | 75.7486 | 68.6093 | 61.3857 | 54.8488 | 48.7325 | 43.0262 | 37.5497 | 32.9413 | 28.5064 | 24.3983 | 20.5998 | 17.1056 | 13.859 | 10.9063 | 8.4224 | 6.45 | 4.8835 | 4.006 | 3.344 | 2.7692 | 2.2743 | 1.8187 | 1.4902 | 1.1805 | 0.90981 | 0.66492 | 0.43576 |  |  |  |  | SK_LEI_1.5 | 349.32 | 323.5629 | 299.705 | 277.6063 | 257.1371 | 238.1771 | 220.6151 | 204.3481 | 189.2805 | 175.3239 | 162.3964 | 150.4221 | 139.3308 | 129.0572 | 119.5412 | 110.7269 | 102.5624 | 95 | 95 | 95 | 95 | 95 | 95 | 95 | 95 | 95 | 95 | 95 | 95 | 95 | 95
[1349 empty] | NL_LEI_1.5 | 24.2666 | 22.8112 | 20.8691 | 19.0406 | 17.3164 | 15.7162 | 14.0971 | 12.6319 | 11.261 | 9.982 | 8.7545 | 7.7216 | 6.7275 | 5.8067 | 4.9553 | 4.1721 | 3.4445 | 2.7826 | 2.2259 | 1.7838 | 1.4327 | 1.236 | 1.0876 | 0.95877 | 0.84785 | 0.74574 | 0.6721 | 0.60268 | 0.54202 | 0.48713 | 0.43576 |  |  |  |  | NL_LEI_1.5 | 195.3187 | 182.0341 | 169.6531 | 158.1142 | 147.36 | 137.3374 | 127.9964 | 119.2907 | 111.1772 | 103.6155 | 96.5681 | 90 | 90 | 90 | 90 | 90 | 90 | 90 | 90 | 90 | 90 | 90 | 90 | 90 | 90 | 90 | 90 | 90 | 90 | 90 | 90
[1349 empty] | PE_LEI_1.5 | 18.4061 | 17.3087 | 15.8442 | 14.4653 | 13.1652 | 11.9585 | 10.7375 | 9.6327 | 8.5989 | 7.6344 | 6.7088 | 5.9299 | 5.1803 | 4.4859 | 3.8439 | 3.2533 | 2.7046 | 2.2055 | 1.7857 | 1.4523 | 1.1875 | 1.0392 | 0.92732 | 0.83016 | 0.74651 | 0.66951 | 0.61398 | 0.56163 | 0.51589 | 0.4745 | 0.43576 |  |  |  |  | PE_LEI_1.5 | 195.3187 | 178.6399 | 163.3853 | 149.4334 | 136.6729 | 125.002 | 114.3277 | 104.565 | 95.6359 | 87.4692 | 80 | 80 | 80 | 80 | 80 | 80 | 80 | 80 | 80 | 80 | 80 | 80 | 80 | 80 | 80 | 80 | 80 | 80 | 80 | 80 | 80
[1349 empty] | NS_LEI_1.5 | 59.6984 | 56.0793 | 51.2496 | 46.7024 | 42.4147 | 38.4353 | 34.4089 | 30.7653 | 27.3561 | 24.1755 | 21.1229 | 18.5542 | 16.0822 | 13.7923 | 11.6751 | 9.7274 | 7.9178 | 6.272 | 4.8875 | 3.7881 | 2.9149 | 2.4258 | 2.0568 | 1.7364 | 1.4605 | 1.2066 | 1.0235 | 0.85086 | 0.69999 | 0.5635 | 0.43576 |  |  |  |  | NS_LEI_1.5 | 195.3187 | 184.7207 | 174.6977 | 165.2185 | 156.2537 | 147.7754 | 139.757 | 132.1738 | 125.002 | 118.2193 | 111.8047 | 105.7382 | 100.0008 | 94.5747 | 89.4431 | 84.5899 | 80 | 80 | 80 | 80 | 80 | 80 | 80 | 80 | 80 | 80 | 80 | 80 | 80 | 80 | 80
[1349 empty] | NB_LEI_1.5 | 30.3175 | 28.4927 | 26.0574 | 23.7646 | 21.6026 | 19.5961 | 17.5659 | 15.7287 | 14.0097 | 12.4059 | 10.8667 | 9.5715 | 8.3251 | 7.1705 | 6.1029 | 5.1209 | 4.2084 | 3.3785 | 2.6804 | 2.1261 | 1.6858 | 1.4392 | 1.2531 | 1.0916 | 0.95248 | 0.82445 | 0.7321 | 0.64506 | 0.56899 | 0.50017 | 0.43576 |  |  |  |  | NB_LEI_1.5 | 195.3187 | 176.0266 | 158.64 | 142.9707 | 128.8491 | 116.1223 | 104.6526 | 94.3158 | 85 | 85 | 85 | 85 | 85 | 85 | 85 | 85 | 85 | 85 | 85 | 85 | 85 | 85 | 85 | 85 | 85 | 85 | 85 | 85 | 85 | 85 | 85
[1349 empty] | BC_LEI_1.5 | 21.8047 | 20.4997 | 18.7582 | 17.1186 | 15.5725 | 14.1376 | 12.6858 | 11.372 | 10.1427 | 8.9958 | 7.8951 | 6.9689 | 6.0775 | 5.2519 | 4.4884 | 3.7861 | 3.1336 | 2.5402 | 2.041 | 1.6445 | 1.3297 | 1.1533 | 1.0203 | 0.90474 | 0.80528 | 0.71372 | 0.64768 | 0.58544 | 0.53104 | 0.48182 | 0.43576 |  |  |  |  | BC_LEI_1.5 | 227.2458 | 207.1936 | 188.9108 | 172.2413 | 157.0427 | 143.1852 | 130.5505 | 119.0307 | 108.5274 | 98.9509 | 90.2195 | 82.2585 | 75 | 75 | 75 | 75 | 75 | 75 | 75 | 75 | 75 | 75 | 75 | 75 | 75 | 75 | 75 | 75 | 75 | 75 | 75
[1349 empty] | TER_LEI_1.5 | 29.8919 | 28.0931 | 25.6925 | 23.4323 | 21.3012 | 19.3232 | 17.3219 | 15.5109 | 13.8164 | 12.2354 | 10.7182 | 9.4414 | 8.2127 | 7.0746 | 6.0222 | 5.0541 | 4.1547 | 3.3366 | 2.6485 | 2.102 | 1.668 | 1.4249 | 1.2415 | 1.0822 | 0.94512 | 0.81891 | 0.72788 | 0.64208 | 0.5671 | 0.49925 | 0.43576 |  |  |  |  | TER_LEI_1.5 | 227.2458 | 209.8126 | 193.7168 | 178.8557 | 165.1348 | 152.4664 | 140.7699 | 129.9707 | 120 | 120 | 120 | 120 | 120 | 120 | 120 | 120 | 120 | 120 | 120 | 120 | 120 | 120 | 120 | 120 | 120 | 120 | 120 | 120 | 120 | 120 | 120
Note on F93: EF for District Heating
Note on MB1: [Kommentarthread] Ihre Version von Excel gestattet Ihnen das Lesen dieses Kommentarthreads. Jegliche Bearbeitungen daran werden jedoch entfernt, wenn die Datei in einer neueren Version von Excel geöffnet wird. Weitere Informationen: https://go.microsoft.com/fwlink/?linkid=870924. Kommentar: Without electricity
Note on BKC1: [Kommentarthread] Ihre Version von Excel gestattet Ihnen das Lesen dieses Kommentarthreads. Jegliche Bearbeitungen daran werden jedoch entfernt, wenn die Datei in einer neueren Version von Excel geöffnet wird. Weitere Informationen: https://go.microsoft.com/fwlink/?linkid=870924. Kommentar: Total energy

## ZIP
| Zip | State | GEA Region | CBECS Climate Zone | Name Pathway | ASHRAE Climate Zone
0 | 501 | NY | NYSTc | Mixed mild | NYSTc_Mixed mild_4A | 4
1 | 6390 | NY | NYSTc | Mixed mild | NYSTc_Mixed mild_4A | 4
2 | 11701 | NY | NYSTc | Mixed mild | NYSTc_Mixed mild_4A | 4
3 | 11702 | NY | NYSTc | Mixed mild | NYSTc_Mixed mild_4A | 4
4 | 11703 | NY | NYSTc | Mixed mild | NYSTc_Mixed mild_4A | 4
5 | 11704 | NY | NYSTc | Mixed mild | NYSTc_Mixed mild_4A | 4
6 | 11705 | NY | NYSTc | Mixed mild | NYSTc_Mixed mild_4A | 4
7 | 11706 | NY | NYSTc | Mixed mild | NYSTc_Mixed mild_4A | 4
8 | 11713 | NY | NYSTc | Mixed mild | NYSTc_Mixed mild_4A | 4
9 | 11715 | NY | NYSTc | Mixed mild | NYSTc_Mixed mild_4A | 4
10 | 11716 | NY | NYSTc | Mixed mild | NYSTc_Mixed mild_4A | 4
11 | 11717 | NY | NYSTc | Mixed mild | NYSTc_Mixed mild_4A | 4
12 | 11718 | NY | NYSTc | Mixed mild | NYSTc_Mixed mild_4A | 4
13 | 11719 | NY | NYSTc | Mixed mild | NYSTc_Mixed mild_4A | 4
14 | 11720 | NY | NYSTc | Mixed mild | NYSTc_Mixed mild_4A | 4
15 | 11721 | NY | NYSTc | Mixed mild | NYSTc_Mixed mild_4A | 4
16 | 11722 | NY | NYSTc | Mixed mild | NYSTc_Mixed mild_4A | 4
17 | 11724 | NY | NYSTc | Mixed mild | NYSTc_Mixed mild_4A | 4
18 | 11725 | NY | NYSTc | Mixed mild | NYSTc_Mixed mild_4A | 4
19 | 11726 | NY | NYSTc | Mixed mild | NYSTc_Mixed mild_4A | 4
20 | 11727 | NY | NYSTc | Mixed mild | NYSTc_Mixed mild_4A | 4
21 | 11729 | NY | NYSTc | Mixed mild | NYSTc_Mixed mild_4A | 4
22 | 11730 | NY | NYSTc | Mixed mild | NYSTc_Mixed mild_4A | 4
23 | 11731 | NY | NYSTc | Mixed mild | NYSTc_Mixed mild_4A | 4
24 | 11733 | NY | NYSTc | Mixed mild | NYSTc_Mixed mild_4A | 4
25 | 11735 | NY | NYSTc | Mixed mild | NYSTc_Mixed mild_4A | 4
26 | 11738 | NY | NYSTc | Mixed mild | NYSTc_Mixed mild_4A | 4
27 | 11739 | NY | NYSTc | Mixed mild | NYSTc_Mixed mild_4A | 4
28 | 11740 | NY | NYSTc | Mixed mild | NYSTc_Mixed mild_4A | 4
29 | 11741 | NY | NYSTc | Mixed mild | NYSTc_Mixed mild_4A | 4
30 | 11742 | NY | NYSTc | Mixed mild | NYSTc_Mixed mild_4A | 4
31 | 11743 | NY | NYSTc | Mixed mild | NYSTc_Mixed mild_4A | 4
32 | 11746 | NY | NYSTc | Mixed mild | NYSTc_Mixed mild_4A | 4
33 | 11747 | NY | NYSTc | Mixed mild | NYSTc_Mixed mild_4A | 4
34 | 11749 | NY | NYSTc | Mixed mild | NYSTc_Mixed mild_4A | 4
35 | 11751 | NY | NYSTc | Mixed mild | NYSTc_Mixed mild_4A | 4
36 | 11752 | NY | NYSTc | Mixed mild | NYSTc_Mixed mild_4A | 4
37 | 11754 | NY | NYSTc | Mixed mild | NYSTc_Mixed mild_4A | 4
38 | 11755 | NY | NYSTc | Mixed mild | NYSTc_Mixed mild_4A | 4
39 | 11757 | NY | NYSTc | Mixed mild | NYSTc_Mixed mild_4A | 4
40 | 11758 | NY | NYSTc | Mixed mild | NYSTc_Mixed mild_4A | 4
41 | 11763 | NY | NYSTc | Mixed mild | NYSTc_Mixed mild_4A | 4
42 | 11764 | NY | NYSTc | Mixed mild | NYSTc_Mixed mild_4A | 4
43 | 11766 | NY | NYSTc | Mixed mild | NYSTc_Mixed mild_4A | 4
44 | 11767 | NY | NYSTc | Mixed mild | NYSTc_Mixed mild_4A | 4
45 | 11768 | NY | NYSTc | Mixed mild | NYSTc_Mixed mild_4A | 4
46 | 11769 | NY | NYSTc | Mixed mild | NYSTc_Mixed mild_4A | 4
47 | 11770 | NY | NYSTc | Mixed mild | NYSTc_Mixed mild_4A | 4
48 | 11772 | NY | NYSTc | Mixed mild | NYSTc_Mixed mild_4A | 4
49 | 11776 | NY | NYSTc | Mixed mild | NYSTc_Mixed mild_4A | 4
50 | 11777 | NY | NYSTc | Mixed mild | NYSTc_Mixed mild_4A | 4
51 | 11778 | NY | NYSTc | Mixed mild | NYSTc_Mixed mild_4A | 4
52 | 11779 | NY | NYSTc | Mixed mild | NYSTc_Mixed mild_4A | 4
53 | 11780 | NY | NYSTc | Mixed mild | NYSTc_Mixed mild_4A | 4
54 | 11782 | NY | NYSTc | Mixed mild | NYSTc_Mixed mild_4A | 4
55 | 11784 | NY | NYSTc | Mixed mild | NYSTc_Mixed mild_4A | 4
56 | 11786 | NY | NYSTc | Mixed mild | NYSTc_Mixed mild_4A | 4
57 | 11787 | NY | NYSTc | Mixed mild | NYSTc_Mixed mild_4A | 4
58 | 11788 | NY | NYSTc | Mixed mild | NYSTc_Mixed mild_4A | 4
59 | 11789 | NY | NYSTc | Mixed mild | NYSTc_Mixed mild_4A | 4
60 | 11790 | NY | NYSTc | Mixed mild | NYSTc_Mixed mild_4A | 4
61 | 11792 | NY | NYSTc | Mixed mild | NYSTc_Mixed mild_4A | 4
62 | 11794 | NY | NYSTc | Mixed mild | NYSTc_Mixed mild_4A | 4
63 | 11795 | NY | NYSTc | Mixed mild | NYSTc_Mixed mild_4A | 4
64 | 11796 | NY | NYSTc | Mixed mild | NYSTc_Mixed mild_4A | 4
65 | 11797 | NY | NYSTc | Mixed mild | NYSTc_Mixed mild_4A | 4
66 | 11798 | NY | NYSTc | Mixed mild | NYSTc_Mixed mild_4A | 4
67 | 11901 | NY | NYSTc | Mixed mild | NYSTc_Mixed mild_4A | 4
68 | 11930 | NY | NYSTc | Mixed mild | NYSTc_Mixed mild_4A | 4
69 | 11931 | NY | NYSTc | Mixed mild | NYSTc_Mixed mild_4A | 4
70 | 11932 | NY | NYSTc | Mixed mild | NYSTc_Mixed mild_4A | 4
71 | 11933 | NY | NYSTc | Mixed mild | NYSTc_Mixed mild_4A | 4
72 | 11934 | NY | NYSTc | Mixed mild | NYSTc_Mixed mild_4A | 4
73 | 11935 | NY | NYSTc | Mixed mild | NYSTc_Mixed mild_4A | 4
74 | 11937 | NY | NYSTc | Mixed mild | NYSTc_Mixed mild_4A | 4
75 | 11939 | NY | NYSTc | Mixed mild | NYSTc_Mixed mild_4A | 4
76 | 11940 | NY | NYSTc | Mixed mild | NYSTc_Mixed mild_4A | 4
77 | 11941 | NY | NYSTc | Mixed mild | NYSTc_Mixed mild_4A | 4
78 | 11942 | NY | NYSTc | Mixed mild | NYSTc_Mixed mild_4A | 4
79 | 11944 | NY | NYSTc | Mixed mild | NYSTc_Mixed mild_4A | 4
80 | 11946 | NY | NYSTc | Mixed mild | NYSTc_Mixed mild_4A | 4
81 | 11947 | NY | NYSTc | Mixed mild | NYSTc_Mixed mild_4A | 4
82 | 11948 | NY | NYSTc | Mixed mild | NYSTc_Mixed mild_4A | 4
83 | 11949 | NY | NYSTc | Mixed mild | NYSTc_Mixed mild_4A | 4
84 | 11950 | NY | NYSTc | Mixed mild | NYSTc_Mixed mild_4A | 4
85 | 11951 | NY | NYSTc | Mixed mild | NYSTc_Mixed mild_4A | 4
86 | 11952 | NY | NYSTc | Mixed mild | NYSTc_Mixed mild_4A | 4
87 | 11953 | NY | NYSTc | Mixed mild | NYSTc_Mixed mild_4A | 4
88 | 11954 | NY | NYSTc | Mixed mild | NYSTc_Mixed mild_4A | 4
89 | 11955 | NY | NYSTc | Mixed mild | NYSTc_Mixed mild_4A | 4
90 | 11956 | NY | NYSTc | Mixed mild | NYSTc_Mixed mild_4A | 4
91 | 11957 | NY | NYSTc | Mixed mild | NYSTc_Mixed mild_4A | 4
92 | 11958 | NY | NYSTc | Mixed mild | NYSTc_Mixed mild_4A | 4
93 | 11959 | NY | NYSTc | Mixed mild | NYSTc_Mixed mild_4A | 4
94 | 11960 | NY | NYSTc | Mixed mild | NYSTc_Mixed mild_4A | 4
95 | 11961 | NY | NYSTc | Mixed mild | NYSTc_Mixed mild_4A | 4
96 | 11962 | NY | NYSTc | Mixed mild | NYSTc_Mixed mild_4A | 4
97 | 11963 | NY | NYSTc | Mixed mild | NYSTc_Mixed mild_4A | 4
98 | 11964 | NY | NYSTc | Mixed mild | NYSTc_Mixed mild_4A | 4
99 | 11965 | NY | NYSTc | Mixed mild | NYSTc_Mixed mild_4A | 4
100 | 11967 | NY | NYSTc | Mixed mild | NYSTc_Mixed mild_4A | 4
101 | 11968 | NY | NYSTc | Mixed mild | NYSTc_Mixed mild_4A | 4
102 | 11969 | NY | NYSTc | Mixed mild | NYSTc_Mixed mild_4A | 4
103 | 11970 | NY | NYSTc | Mixed mild | NYSTc_Mixed mild_4A | 4
104 | 11971 | NY | NYSTc | Mixed mild | NYSTc_Mixed mild_4A | 4
105 | 11972 | NY | NYSTc | Mixed mild | NYSTc_Mixed mild_4A | 4
106 | 11973 | NY | NYSTc | Mixed mild | NYSTc_Mixed mild_4A | 4
107 | 11975 | NY | NYSTc | Mixed mild | NYSTc_Mixed mild_4A | 4
108 | 11976 | NY | NYSTc | Mixed mild | NYSTc_Mixed mild_4A | 4
109 | 11977 | NY | NYSTc | Mixed mild | NYSTc_Mixed mild_4A | 4
110 | 11978 | NY | NYSTc | Mixed mild | NYSTc_Mixed mild_4A | 4
111 | 11980 | NY | NYSTc | Mixed mild | NYSTc_Mixed mild_4A | 4
112 | 7001 | NJ | RFCEc | Mixed mild | RFCEc_Mixed mild_4A | 4
113 | 7008 | NJ | RFCEc | Mixed mild | RFCEc_Mixed mild_4A | 4
114 | 7060 | NJ | RFCEc | Mixed mild | RFCEc_Mixed mild_4A | 4
115 | 7063 | NJ | RFCEc | Mixed mild | RFCEc_Mixed mild_4A | 4
116 | 7064 | NJ | RFCEc | Mixed mild | RFCEc_Mixed mild_4A | 4
117 | 7065 | NJ | RFCEc | Mixed mild | RFCEc_Mixed mild_4A | 4
118 | 7066 | NJ | RFCEc | Mixed mild | RFCEc_Mixed mild_4A | 4
119 | 7067 | NJ | RFCEc | Mixed mild | RFCEc_Mixed mild_4A | 4
120 | 7076 | NJ | RFCEc | Mixed mild | RFCEc_Mixed mild_4A | 4
121 | 7077 | NJ | RFCEc | Mixed mild | RFCEc_Mixed mild_4A | 4
122 | 7080 | NJ | RFCEc | Mixed mild | RFCEc_Mixed mild_4A | 4
123 | 7095 | NJ | RFCEc | Mixed mild | RFCEc_Mixed mild_4A | 4
124 | 7721 | NJ | RFCEc | Mixed mild | RFCEc_Mixed mild_4A | 4
125 | 7726 | NJ | RFCEc | Mixed mild | RFCEc_Mixed mild_4A | 4
126 | 7735 | NJ | RFCEc | Mixed mild | RFCEc_Mixed mild_4A | 4
127 | 7747 | NJ | RFCEc | Mixed mild | RFCEc_Mixed mild_4A | 4
128 | 7751 | NJ | RFCEc | Mixed mild | RFCEc_Mixed mild_4A | 4
129 | 8512 | NJ | RFCEc | Mixed mild | RFCEc_Mixed mild_4A | 4
130 | 8520 | NJ | RFCEc | Mixed mild | RFCEc_Mixed mild_4A | 4
131 | 8528 | NJ | RFCEc | Mixed mild | RFCEc_Mixed mild_4A | 4
132 | 8536 | NJ | RFCEc | Mixed mild | RFCEc_Mixed mild_4A | 4
133 | 8540 | NJ | RFCEc | Mixed mild | RFCEc_Mixed mild_4A | 4
134 | 8805 | NJ | RFCEc | Mixed mild | RFCEc_Mixed mild_4A | 4
135 | 8810 | NJ | RFCEc | Mixed mild | RFCEc_Mixed mild_4A | 4
136 | 8812 | NJ | RFCEc | Mixed mild | RFCEc_Mixed mild_4A | 4
137 | 8816 | NJ | RFCEc | Mixed mild | RFCEc_Mixed mild_4A | 4
138 | 8817 | NJ | RFCEc | Mixed mild | RFCEc_Mixed mild_4A | 4
139 | 8818 | NJ | RFCEc | Mixed mild | RFCEc_Mixed mild_4A | 4
140 | 8820 | NJ | RFCEc | Mixed mild | RFCEc_Mixed mild_4A | 4
141 | 8823 | NJ | RFCEc | Mixed mild | RFCEc_Mixed mild_4A | 4
142 | 8824 | NJ | RFCEc | Mixed mild | RFCEc_Mixed mild_4A | 4
143 | 8828 | NJ | RFCEc | Mixed mild | RFCEc_Mixed mild_4A | 4
144 | 8830 | NJ | RFCEc | Mixed mild | RFCEc_Mixed mild_4A | 4
145 | 8831 | NJ | RFCEc | Mixed mild | RFCEc_Mixed mild_4A | 4
146 | 8832 | NJ | RFCEc | Mixed mild | RFCEc_Mixed mild_4A | 4
147 | 8837 | NJ | RFCEc | Mixed mild | RFCEc_Mixed mild_4A | 4
148 | 8840 | NJ | RFCEc | Mixed mild | RFCEc_Mixed mild_4A | 4
149 | 8846 | NJ | RFCEc | Mixed mild | RFCEc_Mixed mild_4A | 4
150 | 8850 | NJ | RFCEc | Mixed mild | RFCEc_Mixed mild_4A | 4
151 | 8852 | NJ | RFCEc | Mixed mild | RFCEc_Mixed mild_4A | 4
152 | 8854 | NJ | RFCEc | Mixed mild | RFCEc_Mixed mild_4A | 4
153 | 8855 | NJ | RFCEc | Mixed mild | RFCEc_Mixed mild_4A | 4
154 | 8857 | NJ | RFCEc | Mixed mild | RFCEc_Mixed mild_4A | 4
155 | 8859 | NJ | RFCEc | Mixed mild | RFCEc_Mixed mild_4A | 4
156 | 8861 | NJ | RFCEc | Mixed mild | RFCEc_Mixed mild_4A | 4
157 | 8862 | NJ | RFCEc | Mixed mild | RFCEc_Mixed mild_4A | 4
158 | 8863 | NJ | RFCEc | Mixed mild | RFCEc_Mixed mild_4A | 4
159 | 8872 | NJ | RFCEc | Mixed mild | RFCEc_Mixed mild_4A | 4
160 | 8879 | NJ | RFCEc | Mixed mild | RFCEc_Mixed mild_4A | 4
161 | 8882 | NJ | RFCEc | Mixed mild | RFCEc_Mixed mild_4A | 4
162 | 8884 | NJ | RFCEc | Mixed mild | RFCEc_Mixed mild_4A | 4
163 | 8899 | NJ | RFCEc | Mixed mild | RFCEc_Mixed mild_4A | 4
164 | 8901 | NJ | RFCEc | Mixed mild | RFCEc_Mixed mild_4A | 4
165 | 8902 | NJ | RFCEc | Mixed mild | RFCEc_Mixed mild_4A | 4
166 | 8903 | NJ | RFCEc | Mixed mild | RFCEc_Mixed mild_4A | 4
167 | 8904 | NJ | RFCEc | Mixed mild | RFCEc_Mixed mild_4A | 4
168 | 8906 | NJ | RFCEc | Mixed mild | RFCEc_Mixed mild_4A | 4
169 | 8933 | NJ | RFCEc | Mixed mild | RFCEc_Mixed mild_4A | 4
170 | 7002 | NJ | RFCEc | Mixed mild | RFCEc_Mixed mild_4A | 4
171 | 7029 | NJ | RFCEc | Mixed mild | RFCEc_Mixed mild_4A | 4
172 | 7030 | NJ | RFCEc | Mixed mild | RFCEc_Mixed mild_4A | 4
173 | 7031 | NJ | RFCEc | Mixed mild | RFCEc_Mixed mild_4A | 4
174 | 7032 | NJ | RFCEc | Mixed mild | RFCEc_Mixed mild_4A | 4
175 | 7047 | NJ | RFCEc | Mixed mild | RFCEc_Mixed mild_4A | 4
176 | 7086 | NJ | RFCEc | Mixed mild | RFCEc_Mixed mild_4A | 4
177 | 7087 | NJ | RFCEc | Mixed mild | RFCEc_Mixed mild_4A | 4
178 | 7093 | NJ | RFCEc | Mixed mild | RFCEc_Mixed mild_4A | 4
179 | 7094 | NJ | RFCEc | Mixed mild | RFCEc_Mixed mild_4A | 4
180 | 7096 | NJ | RFCEc | Mixed mild | RFCEc_Mixed mild_4A | 4
181 | 7097 | NJ | RFCEc | Mixed mild | RFCEc_Mixed mild_4A | 4
182 | 7099 | NJ | RFCEc | Mixed mild | RFCEc_Mixed mild_4A | 4
183 | 7302 | NJ | RFCEc | Mixed mild | RFCEc_Mixed mild_4A | 4
184 | 7303 | NJ | RFCEc | Mixed mild | RFCEc_Mixed mild_4A | 4
185 | 7304 | NJ | RFCEc | Mixed mild | RFCEc_Mixed mild_4A | 4
186 | 7305 | NJ | RFCEc | Mixed mild | RFCEc_Mixed mild_4A | 4
187 | 7306 | NJ | RFCEc | Mixed mild | RFCEc_Mixed mild_4A | 4
188 | 7307 | NJ | RFCEc | Mixed mild | RFCEc_Mixed mild_4A | 4
189 | 7310 | NJ | RFCEc | Mixed mild | RFCEc_Mixed mild_4A | 4
190 | 7311 | NJ | RFCEc | Mixed mild | RFCEc_Mixed mild_4A | 4
191 | 7399 | NJ | RFCEc | Mixed mild | RFCEc_Mixed mild_4A | 4
192 | 7003 | NJ | RFCEc | Mixed mild | RFCEc_Mixed mild_4A | 4
193 | 7004 | NJ | RFCEc | Mixed mild | RFCEc_Mixed mild_4A | 4
194 | 7006 | NJ | RFCEc | Mixed mild | RFCEc_Mixed mild_4A | 4
195 | 7007 | NJ | RFCEc | Mixed mild | RFCEc_Mixed mild_4A | 4
196 | 7009 | NJ | RFCEc | Mixed mild | RFCEc_Mixed mild_4A | 4
197 | 7014 | NJ | RFCEc | Mixed mild | RFCEc_Mixed mild_4A | 4
198 | 7017 | NJ | RFCEc | Mixed mild | RFCEc_Mixed mild_4A | 4
199 | 7018 | NJ | RFCEc | Mixed mild | RFCEc_Mixed mild_4A | 4
200 | 7019 | NJ | RFCEc | Mixed mild | RFCEc_Mixed mild_4A | 4
201 | 7021 | NJ | RFCEc | Mixed mild | RFCEc_Mixed mild_4A | 4
202 | 7028 | NJ | RFCEc | Mixed mild | RFCEc_Mixed mild_4A | 4
203 | 7039 | NJ | RFCEc | Mixed mild | RFCEc_Mixed mild_4A | 4
204 | 7040 | NJ | RFCEc | Mixed mild | RFCEc_Mixed mild_4A | 4
205 | 7041 | NJ | RFCEc | Mixed mild | RFCEc_Mixed mild_4A | 4
206 | 7042 | NJ | RFCEc | Mixed mild | RFCEc_Mixed mild_4A | 4
207 | 7043 | NJ | RFCEc | Mixed mild | RFCEc_Mixed mild_4A | 4
208 | 7044 | NJ | RFCEc | Mixed mild | RFCEc_Mixed mild_4A | 4
209 | 7050 | NJ | RFCEc | Mixed mild | RFCEc_Mixed mild_4A | 4
210 | 7051 | NJ | RFCEc | Mixed mild | RFCEc_Mixed mild_4A | 4
211 | 7052 | NJ | RFCEc | Mixed mild | RFCEc_Mixed mild_4A | 4
212 | 7068 | NJ | RFCEc | Mixed mild | RFCEc_Mixed mild_4A | 4
213 | 7078 | NJ | RFCEc | Mixed mild | RFCEc_Mixed mild_4A | 4
214 | 7079 | NJ | RFCEc | Mixed mild | RFCEc_Mixed mild_4A | 4
215 | 7083 | NJ | RFCEc | Mixed mild | RFCEc_Mixed mild_4A | 4
216 | 7088 | NJ | RFCEc | Mixed mild | RFCEc_Mixed mild_4A | 4
217 | 7101 | NJ | RFCEc | Mixed mild | RFCEc_Mixed mild_4A | 4
218 | 7102 | NJ | RFCEc | Mixed mild | RFCEc_Mixed mild_4A | 4
219 | 7103 | NJ | RFCEc | Mixed mild | RFCEc_Mixed mild_4A | 4
220 | 7104 | NJ | RFCEc | Mixed mild | RFCEc_Mixed mild_4A | 4
221 | 7105 | NJ | RFCEc | Mixed mild | RFCEc_Mixed mild_4A | 4
222 | 7106 | NJ | RFCEc | Mixed mild | RFCEc_Mixed mild_4A | 4
223 | 7107 | NJ | RFCEc | Mixed mild | RFCEc_Mixed mild_4A | 4
224 | 7108 | NJ | RFCEc | Mixed mild | RFCEc_Mixed mild_4A | 4
225 | 7109 | NJ | RFCEc | Mixed mild | RFCEc_Mixed mild_4A | 4
226 | 7110 | NJ | RFCEc | Mixed mild | RFCEc_Mixed mild_4A | 4
227 | 7111 | NJ | RFCEc | Mixed mild | RFCEc_Mixed mild_4A | 4
228 | 7112 | NJ | RFCEc | Mixed mild | RFCEc_Mixed mild_4A | 4
229 | 7114 | NJ | RFCEc | Mixed mild | RFCEc_Mixed mild_4A | 4
230 | 7175 | NJ | RFCEc | Mixed mild | RFCEc_Mixed mild_4A | 4
231 | 7201 | NJ | RFCEc | Mixed mild | RFCEc_Mixed mild_4A | 4
232 | 7424 | NJ | RFCEc | Mixed mild | RFCEc_Mixed mild_4A | 4
233 | 7016 | NJ | RFCEc | Mixed mild | RFCEc_Mixed mild_4A | 4
234 | 7023 | NJ | RFCEc | Mixed mild | RFCEc_Mixed mild_4A | 4
235 | 7027 | NJ | RFCEc | Mixed mild | RFCEc_Mixed mild_4A | 4
236 | 7033 | NJ | RFCEc | Mixed mild | RFCEc_Mixed mild_4A | 4
237 | 7036 | NJ | RFCEc | Mixed mild | RFCEc_Mixed mild_4A | 4
238 | 7061 | NJ | RFCEc | Mixed mild | RFCEc_Mixed mild_4A | 4
239 | 7062 | NJ | RFCEc | Mixed mild | RFCEc_Mixed mild_4A | 4
240 | 7069 | NJ | RFCEc | Mixed mild | RFCEc_Mixed mild_4A | 4
241 | 7081 | NJ | RFCEc | Mixed mild | RFCEc_Mixed mild_4A | 4
242 | 7090 | NJ | RFCEc | Mixed mild | RFCEc_Mixed mild_4A | 4
243 | 7091 | NJ | RFCEc | Mixed mild | RFCEc_Mixed mild_4A | 4
244 | 7092 | NJ | RFCEc | Mixed mild | RFCEc_Mixed mild_4A | 4
245 | 7202 | NJ | RFCEc | Mixed mild | RFCEc_Mixed mild_4A | 4
246 | 7203 | NJ | RFCEc | Mixed mild | RFCEc_Mixed mild_4A | 4
247 | 7204 | NJ | RFCEc | Mixed mild | RFCEc_Mixed mild_4A | 4
248 | 7205 | NJ | RFCEc | Mixed mild | RFCEc_Mixed mild_4A | 4
249 | 7206 | NJ | RFCEc | Mixed mild | RFCEc_Mixed mild_4A | 4
250 | 7207 | NJ | RFCEc | Mixed mild | RFCEc_Mixed mild_4A | 4
251 | 7208 | NJ | RFCEc | Mixed mild | RFCEc_Mixed mild_4A | 4
252 | 7901 | NJ | RFCEc | Mixed mild | RFCEc_Mixed mild_4A | 4
253 | 7902 | NJ | RFCEc | Mixed mild | RFCEc_Mixed mild_4A | 4
254 | 7922 | NJ | RFCEc | Mixed mild | RFCEc_Mixed mild_4A | 4
255 | 7974 | NJ | RFCEc | Mixed mild | RFCEc_Mixed mild_4A | 4
256 | 7701 | NJ | RFCEc | Mixed mild | RFCEc_Mixed mild_4A | 4
257 | 7702 | NJ | RFCEc | Mixed mild | RFCEc_Mixed mild_4A | 4
258 | 7704 | NJ | RFCEc | Mixed mild | RFCEc_Mixed mild_4A | 4
259 | 7710 | NJ | RFCEc | Mixed mild | RFCEc_Mixed mild_4A | 4
260 | 7711 | NJ | RFCEc | Mixed mild | RFCEc_Mixed mild_4A | 4
261 | 7712 | NJ | RFCEc | Mixed mild | RFCEc_Mixed mild_4A | 4
262 | 7716 | NJ | RFCEc | Mixed mild | RFCEc_Mixed mild_4A | 4
263 | 7717 | NJ | RFCEc | Mixed mild | RFCEc_Mixed mild_4A | 4
264 | 7718 | NJ | RFCEc | Mixed mild | RFCEc_Mixed mild_4A | 4
265 | 7719 | NJ | RFCEc | Mixed mild | RFCEc_Mixed mild_4A | 4
266 | 7720 | NJ | RFCEc | Mixed mild | RFCEc_Mixed mild_4A | 4
267 | 7722 | NJ | RFCEc | Mixed mild | RFCEc_Mixed mild_4A | 4
268 | 7723 | NJ | RFCEc | Mixed mild | RFCEc_Mixed mild_4A | 4
269 | 7724 | NJ | RFCEc | Mixed mild | RFCEc_Mixed mild_4A | 4
270 | 7727 | NJ | RFCEc | Mixed mild | RFCEc_Mixed mild_4A | 4
271 | 7728 | NJ | RFCEc | Mixed mild | RFCEc_Mixed mild_4A | 4
272 | 7730 | NJ | RFCEc | Mixed mild | RFCEc_Mixed mild_4A | 4
273 | 7731 | NJ | RFCEc | Mixed mild | RFCEc_Mixed mild_4A | 4
274 | 7732 | NJ | RFCEc | Mixed mild | RFCEc_Mixed mild_4A | 4
275 | 7733 | NJ | RFCEc | Mixed mild | RFCEc_Mixed mild_4A | 4
276 | 7734 | NJ | RFCEc | Mixed mild | RFCEc_Mixed mild_4A | 4
277 | 7737 | NJ | RFCEc | Mixed mild | RFCEc_Mixed mild_4A | 4
278 | 7738 | NJ | RFCEc | Mixed mild | RFCEc_Mixed mild_4A | 4
279 | 7739 | NJ | RFCEc | Mixed mild | RFCEc_Mixed mild_4A | 4
280 | 7740 | NJ | RFCEc | Mixed mild | RFCEc_Mixed mild_4A | 4
281 | 7746 | NJ | RFCEc | Mixed mild | RFCEc_Mixed mild_4A | 4
282 | 7748 | NJ | RFCEc | Mixed mild | RFCEc_Mixed mild_4A | 4
283 | 7750 | NJ | RFCEc | Mixed mild | RFCEc_Mixed mild_4A | 4
284 | 7752 | NJ | RFCEc | Mixed mild | RFCEc_Mixed mild_4A | 4
285 | 7753 | NJ | RFCEc | Mixed mild | RFCEc_Mixed mild_4A | 4
286 | 7754 | NJ | RFCEc | Mixed mild | RFCEc_Mixed mild_4A | 4
287 | 7755 | NJ | RFCEc | Mixed mild | RFCEc_Mixed mild_4A | 4
288 | 7756 | NJ | RFCEc | Mixed mild | RFCEc_Mixed mild_4A | 4
289 | 7757 | NJ | RFCEc | Mixed mild | RFCEc_Mixed mild_4A | 4
290 | 7758 | NJ | RFCEc | Mixed mild | RFCEc_Mixed mild_4A | 4
291 | 7760 | NJ | RFCEc | Mixed mild | RFCEc_Mixed mild_4A | 4
292 | 7762 | NJ | RFCEc | Mixed mild | RFCEc_Mixed mild_4A | 4
293 | 7763 | NJ | RFCEc | Mixed mild | RFCEc_Mixed mild_4A | 4
294 | 7764 | NJ | RFCEc | Mixed mild | RFCEc_Mixed mild_4A | 4
295 | 7765 | NJ | RFCEc | Mixed mild | RFCEc_Mixed mild_4A | 4
296 | 7799 | NJ | RFCEc | Mixed mild | RFCEc_Mixed mild_4A | 4
297 | 8501 | NJ | RFCEc | Mixed mild | RFCEc_Mixed mild_4A | 4
298 | 8510 | NJ | RFCEc | Mixed mild | RFCEc_Mixed mild_4A | 4
299 | 8514 | NJ | RFCEc | Mixed mild | RFCEc_Mixed mild_4A | 4
300 | 8527 | NJ | RFCEc | Mixed mild | RFCEc_Mixed mild_4A | 4
301 | 8535 | NJ | RFCEc | Mixed mild | RFCEc_Mixed mild_4A | 4
302 | 8555 | NJ | RFCEc | Mixed mild | RFCEc_Mixed mild_4A | 4
303 | 8562 | NJ | RFCEc | Mixed mild | RFCEc_Mixed mild_4A | 4
304 | 8620 | NJ | RFCEc | Mixed mild | RFCEc_Mixed mild_4A | 4
305 | 8691 | NJ | RFCEc | Mixed mild | RFCEc_Mixed mild_4A | 4
306 | 8720 | NJ | RFCEc | Mixed mild | RFCEc_Mixed mild_4A | 4
307 | 8724 | NJ | RFCEc | Mixed mild | RFCEc_Mixed mild_4A | 4
308 | 8730 | NJ | RFCEc | Mixed mild | RFCEc_Mixed mild_4A | 4
309 | 8736 | NJ | RFCEc | Mixed mild | RFCEc_Mixed mild_4A | 4
310 | 8750 | NJ | RFCEc | Mixed mild | RFCEc_Mixed mild_4A | 4
311 | 8005 | NJ | RFCEc | Mixed mild | RFCEc_Mixed mild_4A | 4
312 | 8006 | NJ | RFCEc | Mixed mild | RFCEc_Mixed mild_4A | 4
313 | 8008 | NJ | RFCEc | Mixed mild | RFCEc_Mixed mild_4A | 4
314 | 8050 | NJ | RFCEc | Mixed mild | RFCEc_Mixed mild_4A | 4
315 | 8087 | NJ | RFCEc | Mixed mild | RFCEc_Mixed mild_4A | 4
316 | 8092 | NJ | RFCEc | Mixed mild | RFCEc_Mixed mild_4A | 4
317 | 8533 | NJ | RFCEc | Mixed mild | RFCEc_Mixed mild_4A | 4
318 | 8701 | NJ | RFCEc | Mixed mild | RFCEc_Mixed mild_4A | 4
319 | 8721 | NJ | RFCEc | Mixed mild | RFCEc_Mixed mild_4A | 4
320 | 8722 | NJ | RFCEc | Mixed mild | RFCEc_Mixed mild_4A | 4
321 | 8723 | NJ | RFCEc | Mixed mild | RFCEc_Mixed mild_4A | 4
322 | 8731 | NJ | RFCEc | Mixed mild | RFCEc_Mixed mild_4A | 4
323 | 8732 | NJ | RFCEc | Mixed mild | RFCEc_Mixed mild_4A | 4
324 | 8733 | NJ | RFCEc | Mixed mild | RFCEc_Mixed mild_4A | 4
325 | 8734 | NJ | RFCEc | Mixed mild | RFCEc_Mixed mild_4A | 4
326 | 8735 | NJ | RFCEc | Mixed mild | RFCEc_Mixed mild_4A | 4
327 | 8738 | NJ | RFCEc | Mixed mild | RFCEc_Mixed mild_4A | 4
328 | 8739 | NJ | RFCEc | Mixed mild | RFCEc_Mixed mild_4A | 4
329 | 8740 | NJ | RFCEc | Mixed mild | RFCEc_Mixed mild_4A | 4
330 | 8741 | NJ | RFCEc | Mixed mild | RFCEc_Mixed mild_4A | 4
331 | 8742 | NJ | RFCEc | Mixed mild | RFCEc_Mixed mild_4A | 4
332 | 8751 | NJ | RFCEc | Mixed mild | RFCEc_Mixed mild_4A | 4
333 | 8752 | NJ | RFCEc | Mixed mild | RFCEc_Mixed mild_4A | 4
334 | 8753 | NJ | RFCEc | Mixed mild | RFCEc_Mixed mild_4A | 4
335 | 8754 | NJ | RFCEc | Mixed mild | RFCEc_Mixed mild_4A | 4
336 | 8755 | NJ | RFCEc | Mixed mild | RFCEc_Mixed mild_4A | 4
337 | 8757 | NJ | RFCEc | Mixed mild | RFCEc_Mixed mild_4A | 4
338 | 8758 | NJ | RFCEc | Mixed mild | RFCEc_Mixed mild_4A | 4
339 | 8759 | NJ | RFCEc | Mixed mild | RFCEc_Mixed mild_4A | 4
340 | 8001 | NJ | RFCEc | Mixed mild | RFCEc_Mixed mild_4A | 4
341 | 8023 | NJ | RFCEc | Mixed mild | RFCEc_Mixed mild_4A | 4
342 | 8038 | NJ | RFCEc | Mixed mild | RFCEc_Mixed mild_4A | 4
343 | 8067 | NJ | RFCEc | Mixed mild | RFCEc_Mixed mild_4A | 4
344 | 8069 | NJ | RFCEc | Mixed mild | RFCEc_Mixed mild_4A | 4
345 | 8070 | NJ | RFCEc | Mixed mild | RFCEc_Mixed mild_4A | 4
346 | 8072 | NJ | RFCEc | Mixed mild | RFCEc_Mixed mild_4A | 4
347 | 8079 | NJ | RFCEc | Mixed mild | RFCEc_Mixed mild_4A | 4
348 | 8085 | NJ | RFCEc | Mixed mild | RFCEc_Mixed mild_4A | 4
349 | 8098 | NJ | RFCEc | Mixed mild | RFCEc_Mixed mild_4A | 4
350 | 8302 | NJ | RFCEc | Mixed mild | RFCEc_Mixed mild_4A | 4
351 | 8318 | NJ | RFCEc | Mixed mild | RFCEc_Mixed mild_4A | 4
352 | 8343 | NJ | RFCEc | Mixed mild | RFCEc_Mixed mild_4A | 4
353 | 8344 | NJ | RFCEc | Mixed mild | RFCEc_Mixed mild_4A | 4
354 | 8347 | NJ | RFCEc | Mixed mild | RFCEc_Mixed mild_4A | 4
355 | 8002 | NJ | RFCEc | Mixed mild | RFCEc_Mixed mild_4A | 4
356 | 8003 | NJ | RFCEc | Mixed mild | RFCEc_Mixed mild_4A | 4
357 | 8004 | NJ | RFCEc | Mixed mild | RFCEc_Mixed mild_4A | 4
358 | 8007 | NJ | RFCEc | Mixed mild | RFCEc_Mixed mild_4A | 4
359 | 8009 | NJ | RFCEc | Mixed mild | RFCEc_Mixed mild_4A | 4
360 | 8012 | NJ | RFCEc | Mixed mild | RFCEc_Mixed mild_4A | 4
361 | 8018 | NJ | RFCEc | Mixed mild | RFCEc_Mixed mild_4A | 4
362 | 8021 | NJ | RFCEc | Mixed mild | RFCEc_Mixed mild_4A | 4
363 | 8026 | NJ | RFCEc | Mixed mild | RFCEc_Mixed mild_4A | 4
364 | 8029 | NJ | RFCEc | Mixed mild | RFCEc_Mixed mild_4A | 4
365 | 8030 | NJ | RFCEc | Mixed mild | RFCEc_Mixed mild_4A | 4
366 | 8031 | NJ | RFCEc | Mixed mild | RFCEc_Mixed mild_4A | 4
367 | 8033 | NJ | RFCEc | Mixed mild | RFCEc_Mixed mild_4A | 4
368 | 8034 | NJ | RFCEc | Mixed mild | RFCEc_Mixed mild_4A | 4
369 | 8035 | NJ | RFCEc | Mixed mild | RFCEc_Mixed mild_4A | 4
370 | 8037 | NJ | RFCEc | Mixed mild | RFCEc_Mixed mild_4A | 4
371 | 8043 | NJ | RFCEc | Mixed mild | RFCEc_Mixed mild_4A | 4
372 | 8045 | NJ | RFCEc | Mixed mild | RFCEc_Mixed mild_4A | 4
373 | 8049 | NJ | RFCEc | Mixed mild | RFCEc_Mixed mild_4A | 4
374 | 8052 | NJ | RFCEc | Mixed mild | RFCEc_Mixed mild_4A | 4
375 | 8053 | NJ | RFCEc | Mixed mild | RFCEc_Mixed mild_4A | 4
376 | 8059 | NJ | RFCEc | Mixed mild | RFCEc_Mixed mild_4A | 4
377 | 8065 | NJ | RFCEc | Mixed mild | RFCEc_Mixed mild_4A | 4
378 | 8078 | NJ | RFCEc | Mixed mild | RFCEc_Mixed mild_4A | 4
379 | 8080 | NJ | RFCEc | Mixed mild | RFCEc_Mixed mild_4A | 4
380 | 8081 | NJ | RFCEc | Mixed mild | RFCEc_Mixed mild_4A | 4
381 | 8083 | NJ | RFCEc | Mixed mild | RFCEc_Mixed mild_4A | 4
382 | 8084 | NJ | RFCEc | Mixed mild | RFCEc_Mixed mild_4A | 4
383 | 8089 | NJ | RFCEc | Mixed mild | RFCEc_Mixed mild_4A | 4
384 | 8091 | NJ | RFCEc | Mixed mild | RFCEc_Mixed mild_4A | 4
385 | 8095 | NJ | RFCEc | Mixed mild | RFCEc_Mixed mild_4A | 4
386 | 8099 | NJ | RFCEc | Mixed mild | RFCEc_Mixed mild_4A | 4
387 | 8101 | NJ | RFCEc | Mixed mild | RFCEc_Mixed mild_4A | 4
388 | 8102 | NJ | RFCEc | Mixed mild | RFCEc_Mixed mild_4A | 4
389 | 8103 | NJ | RFCEc | Mixed mild | RFCEc_Mixed mild_4A | 4
390 | 8104 | NJ | RFCEc | Mixed mild | RFCEc_Mixed mild_4A | 4
391 | 8105 | NJ | RFCEc | Mixed mild | RFCEc_Mixed mild_4A | 4
392 | 8106 | NJ | RFCEc | Mixed mild | RFCEc_Mixed mild_4A | 4
393 | 8107 | NJ | RFCEc | Mixed mild | RFCEc_Mixed mild_4A | 4
394 | 8108 | NJ | RFCEc | Mixed mild | RFCEc_Mixed mild_4A | 4
395 | 8109 | NJ | RFCEc | Mixed mild | RFCEc_Mixed mild_4A | 4
396 | 8110 | NJ | RFCEc | Mixed mild | RFCEc_Mixed mild_4A | 4
397 | 8010 | NJ | RFCEc | Mixed mild | RFCEc_Mixed mild_4A | 4
398 | 8011 | NJ | RFCEc | Mixed mild | RFCEc_Mixed mild_4A | 4
399 | 8015 | NJ | RFCEc | Mixed mild | RFCEc_Mixed mild_4A | 4
400 | 8016 | NJ | RFCEc | Mixed mild | RFCEc_Mixed mild_4A | 4
401 | 8019 | NJ | RFCEc | Mixed mild | RFCEc_Mixed mild_4A | 4
402 | 8022 | NJ | RFCEc | Mixed mild | RFCEc_Mixed mild_4A | 4
403 | 8036 | NJ | RFCEc | Mixed mild | RFCEc_Mixed mild_4A | 4
404 | 8041 | NJ | RFCEc | Mixed mild | RFCEc_Mixed mild_4A | 4
405 | 8042 | NJ | RFCEc | Mixed mild | RFCEc_Mixed mild_4A | 4
406 | 8046 | NJ | RFCEc | Mixed mild | RFCEc_Mixed mild_4A | 4
407 | 8048 | NJ | RFCEc | Mixed mild | RFCEc_Mixed mild_4A | 4
408 | 8054 | NJ | RFCEc | Mixed mild | RFCEc_Mixed mild_4A | 4
409 | 8055 | NJ | RFCEc | Mixed mild | RFCEc_Mixed mild_4A | 4
410 | 8057 | NJ | RFCEc | Mixed mild | RFCEc_Mixed mild_4A | 4
411 | 8060 | NJ | RFCEc | Mixed mild | RFCEc_Mixed mild_4A | 4
412 | 8064 | NJ | RFCEc | Mixed mild | RFCEc_Mixed mild_4A | 4
413 | 8068 | NJ | RFCEc | Mixed mild | RFCEc_Mixed mild_4A | 4
414 | 8073 | NJ | RFCEc | Mixed mild | RFCEc_Mixed mild_4A | 4
415 | 8075 | NJ | RFCEc | Mixed mild | RFCEc_Mixed mild_4A | 4
416 | 8077 | NJ | RFCEc | Mixed mild | RFCEc_Mixed mild_4A | 4
417 | 8088 | NJ | RFCEc | Mixed mild | RFCEc_Mixed mild_4A | 4
418 | 8215 | NJ | RFCEc | Mixed mild | RFCEc_Mixed mild_4A | 4
419 | 8224 | NJ | RFCEc | Mixed mild | RFCEc_Mixed mild_4A | 4
420 | 8505 | NJ | RFCEc | Mixed mild | RFCEc_Mixed mild_4A | 4
421 | 8511 | NJ | RFCEc | Mixed mild | RFCEc_Mixed mild_4A | 4
422 | 8515 | NJ | RFCEc | Mixed mild | RFCEc_Mixed mild_4A | 4
423 | 8518 | NJ | RFCEc | Mixed mild | RFCEc_Mixed mild_4A | 4
424 | 8554 | NJ | RFCEc | Mixed mild | RFCEc_Mixed mild_4A | 4
425 | 8610 | NJ | RFCEc | Mixed mild | RFCEc_Mixed mild_4A | 4
426 | 8640 | NJ | RFCEc | Mixed mild | RFCEc_Mixed mild_4A | 4
427 | 8641 | NJ | RFCEc | Mixed mild | RFCEc_Mixed mild_4A | 4
428 | 8014 | NJ | RFCEc | Mixed mild | RFCEc_Mixed mild_4A | 4
429 | 8020 | NJ | RFCEc | Mixed mild | RFCEc_Mixed mild_4A | 4
430 | 8025 | NJ | RFCEc | Mixed mild | RFCEc_Mixed mild_4A | 4
431 | 8027 | NJ | RFCEc | Mixed mild | RFCEc_Mixed mild_4A | 4
432 | 8028 | NJ | RFCEc | Mixed mild | RFCEc_Mixed mild_4A | 4
433 | 8032 | NJ | RFCEc | Mixed mild | RFCEc_Mixed mild_4A | 4
434 | 8039 | NJ | RFCEc | Mixed mild | RFCEc_Mixed mild_4A | 4
435 | 8051 | NJ | RFCEc | Mixed mild | RFCEc_Mixed mild_4A | 4
436 | 8056 | NJ | RFCEc | Mixed mild | RFCEc_Mixed mild_4A | 4
437 | 8061 | NJ | RFCEc | Mixed mild | RFCEc_Mixed mild_4A | 4
438 | 8062 | NJ | RFCEc | Mixed mild | RFCEc_Mixed mild_4A | 4
439 | 8063 | NJ | RFCEc | Mixed mild | RFCEc_Mixed mild_4A | 4
440 | 8066 | NJ | RFCEc | Mixed mild | RFCEc_Mixed mild_4A | 4
441 | 8071 | NJ | RFCEc | Mixed mild | RFCEc_Mixed mild_4A | 4
442 | 8074 | NJ | RFCEc | Mixed mild | RFCEc_Mixed mild_4A | 4
443 | 8086 | NJ | RFCEc | Mixed mild | RFCEc_Mixed mild_4A | 4
444 | 8090 | NJ | RFCEc | Mixed mild | RFCEc_Mixed mild_4A | 4
445 | 8093 | NJ | RFCEc | Mixed mild | RFCEc_Mixed mild_4A | 4
446 | 8094 | NJ | RFCEc | Mixed mild | RFCEc_Mixed mild_4A | 4
447 | 8096 | NJ | RFCEc | Mixed mild | RFCEc_Mixed mild_4A | 4
448 | 8097 | NJ | RFCEc | Mixed mild | RFCEc_Mixed mild_4A | 4
449 | 8312 | NJ | RFCEc | Mixed mild | RFCEc_Mixed mild_4A | 4
450 | 8322 | NJ | RFCEc | Mixed mild | RFCEc_Mixed mild_4A | 4
451 | 8328 | NJ | RFCEc | Mixed mild | RFCEc_Mixed mild_4A | 4
452 | 8360 | NJ | RFCEc | Mixed mild | RFCEc_Mixed mild_4A | 4
453 | 8201 | NJ | RFCEc | Mixed mild | RFCEc_Mixed mild_4A | 4
454 | 8203 | NJ | RFCEc | Mixed mild | RFCEc_Mixed mild_4A | 4
455 | 8205 | NJ | RFCEc | Mixed mild | RFCEc_Mixed mild_4A | 4
456 | 8213 | NJ | RFCEc | Mixed mild | RFCEc_Mixed mild_4A | 4
457 | 8217 | NJ | RFCEc | Mixed mild | RFCEc_Mixed mild_4A | 4
458 | 8220 | NJ | RFCEc | Mixed mild | RFCEc_Mixed mild_4A | 4
459 | 8221 | NJ | RFCEc | Mixed mild | RFCEc_Mixed mild_4A | 4
460 | 8225 | NJ | RFCEc | Mixed mild | RFCEc_Mixed mild_4A | 4
461 | 8231 | NJ | RFCEc | Mixed mild | RFCEc_Mixed mild_4A | 4
462 | 8232 | NJ | RFCEc | Mixed mild | RFCEc_Mixed mild_4A | 4
463 | 8234 | NJ | RFCEc | Mixed mild | RFCEc_Mixed mild_4A | 4
464 | 8240 | NJ | RFCEc | Mixed mild | RFCEc_Mixed mild_4A | 4
465 | 8241 | NJ | RFCEc | Mixed mild | RFCEc_Mixed mild_4A | 4
466 | 8244 | NJ | RFCEc | Mixed mild | RFCEc_Mixed mild_4A | 4
467 | 8270 | NJ | RFCEc | Mixed mild | RFCEc_Mixed mild_4A | 4
468 | 8310 | NJ | RFCEc | Mixed mild | RFCEc_Mixed mild_4A | 4
469 | 8317 | NJ | RFCEc | Mixed mild | RFCEc_Mixed mild_4A | 4
470 | 8319 | NJ | RFCEc | Mixed mild | RFCEc_Mixed mild_4A | 4
471 | 8326 | NJ | RFCEc | Mixed mild | RFCEc_Mixed mild_4A | 4
472 | 8330 | NJ | RFCEc | Mixed mild | RFCEc_Mixed mild_4A | 4
473 | 8340 | NJ | RFCEc | Mixed mild | RFCEc_Mixed mild_4A | 4
474 | 8341 | NJ | RFCEc | Mixed mild | RFCEc_Mixed mild_4A | 4
475 | 8342 | NJ | RFCEc | Mixed mild | RFCEc_Mixed mild_4A | 4
476 | 8346 | NJ | RFCEc | Mixed mild | RFCEc_Mixed mild_4A | 4
477 | 8350 | NJ | RFCEc | Mixed mild | RFCEc_Mixed mild_4A | 4
478 | 8361 | NJ | RFCEc | Mixed mild | RFCEc_Mixed mild_4A | 4
479 | 8401 | NJ | RFCEc | Mixed mild | RFCEc_Mixed mild_4A | 4
480 | 8402 | NJ | RFCEc | Mixed mild | RFCEc_Mixed mild_4A | 4
481 | 8403 | NJ | RFCEc | Mixed mild | RFCEc_Mixed mild_4A | 4
482 | 8404 | NJ | RFCEc | Mixed mild | RFCEc_Mixed mild_4A | 4
483 | 8405 | NJ | RFCEc | Mixed mild | RFCEc_Mixed mild_4A | 4
484 | 8406 | NJ | RFCEc | Mixed mild | RFCEc_Mixed mild_4A | 4
485 | 8202 | NJ | RFCEc | Mixed mild | RFCEc_Mixed mild_4A | 4
486 | 8204 | NJ | RFCEc | Mixed mild | RFCEc_Mixed mild_4A | 4
487 | 8210 | NJ | RFCEc | Mixed mild | RFCEc_Mixed mild_4A | 4
488 | 8212 | NJ | RFCEc | Mixed mild | RFCEc_Mixed mild_4A | 4
489 | 8214 | NJ | RFCEc | Mixed mild | RFCEc_Mixed mild_4A | 4
490 | 8218 | NJ | RFCEc | Mixed mild | RFCEc_Mixed mild_4A | 4
491 | 8219 | NJ | RFCEc | Mixed mild | RFCEc_Mixed mild_4A | 4
492 | 8223 | NJ | RFCEc | Mixed mild | RFCEc_Mixed mild_4A | 4
493 | 8226 | NJ | RFCEc | Mixed mild | RFCEc_Mixed mild_4A | 4
494 | 8230 | NJ | RFCEc | Mixed mild | RFCEc_Mixed mild_4A | 4
495 | 8242 | NJ | RFCEc | Mixed mild | RFCEc_Mixed mild_4A | 4
496 | 8243 | NJ | RFCEc | Mixed mild | RFCEc_Mixed mild_4A | 4
497 | 8245 | NJ | RFCEc | Mixed mild | RFCEc_Mixed mild_4A | 4
498 | 8246 | NJ | RFCEc | Mixed mild | RFCEc_Mixed mild_4A | 4
499 | 8247 | NJ | RFCEc | Mixed mild | RFCEc_Mixed mild_4A | 4
500 | 8248 | NJ | RFCEc | Mixed mild | RFCEc_Mixed mild_4A | 4
501 | 8250 | NJ | RFCEc | Mixed mild | RFCEc_Mixed mild_4A | 4
502 | 8251 | NJ | RFCEc | Mixed mild | RFCEc_Mixed mild_4A | 4
503 | 8252 | NJ | RFCEc | Mixed mild | RFCEc_Mixed mild_4A | 4
504 | 8260 | NJ | RFCEc | Mixed mild | RFCEc_Mixed mild_4A | 4
505 | 8314 | NJ | RFCEc | Mixed mild | RFCEc_Mixed mild_4A | 4
506 | 8311 | NJ | RFCEc | Mixed mild | RFCEc_Mixed mild_4A | 4
507 | 8313 | NJ | RFCEc | Mixed mild | RFCEc_Mixed mild_4A | 4
508 | 8315 | NJ | RFCEc | Mixed mild | RFCEc_Mixed mild_4A | 4
509 | 8316 | NJ | RFCEc | Mixed mild | RFCEc_Mixed mild_4A | 4
510 | 8320 | NJ | RFCEc | Mixed mild | RFCEc_Mixed mild_4A | 4
511 | 8321 | NJ | RFCEc | Mixed mild | RFCEc_Mixed mild_4A | 4
512 | 8323 | NJ | RFCEc | Mixed mild | RFCEc_Mixed mild_4A | 4
513 | 8324 | NJ | RFCEc | Mixed mild | RFCEc_Mixed mild_4A | 4
514 | 8327 | NJ | RFCEc | Mixed mild | RFCEc_Mixed mild_4A | 4
515 | 8329 | NJ | RFCEc | Mixed mild | RFCEc_Mixed mild_4A | 4
516 | 8332 | NJ | RFCEc | Mixed mild | RFCEc_Mixed mild_4A | 4
517 | 8345 | NJ | RFCEc | Mixed mild | RFCEc_Mixed mild_4A | 4
518 | 8348 | NJ | RFCEc | Mixed mild | RFCEc_Mixed mild_4A | 4
519 | 8349 | NJ | RFCEc | Mixed mild | RFCEc_Mixed mild_4A | 4
520 | 8352 | NJ | RFCEc | Mixed mild | RFCEc_Mixed mild_4A | 4
521 | 8353 | NJ | RFCEc | Mixed mild | RFCEc_Mixed mild_4A | 4
522 | 8362 | NJ | RFCEc | Mixed mild | RFCEc_Mixed mild_4A | 4
523 | 10001 | NY | NYSTc | Mixed mild | NYSTc_Mixed mild_4A | 4
524 | 10002 | NY | NYSTc | Mixed mild | NYSTc_Mixed mild_4A | 4
525 | 10003 | NY | NYSTc | Mixed mild | NYSTc_Mixed mild_4A | 4
526 | 10004 | NY | NYSTc | Mixed mild | NYSTc_Mixed mild_4A | 4
527 | 10005 | NY | NYSTc | Mixed mild | NYSTc_Mixed mild_4A | 4
528 | 10006 | NY | NYSTc | Mixed mild | NYSTc_Mixed mild_4A | 4
529 | 10007 | NY | NYSTc | Mixed mild | NYSTc_Mixed mild_4A | 4
530 | 10008 | NY | NYSTc | Mixed mild | NYSTc_Mixed mild_4A | 4
531 | 10009 | NY | NYSTc | Mixed mild | NYSTc_Mixed mild_4A | 4
532 | 10010 | NY | NYSTc | Mixed mild | NYSTc_Mixed mild_4A | 4
533 | 10011 | NY | NYSTc | Mixed mild | NYSTc_Mixed mild_4A | 4
534 | 10012 | NY | NYSTc | Mixed mild | NYSTc_Mixed mild_4A | 4
535 | 10013 | NY | NYSTc | Mixed mild | NYSTc_Mixed mild_4A | 4
536 | 10014 | NY | NYSTc | Mixed mild | NYSTc_Mixed mild_4A | 4
537 | 10016 | NY | NYSTc | Mixed mild | NYSTc_Mixed mild_4A | 4
538 | 10017 | NY | NYSTc | Mixed mild | NYSTc_Mixed mild_4A | 4
539 | 10018 | NY | NYSTc | Mixed mild | NYSTc_Mixed mild_4A | 4
540 | 10019 | NY | NYSTc | Mixed mild | NYSTc_Mixed mild_4A | 4
541 | 10020 | NY | NYSTc | Mixed mild | NYSTc_Mixed mild_4A | 4
542 | 10021 | NY | NYSTc | Mixed mild | NYSTc_Mixed mild_4A | 4
543 | 10022 | NY | NYSTc | Mixed mild | NYSTc_Mixed mild_4A | 4
544 | 10023 | NY | NYSTc | Mixed mild | NYSTc_Mixed mild_4A | 4
545 | 10024 | NY | NYSTc | Mixed mild | NYSTc_Mixed mild_4A | 4
546 | 10025 | NY | NYSTc | Mixed mild | NYSTc_Mixed mild_4A | 4
547 | 10026 | NY | NYSTc | Mixed mild | NYSTc_Mixed mild_4A | 4
548 | 10027 | NY | NYSTc | Mixed mild | NYSTc_Mixed mild_4A | 4
549 | 10028 | NY | NYSTc | Mixed mild | NYSTc_Mixed mild_4A | 4
550 | 10029 | NY | NYSTc | Mixed mild | NYSTc_Mixed mild_4A | 4
551 | 10030 | NY | NYSTc | Mixed mild | NYSTc_Mixed mild_4A | 4
552 | 10031 | NY | NYSTc | Mixed mild | NYSTc_Mixed mild_4A | 4
553 | 10032 | NY | NYSTc | Mixed mild | NYSTc_Mixed mild_4A | 4
554 | 10033 | NY | NYSTc | Mixed mild | NYSTc_Mixed mild_4A | 4
555 | 10034 | NY | NYSTc | Mixed mild | NYSTc_Mixed mild_4A | 4
556 | 10035 | NY | NYSTc | Mixed mild | NYSTc_Mixed mild_4A | 4
557 | 10036 | NY | NYSTc | Mixed mild | NYSTc_Mixed mild_4A | 4
558 | 10037 | NY | NYSTc | Mixed mild | NYSTc_Mixed mild_4A | 4
559 | 10038 | NY | NYSTc | Mixed mild | NYSTc_Mixed mild_4A | 4
560 | 10039 | NY | NYSTc | Mixed mild | NYSTc_Mixed mild_4A | 4
561 | 10040 | NY | NYSTc | Mixed mild | NYSTc_Mixed mild_4A | 4
562 | 10041 | NY | NYSTc | Mixed mild | NYSTc_Mixed mild_4A | 4
563 | 10043 | NY | NYSTc | Mixed mild | NYSTc_Mixed mild_4A | 4
564 | 10044 | NY | NYSTc | Mixed mild | NYSTc_Mixed mild_4A | 4
565 | 10045 | NY | NYSTc | Mixed mild | NYSTc_Mixed mild_4A | 4
566 | 10055 | NY | NYSTc | Mixed mild | NYSTc_Mixed mild_4A | 4
567 | 10065 | NY | NYSTc | Mixed mild | NYSTc_Mixed mild_4A | 4
568 | 10069 | NY | NYSTc | Mixed mild | NYSTc_Mixed mild_4A | 4
569 | 10075 | NY | NYSTc | Mixed mild | NYSTc_Mixed mild_4A | 4
570 | 10080 | NY | NYSTc | Mixed mild | NYSTc_Mixed mild_4A | 4
571 | 10081 | NY | NYSTc | Mixed mild | NYSTc_Mixed mild_4A | 4
572 | 10101 | NY | NYSTc | Mixed mild | NYSTc_Mixed mild_4A | 4
573 | 10103 | NY | NYSTc | Mixed mild | NYSTc_Mixed mild_4A | 4
574 | 10104 | NY | NYSTc | Mixed mild | NYSTc_Mixed mild_4A | 4
575 | 10105 | NY | NYSTc | Mixed mild | NYSTc_Mixed mild_4A | 4
576 | 10106 | NY | NYSTc | Mixed mild | NYSTc_Mixed mild_4A | 4
577 | 10107 | NY | NYSTc | Mixed mild | NYSTc_Mixed mild_4A | 4
578 | 10108 | NY | NYSTc | Mixed mild | NYSTc_Mixed mild_4A | 4
579 | 10110 | NY | NYSTc | Mixed mild | NYSTc_Mixed mild_4A | 4
580 | 10111 | NY | NYSTc | Mixed mild | NYSTc_Mixed mild_4A | 4
581 | 10112 | NY | NYSTc | Mixed mild | NYSTc_Mixed mild_4A | 4
582 | 10113 | NY | NYSTc | Mixed mild | NYSTc_Mixed mild_4A | 4
583 | 10115 | NY | NYSTc | Mixed mild | NYSTc_Mixed mild_4A | 4
584 | 10116 | NY | NYSTc | Mixed mild | NYSTc_Mixed mild_4A | 4
585 | 10117 | NY | NYSTc | Mixed mild | NYSTc_Mixed mild_4A | 4
586 | 10118 | NY | NYSTc | Mixed mild | NYSTc_Mixed mild_4A | 4
587 | 10119 | NY | NYSTc | Mixed mild | NYSTc_Mixed mild_4A | 4
588 | 10120 | NY | NYSTc | Mixed mild | NYSTc_Mixed mild_4A | 4
589 | 10121 | NY | NYSTc | Mixed mild | NYSTc_Mixed mild_4A | 4
590 | 10122 | NY | NYSTc | Mixed mild | NYSTc_Mixed mild_4A | 4
591 | 10123 | NY | NYSTc | Mixed mild | NYSTc_Mixed mild_4A | 4
592 | 10124 | NY | NYSTc | Mixed mild | NYSTc_Mixed mild_4A | 4
593 | 10125 | NY | NYSTc | Mixed mild | NYSTc_Mixed mild_4A | 4
594 | 10126 | NY | NYSTc | Mixed mild | NYSTc_Mixed mild_4A | 4
595 | 10128 | NY | NYSTc | Mixed mild | NYSTc_Mixed mild_4A | 4
596 | 10129 | NY | NYSTc | Mixed mild | NYSTc_Mixed mild_4A | 4
597 | 10131 | NY | NYSTc | Mixed mild | NYSTc_Mixed mild_4A | 4
598 | 10133 | NY | NYSTc | Mixed mild | NYSTc_Mixed mild_4A | 4
599 | 10138 | NY | NYSTc | Mixed mild | NYSTc_Mixed mild_4A | 4
600 | 10150 | NY | NYSTc | Mixed mild | NYSTc_Mixed mild_4A | 4
601 | 10151 | NY | NYSTc | Mixed mild | NYSTc_Mixed mild_4A | 4
602 | 10152 | NY | NYSTc | Mixed mild | NYSTc_Mixed mild_4A | 4
603 | 10153 | NY | NYSTc | Mixed mild | NYSTc_Mixed mild_4A | 4
604 | 10154 | NY | NYSTc | Mixed mild | NYSTc_Mixed mild_4A | 4
605 | 10155 | NY | NYSTc | Mixed mild | NYSTc_Mixed mild_4A | 4
606 | 10156 | NY | NYSTc | Mixed mild | NYSTc_Mixed mild_4A | 4
607 | 10157 | NY | NYSTc | Mixed mild | NYSTc_Mixed mild_4A | 4
608 | 10158 | NY | NYSTc | Mixed mild | NYSTc_Mixed mild_4A | 4
609 | 10159 | NY | NYSTc | Mixed mild | NYSTc_Mixed mild_4A | 4
610 | 10160 | NY | NYSTc | Mixed mild | NYSTc_Mixed mild_4A | 4
611 | 10162 | NY | NYSTc | Mixed mild | NYSTc_Mixed mild_4A | 4
612 | 10163 | NY | NYSTc | Mixed mild | NYSTc_Mixed mild_4A | 4
613 | 10164 | NY | NYSTc | Mixed mild | NYSTc_Mixed mild_4A | 4
614 | 10165 | NY | NYSTc | Mixed mild | NYSTc_Mixed mild_4A | 4
615 | 10166 | NY | NYSTc | Mixed mild | NYSTc_Mixed mild_4A | 4
616 | 10167 | NY | NYSTc | Mixed mild | NYSTc_Mixed mild_4A | 4
617 | 10168 | NY | NYSTc | Mixed mild | NYSTc_Mixed mild_4A | 4
618 | 10169 | NY | NYSTc | Mixed mild | NYSTc_Mixed mild_4A | 4
619 | 10170 | NY | NYSTc | Mixed mild | NYSTc_Mixed mild_4A | 4
620 | 10171 | NY | NYSTc | Mixed mild | NYSTc_Mixed mild_4A | 4
621 | 10172 | NY | NYSTc | Mixed mild | NYSTc_Mixed mild_4A | 4
622 | 10173 | NY | NYSTc | Mixed mild | NYSTc_Mixed mild_4A | 4
623 | 10174 | NY | NYSTc | Mixed mild | NYSTc_Mixed mild_4A | 4
624 | 10175 | NY | NYSTc | Mixed mild | NYSTc_Mixed mild_4A | 4
625 | 10176 | NY | NYSTc | Mixed mild | NYSTc_Mixed mild_4A | 4
626 | 10177 | NY | NYSTc | Mixed mild | NYSTc_Mixed mild_4A | 4
627 | 10178 | NY | NYSTc | Mixed mild | NYSTc_Mixed mild_4A | 4
628 | 10179 | NY | NYSTc | Mixed mild | NYSTc_Mixed mild_4A | 4
629 | 10185 | NY | NYSTc | Mixed mild | NYSTc_Mixed mild_4A | 4
630 | 10199 | NY | NYSTc | Mixed mild | NYSTc_Mixed mild_4A | 4
631 | 10203 | NY | NYSTc | Mixed mild | NYSTc_Mixed mild_4A | 4
632 | 10211 | NY | NYSTc | Mixed mild | NYSTc_Mixed mild_4A | 4
633 | 10212 | NY | NYSTc | Mixed mild | NYSTc_Mixed mild_4A | 4
634 | 10213 | NY | NYSTc | Mixed mild | NYSTc_Mixed mild_4A | 4
635 | 10258 | NY | NYSTc | Mixed mild | NYSTc_Mixed mild_4A | 4
636 | 10268 | NY | NYSTc | Mixed mild | NYSTc_Mixed mild_4A | 4
637 | 10269 | NY | NYSTc | Mixed mild | NYSTc_Mixed mild_4A | 4
638 | 10271 | NY | NYSTc | Mixed mild | NYSTc_Mixed mild_4A | 4
639 | 10272 | NY | NYSTc | Mixed mild | NYSTc_Mixed mild_4A | 4
640 | 10274 | NY | NYSTc | Mixed mild | NYSTc_Mixed mild_4A | 4
641 | 10275 | NY | NYSTc | Mixed mild | NYSTc_Mixed mild_4A | 4
642 | 10276 | NY | NYSTc | Mixed mild | NYSTc_Mixed mild_4A | 4
643 | 10277 | NY | NYSTc | Mixed mild | NYSTc_Mixed mild_4A | 4
644 | 10278 | NY | NYSTc | Mixed mild | NYSTc_Mixed mild_4A | 4
645 | 10279 | NY | NYSTc | Mixed mild | NYSTc_Mixed mild_4A | 4
646 | 10280 | NY | NYSTc | Mixed mild | NYSTc_Mixed mild_4A | 4
647 | 10281 | NY | NYSTc | Mixed mild | NYSTc_Mixed mild_4A | 4
648 | 10282 | NY | NYSTc | Mixed mild | NYSTc_Mixed mild_4A | 4
649 | 10285 | NY | NYSTc | Mixed mild | NYSTc_Mixed mild_4A | 4
650 | 10463 | NY | NYSTc | Mixed mild | NYSTc_Mixed mild_4A | 4
651 | 10301 | NY | NYSTc | Mixed mild | NYSTc_Mixed mild_4A | 4
652 | 10302 | NY | NYSTc | Mixed mild | NYSTc_Mixed mild_4A | 4
653 | 10303 | NY | NYSTc | Mixed mild | NYSTc_Mixed mild_4A | 4
654 | 10304 | NY | NYSTc | Mixed mild | NYSTc_Mixed mild_4A | 4
655 | 10305 | NY | NYSTc | Mixed mild | NYSTc_Mixed mild_4A | 4
656 | 10306 | NY | NYSTc | Mixed mild | NYSTc_Mixed mild_4A | 4
657 | 10307 | NY | NYSTc | Mixed mild | NYSTc_Mixed mild_4A | 4
658 | 10308 | NY | NYSTc | Mixed mild | NYSTc_Mixed mild_4A | 4
659 | 10309 | NY | NYSTc | Mixed mild | NYSTc_Mixed mild_4A | 4
660 | 10310 | NY | NYSTc | Mixed mild | NYSTc_Mixed mild_4A | 4
661 | 10311 | NY | NYSTc | Mixed mild | NYSTc_Mixed mild_4A | 4
662 | 10312 | NY | NYSTc | Mixed mild | NYSTc_Mixed mild_4A | 4
663 | 10313 | NY | NYSTc | Mixed mild | NYSTc_Mixed mild_4A | 4
664 | 10314 | NY | NYSTc | Mixed mild | NYSTc_Mixed mild_4A | 4
665 | 10451 | NY | NYSTc | Mixed mild | NYSTc_Mixed mild_4A | 4
666 | 10452 | NY | NYSTc | Mixed mild | NYSTc_Mixed mild_4A | 4
667 | 10453 | NY | NYSTc | Mixed mild | NYSTc_Mixed mild_4A | 4
668 | 10454 | NY | NYSTc | Mixed mild | NYSTc_Mixed mild_4A | 4
669 | 10455 | NY | NYSTc | Mixed mild | NYSTc_Mixed mild_4A | 4
670 | 10456 | NY | NYSTc | Mixed mild | NYSTc_Mixed mild_4A | 4
671 | 10457 | NY | NYSTc | Mixed mild | NYSTc_Mixed mild_4A | 4
672 | 10458 | NY | NYSTc | Mixed mild | NYSTc_Mixed mild_4A | 4
673 | 10459 | NY | NYSTc | Mixed mild | NYSTc_Mixed mild_4A | 4
674 | 10460 | NY | NYSTc | Mixed mild | NYSTc_Mixed mild_4A | 4
675 | 10461 | NY | NYSTc | Mixed mild | NYSTc_Mixed mild_4A | 4
676 | 10462 | NY | NYSTc | Mixed mild | NYSTc_Mixed mild_4A | 4
677 | 10464 | NY | NYSTc | Mixed mild | NYSTc_Mixed mild_4A | 4
678 | 10465 | NY | NYSTc | Mixed mild | NYSTc_Mixed mild_4A | 4
679 | 10466 | NY | NYSTc | Mixed mild | NYSTc_Mixed mild_4A | 4
680 | 10467 | NY | NYSTc | Mixed mild | NYSTc_Mixed mild_4A | 4
681 | 10468 | NY | NYSTc | Mixed mild | NYSTc_Mixed mild_4A | 4
682 | 10469 | NY | NYSTc | Mixed mild | NYSTc_Mixed mild_4A | 4
683 | 10470 | NY | NYSTc | Mixed mild | NYSTc_Mixed mild_4A | 4
684 | 10471 | NY | NYSTc | Mixed mild | NYSTc_Mixed mild_4A | 4
685 | 10472 | NY | NYSTc | Mixed mild | NYSTc_Mixed mild_4A | 4
686 | 10473 | NY | NYSTc | Mixed mild | NYSTc_Mixed mild_4A | 4
687 | 10474 | NY | NYSTc | Mixed mild | NYSTc_Mixed mild_4A | 4
688 | 10475 | NY | NYSTc | Mixed mild | NYSTc_Mixed mild_4A | 4
689 | 10550 | NY | NYSTc | Mixed mild | NYSTc_Mixed mild_4A | 4
690 | 10704 | NY | NYSTc | Mixed mild | NYSTc_Mixed mild_4A | 4
691 | 10705 | NY | NYSTc | Mixed mild | NYSTc_Mixed mild_4A | 4
692 | 10803 | NY | NYSTc | Mixed mild | NYSTc_Mixed mild_4A | 4
693 | 10501 | NY | NYSTc | Mixed mild | NYSTc_Mixed mild_4A | 4
694 | 10502 | NY | NYSTc | Mixed mild | NYSTc_Mixed mild_4A | 4
695 | 10503 | NY | NYSTc | Mixed mild | NYSTc_Mixed mild_4A | 4
696 | 10504 | NY | NYSTc | Mixed mild | NYSTc_Mixed mild_4A | 4
697 | 10505 | NY | NYSTc | Mixed mild | NYSTc_Mixed mild_4A | 4
698 | 10506 | NY | NYSTc | Mixed mild | NYSTc_Mixed mild_4A | 4
699 | 10507 | NY | NYSTc | Mixed mild | NYSTc_Mixed mild_4A | 4
700 | 10509 | NY | NYSTc | Mixed mild | NYSTc_Mixed mild_4A | 4
701 | 10510 | NY | NYSTc | Mixed mild | NYSTc_Mixed mild_4A | 4
702 | 10511 | NY | NYSTc | Mixed mild | NYSTc_Mixed mild_4A | 4
703 | 10514 | NY | NYSTc | Mixed mild | NYSTc_Mixed mild_4A | 4
704 | 10517 | NY | NYSTc | Mixed mild | NYSTc_Mixed mild_4A | 4
705 | 10518 | NY | NYSTc | Mixed mild | NYSTc_Mixed mild_4A | 4
706 | 10519 | NY | NYSTc | Mixed mild | NYSTc_Mixed mild_4A | 4
707 | 10520 | NY | NYSTc | Mixed mild | NYSTc_Mixed mild_4A | 4
708 | 10522 | NY | NYSTc | Mixed mild | NYSTc_Mixed mild_4A | 4
709 | 10523 | NY | NYSTc | Mixed mild | NYSTc_Mixed mild_4A | 4
710 | 10526 | NY | NYSTc | Mixed mild | NYSTc_Mixed mild_4A | 4
711 | 10527 | NY | NYSTc | Mixed mild | NYSTc_Mixed mild_4A | 4
712 | 10528 | NY | NYSTc | Mixed mild | NYSTc_Mixed mild_4A | 4
713 | 10530 | NY | NYSTc | Mixed mild | NYSTc_Mixed mild_4A | 4
714 | 10532 | NY | NYSTc | Mixed mild | NYSTc_Mixed mild_4A | 4
715 | 10533 | NY | NYSTc | Mixed mild | NYSTc_Mixed mild_4A | 4
716 | 10535 | NY | NYSTc | Mixed mild | NYSTc_Mixed mild_4A | 4
717 | 10536 | NY | NYSTc | Mixed mild | NYSTc_Mixed mild_4A | 4
718 | 10537 | NY | NYSTc | Mixed mild | NYSTc_Mixed mild_4A | 4
719 | 10538 | NY | NYSTc | Mixed mild | NYSTc_Mixed mild_4A | 4
720 | 10540 | NY | NYSTc | Mixed mild | NYSTc_Mixed mild_4A | 4
721 | 10541 | NY | NYSTc | Mixed mild | NYSTc_Mixed mild_4A | 4
722 | 10543 | NY | NYSTc | Mixed mild | NYSTc_Mixed mild_4A | 4
723 | 10545 | NY | NYSTc | Mixed mild | NYSTc_Mixed mild_4A | 4
724 | 10546 | NY | NYSTc | Mixed mild | NYSTc_Mixed mild_4A | 4
725 | 10547 | NY | NYSTc | Mixed mild | NYSTc_Mixed mild_4A | 4
726 | 10548 | NY | NYSTc | Mixed mild | NYSTc_Mixed mild_4A | 4
727 | 10549 | NY | NYSTc | Mixed mild | NYSTc_Mixed mild_4A | 4
728 | 10551 | NY | NYSTc | Mixed mild | NYSTc_Mixed mild_4A | 4
729 | 10552 | NY | NYSTc | Mixed mild | NYSTc_Mixed mild_4A | 4
730 | 10553 | NY | NYSTc | Mixed mild | NYSTc_Mixed mild_4A | 4
731 | 10560 | NY | NYSTc | Mixed mild | NYSTc_Mixed mild_4A | 4
732 | 10562 | NY | NYSTc | Mixed mild | NYSTc_Mixed mild_4A | 4
733 | 10566 | NY | NYSTc | Mixed mild | NYSTc_Mixed mild_4A | 4
734 | 10567 | NY | NYSTc | Mixed mild | NYSTc_Mixed mild_4A | 4
735 | 10570 | NY | NYSTc | Mixed mild | NYSTc_Mixed mild_4A | 4
736 | 10573 | NY | NYSTc | Mixed mild | NYSTc_Mixed mild_4A | 4
737 | 10576 | NY | NYSTc | Mixed mild | NYSTc_Mixed mild_4A | 4
738 | 10577 | NY | NYSTc | Mixed mild | NYSTc_Mixed mild_4A | 4
739 | 10578 | NY | NYSTc | Mixed mild | NYSTc_Mixed mild_4A | 4
740 | 10580 | NY | NYSTc | Mixed mild | NYSTc_Mixed mild_4A | 4
741 | 10583 | NY | NYSTc | Mixed mild | NYSTc_Mixed mild_4A | 4
742 | 10587 | NY | NYSTc | Mixed mild | NYSTc_Mixed mild_4A | 4
743 | 10588 | NY | NYSTc | Mixed mild | NYSTc_Mixed mild_4A | 4
744 | 10589 | NY | NYSTc | Mixed mild | NYSTc_Mixed mild_4A | 4
745 | 10590 | NY | NYSTc | Mixed mild | NYSTc_Mixed mild_4A | 4
746 | 10591 | NY | NYSTc | Mixed mild | NYSTc_Mixed mild_4A | 4
747 | 10594 | NY | NYSTc | Mixed mild | NYSTc_Mixed mild_4A | 4
748 | 10595 | NY | NYSTc | Mixed mild | NYSTc_Mixed mild_4A | 4
749 | 10596 | NY | NYSTc | Mixed mild | NYSTc_Mixed mild_4A | 4
750 | 10597 | NY | NYSTc | Mixed mild | NYSTc_Mixed mild_4A | 4
751 | 10598 | NY | NYSTc | Mixed mild | NYSTc_Mixed mild_4A | 4
752 | 10601 | NY | NYSTc | Mixed mild | NYSTc_Mixed mild_4A | 4
753 | 10602 | NY | NYSTc | Mixed mild | NYSTc_Mixed mild_4A | 4
754 | 10603 | NY | NYSTc | Mixed mild | NYSTc_Mixed mild_4A | 4
755 | 10604 | NY | NYSTc | Mixed mild | NYSTc_Mixed mild_4A | 4
756 | 10605 | NY | NYSTc | Mixed mild | NYSTc_Mixed mild_4A | 4
757 | 10606 | NY | NYSTc | Mixed mild | NYSTc_Mixed mild_4A | 4
758 | 10607 | NY | NYSTc | Mixed mild | NYSTc_Mixed mild_4A | 4
759 | 10610 | NY | NYSTc | Mixed mild | NYSTc_Mixed mild_4A | 4
760 | 10701 | NY | NYSTc | Mixed mild | NYSTc_Mixed mild_4A | 4
761 | 10702 | NY | NYSTc | Mixed mild | NYSTc_Mixed mild_4A | 4
762 | 10703 | NY | NYSTc | Mixed mild | NYSTc_Mixed mild_4A | 4
763 | 10706 | NY | NYSTc | Mixed mild | NYSTc_Mixed mild_4A | 4
764 | 10707 | NY | NYSTc | Mixed mild | NYSTc_Mixed mild_4A | 4
765 | 10708 | NY | NYSTc | Mixed mild | NYSTc_Mixed mild_4A | 4
766 | 10709 | NY | NYSTc | Mixed mild | NYSTc_Mixed mild_4A | 4
767 | 10710 | NY | NYSTc | Mixed mild | NYSTc_Mixed mild_4A | 4
768 | 10801 | NY | NYSTc | Mixed mild | NYSTc_Mixed mild_4A | 4
769 | 10802 | NY | NYSTc | Mixed mild | NYSTc_Mixed mild_4A | 4
770 | 10804 | NY | NYSTc | Mixed mild | NYSTc_Mixed mild_4A | 4
771 | 10805 | NY | NYSTc | Mixed mild | NYSTc_Mixed mild_4A | 4
772 | 11001 | NY | NYSTc | Mixed mild | NYSTc_Mixed mild_4A | 4
773 | 11004 | NY | NYSTc | Mixed mild | NYSTc_Mixed mild_4A | 4
774 | 11005 | NY | NYSTc | Mixed mild | NYSTc_Mixed mild_4A | 4
775 | 11020 | NY | NYSTc | Mixed mild | NYSTc_Mixed mild_4A | 4
776 | 11040 | NY | NYSTc | Mixed mild | NYSTc_Mixed mild_4A | 4
777 | 11101 | NY | NYSTc | Mixed mild | NYSTc_Mixed mild_4A | 4
778 | 11102 | NY | NYSTc | Mixed mild | NYSTc_Mixed mild_4A | 4
779 | 11103 | NY | NYSTc | Mixed mild | NYSTc_Mixed mild_4A | 4
780 | 11104 | NY | NYSTc | Mixed mild | NYSTc_Mixed mild_4A | 4
781 | 11105 | NY | NYSTc | Mixed mild | NYSTc_Mixed mild_4A | 4
782 | 11106 | NY | NYSTc | Mixed mild | NYSTc_Mixed mild_4A | 4
783 | 11109 | NY | NYSTc | Mixed mild | NYSTc_Mixed mild_4A | 4
784 | 11208 | NY | NYSTc | Mixed mild | NYSTc_Mixed mild_4A | 4
785 | 11237 | NY | NYSTc | Mixed mild | NYSTc_Mixed mild_4A | 4
786 | 11351 | NY | NYSTc | Mixed mild | NYSTc_Mixed mild_4A | 4
787 | 11352 | NY | NYSTc | Mixed mild | NYSTc_Mixed mild_4A | 4
788 | 11354 | NY | NYSTc | Mixed mild | NYSTc_Mixed mild_4A | 4
789 | 11355 | NY | NYSTc | Mixed mild | NYSTc_Mixed mild_4A | 4
790 | 11356 | NY | NYSTc | Mixed mild | NYSTc_Mixed mild_4A | 4
791 | 11357 | NY | NYSTc | Mixed mild | NYSTc_Mixed mild_4A | 4
792 | 11358 | NY | NYSTc | Mixed mild | NYSTc_Mixed mild_4A | 4
793 | 11359 | NY | NYSTc | Mixed mild | NYSTc_Mixed mild_4A | 4
794 | 11360 | NY | NYSTc | Mixed mild | NYSTc_Mixed mild_4A | 4
795 | 11361 | NY | NYSTc | Mixed mild | NYSTc_Mixed mild_4A | 4
796 | 11362 | NY | NYSTc | Mixed mild | NYSTc_Mixed mild_4A | 4
797 | 11363 | NY | NYSTc | Mixed mild | NYSTc_Mixed mild_4A | 4
798 | 11364 | NY | NYSTc | Mixed mild | NYSTc_Mixed mild_4A | 4
799 | 11365 | NY | NYSTc | Mixed mild | NYSTc_Mixed mild_4A | 4
800 | 11366 | NY | NYSTc | Mixed mild | NYSTc_Mixed mild_4A | 4
801 | 11367 | NY | NYSTc | Mixed mild | NYSTc_Mixed mild_4A | 4
802 | 11368 | NY | NYSTc | Mixed mild | NYSTc_Mixed mild_4A | 4
803 | 11369 | NY | NYSTc | Mixed mild | NYSTc_Mixed mild_4A | 4
804 | 11370 | NY | NYSTc | Mixed mild | NYSTc_Mixed mild_4A | 4
805 | 11371 | NY | NYSTc | Mixed mild | NYSTc_Mixed mild_4A | 4
806 | 11372 | NY | NYSTc | Mixed mild | NYSTc_Mixed mild_4A | 4
807 | 11373 | NY | NYSTc | Mixed mild | NYSTc_Mixed mild_4A | 4
808 | 11374 | NY | NYSTc | Mixed mild | NYSTc_Mixed mild_4A | 4
809 | 11375 | NY | NYSTc | Mixed mild | NYSTc_Mixed mild_4A | 4
810 | 11377 | NY | NYSTc | Mixed mild | NYSTc_Mixed mild_4A | 4
811 | 11378 | NY | NYSTc | Mixed mild | NYSTc_Mixed mild_4A | 4
812 | 11379 | NY | NYSTc | Mixed mild | NYSTc_Mixed mild_4A | 4
813 | 11380 | NY | NYSTc | Mixed mild | NYSTc_Mixed mild_4A | 4
814 | 11385 | NY | NYSTc | Mixed mild | NYSTc_Mixed mild_4A | 4
815 | 11386 | NY | NYSTc | Mixed mild | NYSTc_Mixed mild_4A | 4
816 | 11405 | NY | NYSTc | Mixed mild | NYSTc_Mixed mild_4A | 4
817 | 11411 | NY | NYSTc | Mixed mild | NYSTc_Mixed mild_4A | 4
818 | 11412 | NY | NYSTc | Mixed mild | NYSTc_Mixed mild_4A | 4
819 | 11413 | NY | NYSTc | Mixed mild | NYSTc_Mixed mild_4A | 4
820 | 11414 | NY | NYSTc | Mixed mild | NYSTc_Mixed mild_4A | 4
821 | 11415 | NY | NYSTc | Mixed mild | NYSTc_Mixed mild_4A | 4
822 | 11416 | NY | NYSTc | Mixed mild | NYSTc_Mixed mild_4A | 4
823 | 11417 | NY | NYSTc | Mixed mild | NYSTc_Mixed mild_4A | 4
824 | 11418 | NY | NYSTc | Mixed mild | NYSTc_Mixed mild_4A | 4
825 | 11419 | NY | NYSTc | Mixed mild | NYSTc_Mixed mild_4A | 4
826 | 11420 | NY | NYSTc | Mixed mild | NYSTc_Mixed mild_4A | 4
827 | 11421 | NY | NYSTc | Mixed mild | NYSTc_Mixed mild_4A | 4
828 | 11422 | NY | NYSTc | Mixed mild | NYSTc_Mixed mild_4A | 4
829 | 11423 | NY | NYSTc | Mixed mild | NYSTc_Mixed mild_4A | 4
830 | 11424 | NY | NYSTc | Mixed mild | NYSTc_Mixed mild_4A | 4
831 | 11425 | NY | NYSTc | Mixed mild | NYSTc_Mixed mild_4A | 4
832 | 11426 | NY | NYSTc | Mixed mild | NYSTc_Mixed mild_4A | 4
833 | 11427 | NY | NYSTc | Mixed mild | NYSTc_Mixed mild_4A | 4
834 | 11428 | NY | NYSTc | Mixed mild | NYSTc_Mixed mild_4A | 4
835 | 11429 | NY | NYSTc | Mixed mild | NYSTc_Mixed mild_4A | 4
836 | 11430 | NY | NYSTc | Mixed mild | NYSTc_Mixed mild_4A | 4
837 | 11431 | NY | NYSTc | Mixed mild | NYSTc_Mixed mild_4A | 4
838 | 11432 | NY | NYSTc | Mixed mild | NYSTc_Mixed mild_4A | 4
839 | 11433 | NY | NYSTc | Mixed mild | NYSTc_Mixed mild_4A | 4
840 | 11434 | NY | NYSTc | Mixed mild | NYSTc_Mixed mild_4A | 4
841 | 11435 | NY | NYSTc | Mixed mild | NYSTc_Mixed mild_4A | 4
842 | 11436 | NY | NYSTc | Mixed mild | NYSTc_Mixed mild_4A | 4
843 | 11437 | NY | NYSTc | Mixed mild | NYSTc_Mixed mild_4A | 4
844 | 11439 | NY | NYSTc | Mixed mild | NYSTc_Mixed mild_4A | 4
845 | 11451 | NY | NYSTc | Mixed mild | NYSTc_Mixed mild_4A | 4
846 | 11499 | NY | NYSTc | Mixed mild | NYSTc_Mixed mild_4A | 4
847 | 11559 | NY | NYSTc | Mixed mild | NYSTc_Mixed mild_4A | 4
848 | 11580 | NY | NYSTc | Mixed mild | NYSTc_Mixed mild_4A | 4
849 | 11691 | NY | NYSTc | Mixed mild | NYSTc_Mixed mild_4A | 4
850 | 11692 | NY | NYSTc | Mixed mild | NYSTc_Mixed mild_4A | 4
851 | 11693 | NY | NYSTc | Mixed mild | NYSTc_Mixed mild_4A | 4
852 | 11694 | NY | NYSTc | Mixed mild | NYSTc_Mixed mild_4A | 4
853 | 11697 | NY | NYSTc | Mixed mild | NYSTc_Mixed mild_4A | 4
854 | 11002 | NY | NYSTc | Mixed mild | NYSTc_Mixed mild_4A | 4
855 | 11003 | NY | NYSTc | Mixed mild | NYSTc_Mixed mild_4A | 4
856 | 11010 | NY | NYSTc | Mixed mild | NYSTc_Mixed mild_4A | 4
857 | 11021 | NY | NYSTc | Mixed mild | NYSTc_Mixed mild_4A | 4
858 | 11022 | NY | NYSTc | Mixed mild | NYSTc_Mixed mild_4A | 4
859 | 11023 | NY | NYSTc | Mixed mild | NYSTc_Mixed mild_4A | 4
860 | 11024 | NY | NYSTc | Mixed mild | NYSTc_Mixed mild_4A | 4
861 | 11030 | NY | NYSTc | Mixed mild | NYSTc_Mixed mild_4A | 4
862 | 11042 | NY | NYSTc | Mixed mild | NYSTc_Mixed mild_4A | 4
863 | 11050 | NY | NYSTc | Mixed mild | NYSTc_Mixed mild_4A | 4
864 | 11096 | NY | NYSTc | Mixed mild | NYSTc_Mixed mild_4A | 4
865 | 11501 | NY | NYSTc | Mixed mild | NYSTc_Mixed mild_4A | 4
866 | 11507 | NY | NYSTc | Mixed mild | NYSTc_Mixed mild_4A | 4
867 | 11509 | NY | NYSTc | Mixed mild | NYSTc_Mixed mild_4A | 4
868 | 11510 | NY | NYSTc | Mixed mild | NYSTc_Mixed mild_4A | 4
869 | 11514 | NY | NYSTc | Mixed mild | NYSTc_Mixed mild_4A | 4
870 | 11516 | NY | NYSTc | Mixed mild | NYSTc_Mixed mild_4A | 4
871 | 11518 | NY | NYSTc | Mixed mild | NYSTc_Mixed mild_4A | 4
872 | 11520 | NY | NYSTc | Mixed mild | NYSTc_Mixed mild_4A | 4
873 | 11530 | NY | NYSTc | Mixed mild | NYSTc_Mixed mild_4A | 4
874 | 11531 | NY | NYSTc | Mixed mild | NYSTc_Mixed mild_4A | 4
875 | 11542 | NY | NYSTc | Mixed mild | NYSTc_Mixed mild_4A | 4
876 | 11545 | NY | NYSTc | Mixed mild | NYSTc_Mixed mild_4A | 4
877 | 11547 | NY | NYSTc | Mixed mild | NYSTc_Mixed mild_4A | 4
878 | 11548 | NY | NYSTc | Mixed mild | NYSTc_Mixed mild_4A | 4
879 | 11549 | NY | NYSTc | Mixed mild | NYSTc_Mixed mild_4A | 4
880 | 11550 | NY | NYSTc | Mixed mild | NYSTc_Mixed mild_4A | 4
881 | 11551 | NY | NYSTc | Mixed mild | NYSTc_Mixed mild_4A | 4
882 | 11552 | NY | NYSTc | Mixed mild | NYSTc_Mixed mild_4A | 4
883 | 11553 | NY | NYSTc | Mixed mild | NYSTc_Mixed mild_4A | 4
884 | 11554 | NY | NYSTc | Mixed mild | NYSTc_Mixed mild_4A | 4
885 | 11556 | NY | NYSTc | Mixed mild | NYSTc_Mixed mild_4A | 4
886 | 11557 | NY | NYSTc | Mixed mild | NYSTc_Mixed mild_4A | 4
887 | 11558 | NY | NYSTc | Mixed mild | NYSTc_Mixed mild_4A | 4
888 | 11560 | NY | NYSTc | Mixed mild | NYSTc_Mixed mild_4A | 4
889 | 11561 | NY | NYSTc | Mixed mild | NYSTc_Mixed mild_4A | 4
890 | 11563 | NY | NYSTc | Mixed mild | NYSTc_Mixed mild_4A | 4
891 | 11565 | NY | NYSTc | Mixed mild | NYSTc_Mixed mild_4A | 4
892 | 11566 | NY | NYSTc | Mixed mild | NYSTc_Mixed mild_4A | 4
893 | 11568 | NY | NYSTc | Mixed mild | NYSTc_Mixed mild_4A | 4
894 | 11569 | NY | NYSTc | Mixed mild | NYSTc_Mixed mild_4A | 4
895 | 11570 | NY | NYSTc | Mixed mild | NYSTc_Mixed mild_4A | 4
896 | 11571 | NY | NYSTc | Mixed mild | NYSTc_Mixed mild_4A | 4
897 | 11572 | NY | NYSTc | Mixed mild | NYSTc_Mixed mild_4A | 4
898 | 11575 | NY | NYSTc | Mixed mild | NYSTc_Mixed mild_4A | 4
899 | 11576 | NY | NYSTc | Mixed mild | NYSTc_Mixed mild_4A | 4
900 | 11577 | NY | NYSTc | Mixed mild | NYSTc_Mixed mild_4A | 4
901 | 11579 | NY | NYSTc | Mixed mild | NYSTc_Mixed mild_4A | 4
902 | 11581 | NY | NYSTc | Mixed mild | NYSTc_Mixed mild_4A | 4
903 | 11582 | NY | NYSTc | Mixed mild | NYSTc_Mixed mild_4A | 4
904 | 11590 | NY | NYSTc | Mixed mild | NYSTc_Mixed mild_4A | 4
905 | 11596 | NY | NYSTc | Mixed mild | NYSTc_Mixed mild_4A | 4
906 | 11598 | NY | NYSTc | Mixed mild | NYSTc_Mixed mild_4A | 4
907 | 11599 | NY | NYSTc | Mixed mild | NYSTc_Mixed mild_4A | 4
908 | 11709 | NY | NYSTc | Mixed mild | NYSTc_Mixed mild_4A | 4
909 | 11710 | NY | NYSTc | Mixed mild | NYSTc_Mixed mild_4A | 4
910 | 11714 | NY | NYSTc | Mixed mild | NYSTc_Mixed mild_4A | 4
911 | 11732 | NY | NYSTc | Mixed mild | NYSTc_Mixed mild_4A | 4
912 | 11753 | NY | NYSTc | Mixed mild | NYSTc_Mixed mild_4A | 4
913 | 11756 | NY | NYSTc | Mixed mild | NYSTc_Mixed mild_4A | 4
914 | 11762 | NY | NYSTc | Mixed mild | NYSTc_Mixed mild_4A | 4
915 | 11765 | NY | NYSTc | Mixed mild | NYSTc_Mixed mild_4A | 4
916 | 11771 | NY | NYSTc | Mixed mild | NYSTc_Mixed mild_4A | 4
917 | 11773 | NY | NYSTc | Mixed mild | NYSTc_Mixed mild_4A | 4
918 | 11783 | NY | NYSTc | Mixed mild | NYSTc_Mixed mild_4A | 4
919 | 11791 | NY | NYSTc | Mixed mild | NYSTc_Mixed mild_4A | 4
920 | 11793 | NY | NYSTc | Mixed mild | NYSTc_Mixed mild_4A | 4
921 | 11801 | NY | NYSTc | Mixed mild | NYSTc_Mixed mild_4A | 4
922 | 11802 | NY | NYSTc | Mixed mild | NYSTc_Mixed mild_4A | 4
923 | 11803 | NY | NYSTc | Mixed mild | NYSTc_Mixed mild_4A | 4
924 | 11804 | NY | NYSTc | Mixed mild | NYSTc_Mixed mild_4A | 4
925 | 11815 | NY | NYSTc | Mixed mild | NYSTc_Mixed mild_4A | 4
926 | 11201 | NY | NYSTc | Mixed mild | NYSTc_Mixed mild_4A | 4
927 | 11202 | NY | NYSTc | Mixed mild | NYSTc_Mixed mild_4A | 4
928 | 11203 | NY | NYSTc | Mixed mild | NYSTc_Mixed mild_4A | 4
929 | 11204 | NY | NYSTc | Mixed mild | NYSTc_Mixed mild_4A | 4
930 | 11205 | NY | NYSTc | Mixed mild | NYSTc_Mixed mild_4A | 4
931 | 11206 | NY | NYSTc | Mixed mild | NYSTc_Mixed mild_4A | 4
932 | 11207 | NY | NYSTc | Mixed mild | NYSTc_Mixed mild_4A | 4
933 | 11209 | NY | NYSTc | Mixed mild | NYSTc_Mixed mild_4A | 4
934 | 11210 | NY | NYSTc | Mixed mild | NYSTc_Mixed mild_4A | 4
935 | 11211 | NY | NYSTc | Mixed mild | NYSTc_Mixed mild_4A | 4
936 | 11212 | NY | NYSTc | Mixed mild | NYSTc_Mixed mild_4A | 4
937 | 11213 | NY | NYSTc | Mixed mild | NYSTc_Mixed mild_4A | 4
938 | 11214 | NY | NYSTc | Mixed mild | NYSTc_Mixed mild_4A | 4
939 | 11215 | NY | NYSTc | Mixed mild | NYSTc_Mixed mild_4A | 4
940 | 11216 | NY | NYSTc | Mixed mild | NYSTc_Mixed mild_4A | 4
941 | 11217 | NY | NYSTc | Mixed mild | NYSTc_Mixed mild_4A | 4
942 | 11218 | NY | NYSTc | Mixed mild | NYSTc_Mixed mild_4A | 4
943 | 11219 | NY | NYSTc | Mixed mild | NYSTc_Mixed mild_4A | 4
944 | 11220 | NY | NYSTc | Mixed mild | NYSTc_Mixed mild_4A | 4
945 | 11221 | NY | NYSTc | Mixed mild | NYSTc_Mixed mild_4A | 4
946 | 11222 | NY | NYSTc | Mixed mild | NYSTc_Mixed mild_4A | 4
947 | 11223 | NY | NYSTc | Mixed mild | NYSTc_Mixed mild_4A | 4
948 | 11224 | NY | NYSTc | Mixed mild | NYSTc_Mixed mild_4A | 4
949 | 11225 | NY | NYSTc | Mixed mild | NYSTc_Mixed mild_4A | 4
950 | 11226 | NY | NYSTc | Mixed mild | NYSTc_Mixed mild_4A | 4
951 | 11228 | NY | NYSTc | Mixed mild | NYSTc_Mixed mild_4A | 4
952 | 11229 | NY | NYSTc | Mixed mild | NYSTc_Mixed mild_4A | 4
953 | 11230 | NY | NYSTc | Mixed mild | NYSTc_Mixed mild_4A | 4
954 | 11231 | NY | NYSTc | Mixed mild | NYSTc_Mixed mild_4A | 4
955 | 11232 | NY | NYSTc | Mixed mild | NYSTc_Mixed mild_4A | 4
956 | 11233 | NY | NYSTc | Mixed mild | NYSTc_Mixed mild_4A | 4
957 | 11234 | NY | NYSTc | Mixed mild | NYSTc_Mixed mild_4A | 4
958 | 11235 | NY | NYSTc | Mixed mild | NYSTc_Mixed mild_4A | 4
959 | 11236 | NY | NYSTc | Mixed mild | NYSTc_Mixed mild_4A | 4
960 | 11238 | NY | NYSTc | Mixed mild | NYSTc_Mixed mild_4A | 4
961 | 11239 | NY | NYSTc | Mixed mild | NYSTc_Mixed mild_4A | 4
962 | 11241 | NY | NYSTc | Mixed mild | NYSTc_Mixed mild_4A | 4
963 | 11242 | NY | NYSTc | Mixed mild | NYSTc_Mixed mild_4A | 4
964 | 11243 | NY | NYSTc | Mixed mild | NYSTc_Mixed mild_4A | 4
965 | 11245 | NY | NYSTc | Mixed mild | NYSTc_Mixed mild_4A | 4
966 | 11247 | NY | NYSTc | Mixed mild | NYSTc_Mixed mild_4A | 4
967 | 11249 | NY | NYSTc | Mixed mild | NYSTc_Mixed mild_4A | 4
968 | 11251 | NY | NYSTc | Mixed mild | NYSTc_Mixed mild_4A | 4
969 | 11252 | NY | NYSTc | Mixed mild | NYSTc_Mixed mild_4A | 4
970 | 11256 | NY | NYSTc | Mixed mild | NYSTc_Mixed mild_4A | 4
971 | 17301 | PA | RFCEc | Mixed mild | RFCEc_Mixed mild_4A | 4
972 | 17302 | PA | RFCEc | Mixed mild | RFCEc_Mixed mild_4A | 4
973 | 17309 | PA | RFCEc | Mixed mild | RFCEc_Mixed mild_4A | 4
974 | 17311 | PA | RFCEc | Mixed mild | RFCEc_Mixed mild_4A | 4
975 | 17312 | PA | RFCEc | Mixed mild | RFCEc_Mixed mild_4A | 4
976 | 17313 | PA | RFCEc | Mixed mild | RFCEc_Mixed mild_4A | 4
977 | 17314 | PA | RFCEc | Mixed mild | RFCEc_Mixed mild_4A | 4
978 | 17315 | PA | RFCEc | Mixed mild | RFCEc_Mixed mild_4A | 4
979 | 17316 | PA | RFCEc | Mixed mild | RFCEc_Mixed mild_4A | 4
980 | 17317 | PA | RFCEc | Mixed mild | RFCEc_Mixed mild_4A | 4
981 | 17318 | PA | RFCEc | Mixed mild | RFCEc_Mixed mild_4A | 4
982 | 17319 | PA | RFCEc | Mixed mild | RFCEc_Mixed mild_4A | 4
983 | 17321 | PA | RFCEc | Mixed mild | RFCEc_Mixed mild_4A | 4
984 | 17322 | PA | RFCEc | Mixed mild | RFCEc_Mixed mild_4A | 4
985 | 17323 | PA | RFCEc | Mixed mild | RFCEc_Mixed mild_4A | 4
986 | 17327 | PA | RFCEc | Mixed mild | RFCEc_Mixed mild_4A | 4
987 | 17329 | PA | RFCEc | Mixed mild | RFCEc_Mixed mild_4A | 4
988 | 17331 | PA | RFCEc | Mixed mild | RFCEc_Mixed mild_4A | 4
989 | 17339 | PA | RFCEc | Mixed mild | RFCEc_Mixed mild_4A | 4
990 | 17342 | PA | RFCEc | Mixed mild | RFCEc_Mixed mild_4A | 4
991 | 17345 | PA | RFCEc | Mixed mild | RFCEc_Mixed mild_4A | 4
992 | 17347 | PA | RFCEc | Mixed mild | RFCEc_Mixed mild_4A | 4
993 | 17349 | PA | RFCEc | Mixed mild | RFCEc_Mixed mild_4A | 4
994 | 17352 | PA | RFCEc | Mixed mild | RFCEc_Mixed mild_4A | 4
995 | 17355 | PA | RFCEc | Mixed mild | RFCEc_Mixed mild_4A | 4
996 | 17356 | PA | RFCEc | Mixed mild | RFCEc_Mixed mild_4A | 4
997 | 17358 | PA | RFCEc | Mixed mild | RFCEc_Mixed mild_4A | 4
998 | 17360 | PA | RFCEc | Mixed mild | RFCEc_Mixed mild_4A | 4
999 | 17361 | PA | RFCEc | Mixed mild | RFCEc_Mixed mild_4A | 4
1000 | 17362 | PA | RFCEc | Mixed mild | RFCEc_Mixed mild_4A | 4
1001 | 17363 | PA | RFCEc | Mixed mild | RFCEc_Mixed mild_4A | 4
1002 | 17364 | PA | RFCEc | Mixed mild | RFCEc_Mixed mild_4A | 4
1003 | 17365 | PA | RFCEc | Mixed mild | RFCEc_Mixed mild_4A | 4
1004 | 17366 | PA | RFCEc | Mixed mild | RFCEc_Mixed mild_4A | 4
1005 | 17368 | PA | RFCEc | Mixed mild | RFCEc_Mixed mild_4A | 4
1006 | 17370 | PA | RFCEc | Mixed mild | RFCEc_Mixed mild_4A | 4
1007 | 17371 | PA | RFCEc | Mixed mild | RFCEc_Mixed mild_4A | 4
1008 | 17372 | PA | RFCEc | Mixed mild | RFCEc_Mixed mild_4A | 4
1009 | 17401 | PA | RFCEc | Mixed mild | RFCEc_Mixed mild_4A | 4
1010 | 17402 | PA | RFCEc | Mixed mild | RFCEc_Mixed mild_4A | 4
1011 | 17403 | PA | RFCEc | Mixed mild | RFCEc_Mixed mild_4A | 4
1012 | 17404 | PA | RFCEc | Mixed mild | RFCEc_Mixed mild_4A | 4
1013 | 17405 | PA | RFCEc | Mixed mild | RFCEc_Mixed mild_4A | 4
1014 | 17406 | PA | RFCEc | Mixed mild | RFCEc_Mixed mild_4A | 4
1015 | 17407 | PA | RFCEc | Mixed mild | RFCEc_Mixed mild_4A | 4
1016 | 17408 | PA | RFCEc | Mixed mild | RFCEc_Mixed mild_4A | 4
1017 | 19073 | PA | RFCEc | Mixed mild | RFCEc_Mixed mild_4A | 4
1018 | 19087 | PA | RFCEc | Mixed mild | RFCEc_Mixed mild_4A | 4
1019 | 19301 | PA | RFCEc | Mixed mild | RFCEc_Mixed mild_4A | 4
1020 | 19311 | PA | RFCEc | Mixed mild | RFCEc_Mixed mild_4A | 4
1021 | 19312 | PA | RFCEc | Mixed mild | RFCEc_Mixed mild_4A | 4
1022 | 19316 | PA | RFCEc | Mixed mild | RFCEc_Mixed mild_4A | 4
1023 | 19317 | PA | RFCEc | Mixed mild | RFCEc_Mixed mild_4A | 4
1024 | 19318 | PA | RFCEc | Mixed mild | RFCEc_Mixed mild_4A | 4
1025 | 19319 | PA | RFCEc | Mixed mild | RFCEc_Mixed mild_4A | 4
1026 | 19320 | PA | RFCEc | Mixed mild | RFCEc_Mixed mild_4A | 4
1027 | 19330 | PA | RFCEc | Mixed mild | RFCEc_Mixed mild_4A | 4
1028 | 19333 | PA | RFCEc | Mixed mild | RFCEc_Mixed mild_4A | 4
1029 | 19335 | PA | RFCEc | Mixed mild | RFCEc_Mixed mild_4A | 4
1030 | 19341 | PA | RFCEc | Mixed mild | RFCEc_Mixed mild_4A | 4
1031 | 19342 | PA | RFCEc | Mixed mild | RFCEc_Mixed mild_4A | 4
1032 | 19343 | PA | RFCEc | Mixed mild | RFCEc_Mixed mild_4A | 4
1033 | 19345 | PA | RFCEc | Mixed mild | RFCEc_Mixed mild_4A | 4
1034 | 19346 | PA | RFCEc | Mixed mild | RFCEc_Mixed mild_4A | 4
1035 | 19347 | PA | RFCEc | Mixed mild | RFCEc_Mixed mild_4A | 4
1036 | 19348 | PA | RFCEc | Mixed mild | RFCEc_Mixed mild_4A | 4
1037 | 19350 | PA | RFCEc | Mixed mild | RFCEc_Mixed mild_4A | 4
1038 | 19351 | PA | RFCEc | Mixed mild | RFCEc_Mixed mild_4A | 4
1039 | 19352 | PA | RFCEc | Mixed mild | RFCEc_Mixed mild_4A | 4
1040 | 19354 | PA | RFCEc | Mixed mild | RFCEc_Mixed mild_4A | 4
1041 | 19355 | PA | RFCEc | Mixed mild | RFCEc_Mixed mild_4A | 4
1042 | 19357 | PA | RFCEc | Mixed mild | RFCEc_Mixed mild_4A | 4
1043 | 19358 | PA | RFCEc | Mixed mild | RFCEc_Mixed mild_4A | 4
1044 | 19360 | PA | RFCEc | Mixed mild | RFCEc_Mixed mild_4A | 4
1045 | 19365 | PA | RFCEc | Mixed mild | RFCEc_Mixed mild_4A | 4
1046 | 19366 | PA | RFCEc | Mixed mild | RFCEc_Mixed mild_4A | 4
1047 | 19367 | PA | RFCEc | Mixed mild | RFCEc_Mixed mild_4A | 4
1048 | 19369 | PA | RFCEc | Mixed mild | RFCEc_Mixed mild_4A | 4
1049 | 19372 | PA | RFCEc | Mixed mild | RFCEc_Mixed mild_4A | 4
1050 | 19373 | PA | RFCEc | Mixed mild | RFCEc_Mixed mild_4A | 4
1051 | 19374 | PA | RFCEc | Mixed mild | RFCEc_Mixed mild_4A | 4
1052 | 19375 | PA | RFCEc | Mixed mild | RFCEc_Mixed mild_4A | 4
1053 | 19376 | PA | RFCEc | Mixed mild | RFCEc_Mixed mild_4A | 4
1054 | 19380 | PA | RFCEc | Mixed mild | RFCEc_Mixed mild_4A | 4
1055 | 19381 | PA | RFCEc | Mixed mild | RFCEc_Mixed mild_4A | 4
1056 | 19382 | PA | RFCEc | Mixed mild | RFCEc_Mixed mild_4A | 4
1057 | 19383 | PA | RFCEc | Mixed mild | RFCEc_Mixed mild_4A | 4
1058 | 19390 | PA | RFCEc | Mixed mild | RFCEc_Mixed mild_4A | 4
1059 | 19395 | PA | RFCEc | Mixed mild | RFCEc_Mixed mild_4A | 4
1060 | 19399 | PA | RFCEc | Mixed mild | RFCEc_Mixed mild_4A | 4
1061 | 19421 | PA | RFCEc | Mixed mild | RFCEc_Mixed mild_4A | 4
1062 | 19425 | PA | RFCEc | Mixed mild | RFCEc_Mixed mild_4A | 4
1063 | 19432 | PA | RFCEc | Mixed mild | RFCEc_Mixed mild_4A | 4
1064 | 19442 | PA | RFCEc | Mixed mild | RFCEc_Mixed mild_4A | 4
1065 | 19457 | PA | RFCEc | Mixed mild | RFCEc_Mixed mild_4A | 4
1066 | 19460 | PA | RFCEc | Mixed mild | RFCEc_Mixed mild_4A | 4
1067 | 19465 | PA | RFCEc | Mixed mild | RFCEc_Mixed mild_4A | 4
1068 | 19470 | PA | RFCEc | Mixed mild | RFCEc_Mixed mild_4A | 4
1069 | 19475 | PA | RFCEc | Mixed mild | RFCEc_Mixed mild_4A | 4
1070 | 19480 | PA | RFCEc | Mixed mild | RFCEc_Mixed mild_4A | 4
1071 | 19481 | PA | RFCEc | Mixed mild | RFCEc_Mixed mild_4A | 4
1072 | 19482 | PA | RFCEc | Mixed mild | RFCEc_Mixed mild_4A | 4
1073 | 18039 | PA | RFCEc | Mixed mild | RFCEc_Mixed mild_4A | 4
1074 | 18054 | PA | RFCEc | Mixed mild | RFCEc_Mixed mild_4A | 4
1075 | 18073 | PA | RFCEc | Mixed mild | RFCEc_Mixed mild_4A | 4
1076 | 18081 | PA | RFCEc | Mixed mild | RFCEc_Mixed mild_4A | 4
1077 | 18901 | PA | RFCEc | Mixed mild | RFCEc_Mixed mild_4A | 4
1078 | 18902 | PA | RFCEc | Mixed mild | RFCEc_Mixed mild_4A | 4
1079 | 18910 | PA | RFCEc | Mixed mild | RFCEc_Mixed mild_4A | 4
1080 | 18911 | PA | RFCEc | Mixed mild | RFCEc_Mixed mild_4A | 4
1081 | 18912 | PA | RFCEc | Mixed mild | RFCEc_Mixed mild_4A | 4
1082 | 18913 | PA | RFCEc | Mixed mild | RFCEc_Mixed mild_4A | 4
1083 | 18914 | PA | RFCEc | Mixed mild | RFCEc_Mixed mild_4A | 4
1084 | 18916 | PA | RFCEc | Mixed mild | RFCEc_Mixed mild_4A | 4
1085 | 18917 | PA | RFCEc | Mixed mild | RFCEc_Mixed mild_4A | 4
1086 | 18920 | PA | RFCEc | Mixed mild | RFCEc_Mixed mild_4A | 4
1087 | 18921 | PA | RFCEc | Mixed mild | RFCEc_Mixed mild_4A | 4
1088 | 18922 | PA | RFCEc | Mixed mild | RFCEc_Mixed mild_4A | 4
1089 | 18923 | PA | RFCEc | Mixed mild | RFCEc_Mixed mild_4A | 4
1090 | 18925 | PA | RFCEc | Mixed mild | RFCEc_Mixed mild_4A | 4
1091 | 18927 | PA | RFCEc | Mixed mild | RFCEc_Mixed mild_4A | 4
1092 | 18928 | PA | RFCEc | Mixed mild | RFCEc_Mixed mild_4A | 4
1093 | 18929 | PA | RFCEc | Mixed mild | RFCEc_Mixed mild_4A | 4
1094 | 18930 | PA | RFCEc | Mixed mild | RFCEc_Mixed mild_4A | 4
1095 | 18931 | PA | RFCEc | Mixed mild | RFCEc_Mixed mild_4A | 4
1096 | 18932 | PA | RFCEc | Mixed mild | RFCEc_Mixed mild_4A | 4
1097 | 18933 | PA | RFCEc | Mixed mild | RFCEc_Mixed mild_4A | 4
1098 | 18934 | PA | RFCEc | Mixed mild | RFCEc_Mixed mild_4A | 4
1099 | 18935 | PA | RFCEc | Mixed mild | RFCEc_Mixed mild_4A | 4
1100 | 18938 | PA | RFCEc | Mixed mild | RFCEc_Mixed mild_4A | 4
1101 | 18940 | PA | RFCEc | Mixed mild | RFCEc_Mixed mild_4A | 4
1102 | 18942 | PA | RFCEc | Mixed mild | RFCEc_Mixed mild_4A | 4
1103 | 18943 | PA | RFCEc | Mixed mild | RFCEc_Mixed mild_4A | 4
1104 | 18944 | PA | RFCEc | Mixed mild | RFCEc_Mixed mild_4A | 4
1105 | 18946 | PA | RFCEc | Mixed mild | RFCEc_Mixed mild_4A | 4
1106 | 18947 | PA | RFCEc | Mixed mild | RFCEc_Mixed mild_4A | 4
1107 | 18949 | PA | RFCEc | Mixed mild | RFCEc_Mixed mild_4A | 4
1108 | 18950 | PA | RFCEc | Mixed mild | RFCEc_Mixed mild_4A | 4
1109 | 18953 | PA | RFCEc | Mixed mild | RFCEc_Mixed mild_4A | 4
1110 | 18954 | PA | RFCEc | Mixed mild | RFCEc_Mixed mild_4A | 4
1111 | 18955 | PA | RFCEc | Mixed mild | RFCEc_Mixed mild_4A | 4
1112 | 18956 | PA | RFCEc | Mixed mild | RFCEc_Mixed mild_4A | 4
1113 | 18960 | PA | RFCEc | Mixed mild | RFCEc_Mixed mild_4A | 4
1114 | 18962 | PA | RFCEc | Mixed mild | RFCEc_Mixed mild_4A | 4
1115 | 18963 | PA | RFCEc | Mixed mild | RFCEc_Mixed mild_4A | 4
1116 | 18964 | PA | RFCEc | Mixed mild | RFCEc_Mixed mild_4A | 4
1117 | 18966 | PA | RFCEc | Mixed mild | RFCEc_Mixed mild_4A | 4
1118 | 18968 | PA | RFCEc | Mixed mild | RFCEc_Mixed mild_4A | 4
1119 | 18969 | PA | RFCEc | Mixed mild | RFCEc_Mixed mild_4A | 4
1120 | 18970 | PA | RFCEc | Mixed mild | RFCEc_Mixed mild_4A | 4
1121 | 18972 | PA | RFCEc | Mixed mild | RFCEc_Mixed mild_4A | 4
1122 | 18974 | PA | RFCEc | Mixed mild | RFCEc_Mixed mild_4A | 4
1123 | 18976 | PA | RFCEc | Mixed mild | RFCEc_Mixed mild_4A | 4
1124 | 18977 | PA | RFCEc | Mixed mild | RFCEc_Mixed mild_4A | 4
1125 | 18980 | PA | RFCEc | Mixed mild | RFCEc_Mixed mild_4A | 4
1126 | 18981 | PA | RFCEc | Mixed mild | RFCEc_Mixed mild_4A | 4
1127 | 19006 | PA | RFCEc | Mixed mild | RFCEc_Mixed mild_4A | 4
1128 | 19007 | PA | RFCEc | Mixed mild | RFCEc_Mixed mild_4A | 4
1129 | 19020 | PA | RFCEc | Mixed mild | RFCEc_Mixed mild_4A | 4
1130 | 19021 | PA | RFCEc | Mixed mild | RFCEc_Mixed mild_4A | 4
1131 | 19030 | PA | RFCEc | Mixed mild | RFCEc_Mixed mild_4A | 4
1132 | 19040 | PA | RFCEc | Mixed mild | RFCEc_Mixed mild_4A | 4
1133 | 19044 | PA | RFCEc | Mixed mild | RFCEc_Mixed mild_4A | 4
1134 | 19047 | PA | RFCEc | Mixed mild | RFCEc_Mixed mild_4A | 4
1135 | 19053 | PA | RFCEc | Mixed mild | RFCEc_Mixed mild_4A | 4
1136 | 19054 | PA | RFCEc | Mixed mild | RFCEc_Mixed mild_4A | 4
1137 | 19055 | PA | RFCEc | Mixed mild | RFCEc_Mixed mild_4A | 4
1138 | 19056 | PA | RFCEc | Mixed mild | RFCEc_Mixed mild_4A | 4
1139 | 19057 | PA | RFCEc | Mixed mild | RFCEc_Mixed mild_4A | 4
1140 | 19058 | PA | RFCEc | Mixed mild | RFCEc_Mixed mild_4A | 4
1141 | 19067 | PA | RFCEc | Mixed mild | RFCEc_Mixed mild_4A | 4
1142 | 19116 | PA | RFCEc | Mixed mild | RFCEc_Mixed mild_4A | 4
1143 | 19440 | PA | RFCEc | Mixed mild | RFCEc_Mixed mild_4A | 4
1144 | 19454 | PA | RFCEc | Mixed mild | RFCEc_Mixed mild_4A | 4
1145 | 18074 | PA | RFCEc | Mixed mild | RFCEc_Mixed mild_4A | 4
1146 | 18076 | PA | RFCEc | Mixed mild | RFCEc_Mixed mild_4A | 4
1147 | 18084 | PA | RFCEc | Mixed mild | RFCEc_Mixed mild_4A | 4
1148 | 18915 | PA | RFCEc | Mixed mild | RFCEc_Mixed mild_4A | 4
1149 | 18918 | PA | RFCEc | Mixed mild | RFCEc_Mixed mild_4A | 4
1150 | 18936 | PA | RFCEc | Mixed mild | RFCEc_Mixed mild_4A | 4
1151 | 18957 | PA | RFCEc | Mixed mild | RFCEc_Mixed mild_4A | 4
1152 | 18958 | PA | RFCEc | Mixed mild | RFCEc_Mixed mild_4A | 4
1153 | 18971 | PA | RFCEc | Mixed mild | RFCEc_Mixed mild_4A | 4
1154 | 18979 | PA | RFCEc | Mixed mild | RFCEc_Mixed mild_4A | 4
1155 | 19001 | PA | RFCEc | Mixed mild | RFCEc_Mixed mild_4A | 4
1156 | 19002 | PA | RFCEc | Mixed mild | RFCEc_Mixed mild_4A | 4
1157 | 19003 | PA | RFCEc | Mixed mild | RFCEc_Mixed mild_4A | 4
1158 | 19004 | PA | RFCEc | Mixed mild | RFCEc_Mixed mild_4A | 4
1159 | 19009 | PA | RFCEc | Mixed mild | RFCEc_Mixed mild_4A | 4
1160 | 19010 | PA | RFCEc | Mixed mild | RFCEc_Mixed mild_4A | 4
1161 | 19012 | PA | RFCEc | Mixed mild | RFCEc_Mixed mild_4A | 4
1162 | 19025 | PA | RFCEc | Mixed mild | RFCEc_Mixed mild_4A | 4
1163 | 19027 | PA | RFCEc | Mixed mild | RFCEc_Mixed mild_4A | 4
1164 | 19031 | PA | RFCEc | Mixed mild | RFCEc_Mixed mild_4A | 4
1165 | 19034 | PA | RFCEc | Mixed mild | RFCEc_Mixed mild_4A | 4
1166 | 19035 | PA | RFCEc | Mixed mild | RFCEc_Mixed mild_4A | 4
1167 | 19038 | PA | RFCEc | Mixed mild | RFCEc_Mixed mild_4A | 4
1168 | 19041 | PA | RFCEc | Mixed mild | RFCEc_Mixed mild_4A | 4
1169 | 19046 | PA | RFCEc | Mixed mild | RFCEc_Mixed mild_4A | 4
1170 | 19066 | PA | RFCEc | Mixed mild | RFCEc_Mixed mild_4A | 4
1171 | 19072 | PA | RFCEc | Mixed mild | RFCEc_Mixed mild_4A | 4
1172 | 19075 | PA | RFCEc | Mixed mild | RFCEc_Mixed mild_4A | 4
1173 | 19083 | PA | RFCEc | Mixed mild | RFCEc_Mixed mild_4A | 4
1174 | 19085 | PA | RFCEc | Mixed mild | RFCEc_Mixed mild_4A | 4
1175 | 19090 | PA | RFCEc | Mixed mild | RFCEc_Mixed mild_4A | 4
1176 | 19095 | PA | RFCEc | Mixed mild | RFCEc_Mixed mild_4A | 4
1177 | 19096 | PA | RFCEc | Mixed mild | RFCEc_Mixed mild_4A | 4
1178 | 19115 | PA | RFCEc | Mixed mild | RFCEc_Mixed mild_4A | 4
1179 | 19118 | PA | RFCEc | Mixed mild | RFCEc_Mixed mild_4A | 4
1180 | 19128 | PA | RFCEc | Mixed mild | RFCEc_Mixed mild_4A | 4
1181 | 19138 | PA | RFCEc | Mixed mild | RFCEc_Mixed mild_4A | 4
1182 | 19150 | PA | RFCEc | Mixed mild | RFCEc_Mixed mild_4A | 4
1183 | 19401 | PA | RFCEc | Mixed mild | RFCEc_Mixed mild_4A | 4
1184 | 19403 | PA | RFCEc | Mixed mild | RFCEc_Mixed mild_4A | 4
1185 | 19404 | PA | RFCEc | Mixed mild | RFCEc_Mixed mild_4A | 4
1186 | 19406 | PA | RFCEc | Mixed mild | RFCEc_Mixed mild_4A | 4
1187 | 19407 | PA | RFCEc | Mixed mild | RFCEc_Mixed mild_4A | 4
1188 | 19408 | PA | RFCEc | Mixed mild | RFCEc_Mixed mild_4A | 4
1189 | 19409 | PA | RFCEc | Mixed mild | RFCEc_Mixed mild_4A | 4
1190 | 19422 | PA | RFCEc | Mixed mild | RFCEc_Mixed mild_4A | 4
1191 | 19423 | PA | RFCEc | Mixed mild | RFCEc_Mixed mild_4A | 4
1192 | 19426 | PA | RFCEc | Mixed mild | RFCEc_Mixed mild_4A | 4
1193 | 19428 | PA | RFCEc | Mixed mild | RFCEc_Mixed mild_4A | 4
1194 | 19430 | PA | RFCEc | Mixed mild | RFCEc_Mixed mild_4A | 4
1195 | 19435 | PA | RFCEc | Mixed mild | RFCEc_Mixed mild_4A | 4
1196 | 19436 | PA | RFCEc | Mixed mild | RFCEc_Mixed mild_4A | 4
1197 | 19437 | PA | RFCEc | Mixed mild | RFCEc_Mixed mild_4A | 4
1198 | 19438 | PA | RFCEc | Mixed mild | RFCEc_Mixed mild_4A | 4
1199 | 19443 | PA | RFCEc | Mixed mild | RFCEc_Mixed mild_4A | 4
1200 | 19444 | PA | RFCEc | Mixed mild | RFCEc_Mixed mild_4A | 4
1201 | 19446 | PA | RFCEc | Mixed mild | RFCEc_Mixed mild_4A | 4
1202 | 19450 | PA | RFCEc | Mixed mild | RFCEc_Mixed mild_4A | 4
1203 | 19451 | PA | RFCEc | Mixed mild | RFCEc_Mixed mild_4A | 4
1204 | 19453 | PA | RFCEc | Mixed mild | RFCEc_Mixed mild_4A | 4
1205 | 19456 | PA | RFCEc | Mixed mild | RFCEc_Mixed mild_4A | 4
1206 | 19462 | PA | RFCEc | Mixed mild | RFCEc_Mixed mild_4A | 4
1207 | 19468 | PA | RFCEc | Mixed mild | RFCEc_Mixed mild_4A | 4
1208 | 19472 | PA | RFCEc | Mixed mild | RFCEc_Mixed mild_4A | 4
1209 | 19473 | PA | RFCEc | Mixed mild | RFCEc_Mixed mild_4A | 4
1210 | 19474 | PA | RFCEc | Mixed mild | RFCEc_Mixed mild_4A | 4
1211 | 19477 | PA | RFCEc | Mixed mild | RFCEc_Mixed mild_4A | 4
1212 | 19478 | PA | RFCEc | Mixed mild | RFCEc_Mixed mild_4A | 4
1213 | 19484 | PA | RFCEc | Mixed mild | RFCEc_Mixed mild_4A | 4
1214 | 19486 | PA | RFCEc | Mixed mild | RFCEc_Mixed mild_4A | 4
1215 | 19490 | PA | RFCEc | Mixed mild | RFCEc_Mixed mild_4A | 4
1216 | 19492 | PA | RFCEc | Mixed mild | RFCEc_Mixed mild_4A | 4
1217 | 19008 | PA | RFCEc | Mixed mild | RFCEc_Mixed mild_4A | 4
1218 | 19013 | PA | RFCEc | Mixed mild | RFCEc_Mixed mild_4A | 4
1219 | 19014 | PA | RFCEc | Mixed mild | RFCEc_Mixed mild_4A | 4
1220 | 19015 | PA | RFCEc | Mixed mild | RFCEc_Mixed mild_4A | 4
1221 | 19016 | PA | RFCEc | Mixed mild | RFCEc_Mixed mild_4A | 4
1222 | 19017 | PA | RFCEc | Mixed mild | RFCEc_Mixed mild_4A | 4
1223 | 19018 | PA | RFCEc | Mixed mild | RFCEc_Mixed mild_4A | 4
1224 | 19022 | PA | RFCEc | Mixed mild | RFCEc_Mixed mild_4A | 4
1225 | 19023 | PA | RFCEc | Mixed mild | RFCEc_Mixed mild_4A | 4
1226 | 19026 | PA | RFCEc | Mixed mild | RFCEc_Mixed mild_4A | 4
1227 | 19028 | PA | RFCEc | Mixed mild | RFCEc_Mixed mild_4A | 4
1228 | 19029 | PA | RFCEc | Mixed mild | RFCEc_Mixed mild_4A | 4
1229 | 19032 | PA | RFCEc | Mixed mild | RFCEc_Mixed mild_4A | 4
1230 | 19033 | PA | RFCEc | Mixed mild | RFCEc_Mixed mild_4A | 4
1231 | 19036 | PA | RFCEc | Mixed mild | RFCEc_Mixed mild_4A | 4
1232 | 19039 | PA | RFCEc | Mixed mild | RFCEc_Mixed mild_4A | 4
1233 | 19043 | PA | RFCEc | Mixed mild | RFCEc_Mixed mild_4A | 4
1234 | 19050 | PA | RFCEc | Mixed mild | RFCEc_Mixed mild_4A | 4
1235 | 19052 | PA | RFCEc | Mixed mild | RFCEc_Mixed mild_4A | 4
1236 | 19060 | PA | RFCEc | Mixed mild | RFCEc_Mixed mild_4A | 4
1237 | 19061 | PA | RFCEc | Mixed mild | RFCEc_Mixed mild_4A | 4
1238 | 19063 | PA | RFCEc | Mixed mild | RFCEc_Mixed mild_4A | 4
1239 | 19064 | PA | RFCEc | Mixed mild | RFCEc_Mixed mild_4A | 4
1240 | 19070 | PA | RFCEc | Mixed mild | RFCEc_Mixed mild_4A | 4
1241 | 19074 | PA | RFCEc | Mixed mild | RFCEc_Mixed mild_4A | 4
1242 | 19076 | PA | RFCEc | Mixed mild | RFCEc_Mixed mild_4A | 4
1243 | 19078 | PA | RFCEc | Mixed mild | RFCEc_Mixed mild_4A | 4
1244 | 19079 | PA | RFCEc | Mixed mild | RFCEc_Mixed mild_4A | 4
1245 | 19081 | PA | RFCEc | Mixed mild | RFCEc_Mixed mild_4A | 4
1246 | 19082 | PA | RFCEc | Mixed mild | RFCEc_Mixed mild_4A | 4
1247 | 19086 | PA | RFCEc | Mixed mild | RFCEc_Mixed mild_4A | 4
1248 | 19094 | PA | RFCEc | Mixed mild | RFCEc_Mixed mild_4A | 4
1249 | 19113 | PA | RFCEc | Mixed mild | RFCEc_Mixed mild_4A | 4
1250 | 19153 | PA | RFCEc | Mixed mild | RFCEc_Mixed mild_4A | 4
1251 | 19331 | PA | RFCEc | Mixed mild | RFCEc_Mixed mild_4A | 4
1252 | 19339 | PA | RFCEc | Mixed mild | RFCEc_Mixed mild_4A | 4
1253 | 19101 | PA | RFCEc | Mixed mild | RFCEc_Mixed mild_4A | 4
1254 | 19102 | PA | RFCEc | Mixed mild | RFCEc_Mixed mild_4A | 4
1255 | 19103 | PA | RFCEc | Mixed mild | RFCEc_Mixed mild_4A | 4
1256 | 19104 | PA | RFCEc | Mixed mild | RFCEc_Mixed mild_4A | 4
1257 | 19105 | PA | RFCEc | Mixed mild | RFCEc_Mixed mild_4A | 4
1258 | 19106 | PA | RFCEc | Mixed mild | RFCEc_Mixed mild_4A | 4
1259 | 19107 | PA | RFCEc | Mixed mild | RFCEc_Mixed mild_4A | 4
1260 | 19108 | PA | RFCEc | Mixed mild | RFCEc_Mixed mild_4A | 4
1261 | 19109 | PA | RFCEc | Mixed mild | RFCEc_Mixed mild_4A | 4
1262 | 19110 | PA | RFCEc | Mixed mild | RFCEc_Mixed mild_4A | 4
1263 | 19111 | PA | RFCEc | Mixed mild | RFCEc_Mixed mild_4A | 4
1264 | 19112 | PA | RFCEc | Mixed mild | RFCEc_Mixed mild_4A | 4
1265 | 19114 | PA | RFCEc | Mixed mild | RFCEc_Mixed mild_4A | 4
1266 | 19119 | PA | RFCEc | Mixed mild | RFCEc_Mixed mild_4A | 4
1267 | 19120 | PA | RFCEc | Mixed mild | RFCEc_Mixed mild_4A | 4
1268 | 19121 | PA | RFCEc | Mixed mild | RFCEc_Mixed mild_4A | 4
1269 | 19122 | PA | RFCEc | Mixed mild | RFCEc_Mixed mild_4A | 4
1270 | 19123 | PA | RFCEc | Mixed mild | RFCEc_Mixed mild_4A | 4
1271 | 19124 | PA | RFCEc | Mixed mild | RFCEc_Mixed mild_4A | 4
1272 | 19125 | PA | RFCEc | Mixed mild | RFCEc_Mixed mild_4A | 4
1273 | 19126 | PA | RFCEc | Mixed mild | RFCEc_Mixed mild_4A | 4
1274 | 19127 | PA | RFCEc | Mixed mild | RFCEc_Mixed mild_4A | 4
1275 | 19129 | PA | RFCEc | Mixed mild | RFCEc_Mixed mild_4A | 4
1276 | 19130 | PA | RFCEc | Mixed mild | RFCEc_Mixed mild_4A | 4
1277 | 19131 | PA | RFCEc | Mixed mild | RFCEc_Mixed mild_4A | 4
1278 | 19132 | PA | RFCEc | Mixed mild | RFCEc_Mixed mild_4A | 4
1279 | 19133 | PA | RFCEc | Mixed mild | RFCEc_Mixed mild_4A | 4
1280 | 19134 | PA | RFCEc | Mixed mild | RFCEc_Mixed mild_4A | 4
1281 | 19135 | PA | RFCEc | Mixed mild | RFCEc_Mixed mild_4A | 4
1282 | 19136 | PA | RFCEc | Mixed mild | RFCEc_Mixed mild_4A | 4
1283 | 19137 | PA | RFCEc | Mixed mild | RFCEc_Mixed mild_4A | 4
1284 | 19139 | PA | RFCEc | Mixed mild | RFCEc_Mixed mild_4A | 4
1285 | 19140 | PA | RFCEc | Mixed mild | RFCEc_Mixed mild_4A | 4
1286 | 19141 | PA | RFCEc | Mixed mild | RFCEc_Mixed mild_4A | 4
1287 | 19142 | PA | RFCEc | Mixed mild | RFCEc_Mixed mild_4A | 4
1288 | 19143 | PA | RFCEc | Mixed mild | RFCEc_Mixed mild_4A | 4
1289 | 19144 | PA | RFCEc | Mixed mild | RFCEc_Mixed mild_4A | 4
1290 | 19145 | PA | RFCEc | Mixed mild | RFCEc_Mixed mild_4A | 4
1291 | 19146 | PA | RFCEc | Mixed mild | RFCEc_Mixed mild_4A | 4
1292 | 19147 | PA | RFCEc | Mixed mild | RFCEc_Mixed mild_4A | 4
1293 | 19148 | PA | RFCEc | Mixed mild | RFCEc_Mixed mild_4A | 4
1294 | 19149 | PA | RFCEc | Mixed mild | RFCEc_Mixed mild_4A | 4
1295 | 19151 | PA | RFCEc | Mixed mild | RFCEc_Mixed mild_4A | 4
1296 | 19152 | PA | RFCEc | Mixed mild | RFCEc_Mixed mild_4A | 4
1297 | 19154 | PA | RFCEc | Mixed mild | RFCEc_Mixed mild_4A | 4
1298 | 19160 | PA | RFCEc | Mixed mild | RFCEc_Mixed mild_4A | 4
1299 | 19172 | PA | RFCEc | Mixed mild | RFCEc_Mixed mild_4A | 4
1300 | 19176 | PA | RFCEc | Mixed mild | RFCEc_Mixed mild_4A | 4
1301 | 19181 | PA | RFCEc | Mixed mild | RFCEc_Mixed mild_4A | 4
1302 | 19190 | PA | RFCEc | Mixed mild | RFCEc_Mixed mild_4A | 4
1303 | 19192 | PA | RFCEc | Mixed mild | RFCEc_Mixed mild_4A | 4
1304 | 19701 | DE | RFCEc | Mixed mild | RFCEc_Mixed mild_4A | 4
1305 | 19702 | DE | RFCEc | Mixed mild | RFCEc_Mixed mild_4A | 4
1306 | 19703 | DE | RFCEc | Mixed mild | RFCEc_Mixed mild_4A | 4
1307 | 19706 | DE | RFCEc | Mixed mild | RFCEc_Mixed mild_4A | 4
1308 | 19707 | DE | RFCEc | Mixed mild | RFCEc_Mixed mild_4A | 4
1309 | 19708 | DE | RFCEc | Mixed mild | RFCEc_Mixed mild_4A | 4
1310 | 19709 | DE | RFCEc | Mixed mild | RFCEc_Mixed mild_4A | 4
1311 | 19710 | DE | RFCEc | Mixed mild | RFCEc_Mixed mild_4A | 4
1312 | 19711 | DE | RFCEc | Mixed mild | RFCEc_Mixed mild_4A | 4
1313 | 19713 | DE | RFCEc | Mixed mild | RFCEc_Mixed mild_4A | 4
1314 | 19714 | DE | RFCEc | Mixed mild | RFCEc_Mixed mild_4A | 4
1315 | 19715 | DE | RFCEc | Mixed mild | RFCEc_Mixed mild_4A | 4
1316 | 19716 | DE | RFCEc | Mixed mild | RFCEc_Mixed mild_4A | 4
1317 | 19717 | DE | RFCEc | Mixed mild | RFCEc_Mixed mild_4A | 4
1318 | 19718 | DE | RFCEc | Mixed mild | RFCEc_Mixed mild_4A | 4
1319 | 19720 | DE | RFCEc | Mixed mild | RFCEc_Mixed mild_4A | 4
1320 | 19721 | DE | RFCEc | Mixed mild | RFCEc_Mixed mild_4A | 4
1321 | 19726 | DE | RFCEc | Mixed mild | RFCEc_Mixed mild_4A | 4
1322 | 19730 | DE | RFCEc | Mixed mild | RFCEc_Mixed mild_4A | 4
1323 | 19731 | DE | RFCEc | Mixed mild | RFCEc_Mixed mild_4A | 4
1324 | 19732 | DE | RFCEc | Mixed mild | RFCEc_Mixed mild_4A | 4
1325 | 19733 | DE | RFCEc | Mixed mild | RFCEc_Mixed mild_4A | 4
1326 | 19734 | DE | RFCEc | Mixed mild | RFCEc_Mixed mild_4A | 4
1327 | 19735 | DE | RFCEc | Mixed mild | RFCEc_Mixed mild_4A | 4
1328 | 19736 | DE | RFCEc | Mixed mild | RFCEc_Mixed mild_4A | 4
1329 | 19801 | DE | RFCEc | Mixed mild | RFCEc_Mixed mild_4A | 4
1330 | 19802 | DE | RFCEc | Mixed mild | RFCEc_Mixed mild_4A | 4
1331 | 19803 | DE | RFCEc | Mixed mild | RFCEc_Mixed mild_4A | 4
1332 | 19804 | DE | RFCEc | Mixed mild | RFCEc_Mixed mild_4A | 4
1333 | 19805 | DE | RFCEc | Mixed mild | RFCEc_Mixed mild_4A | 4
1334 | 19806 | DE | RFCEc | Mixed mild | RFCEc_Mixed mild_4A | 4
1335 | 19807 | DE | RFCEc | Mixed mild | RFCEc_Mixed mild_4A | 4
1336 | 19808 | DE | RFCEc | Mixed mild | RFCEc_Mixed mild_4A | 4
1337 | 19809 | DE | RFCEc | Mixed mild | RFCEc_Mixed mild_4A | 4
1338 | 19810 | DE | RFCEc | Mixed mild | RFCEc_Mixed mild_4A | 4
1339 | 19884 | DE | RFCEc | Mixed mild | RFCEc_Mixed mild_4A | 4
1340 | 19890 | DE | RFCEc | Mixed mild | RFCEc_Mixed mild_4A | 4
1341 | 19892 | DE | RFCEc | Mixed mild | RFCEc_Mixed mild_4A | 4
1342 | 19895 | DE | RFCEc | Mixed mild | RFCEc_Mixed mild_4A | 4
1343 | 19897 | DE | RFCEc | Mixed mild | RFCEc_Mixed mild_4A | 4
1344 | 19898 | DE | RFCEc | Mixed mild | RFCEc_Mixed mild_4A | 4
1345 | 19899 | DE | RFCEc | Mixed mild | RFCEc_Mixed mild_4A | 4
1346 | 19938 | DE | RFCEc | Mixed mild | RFCEc_Mixed mild_4A | 4
1347 | 19977 | DE | RFCEc | Mixed mild | RFCEc_Mixed mild_4A | 4
1348 | 19901 | DE | RFCEc | Mixed mild | RFCEc_Mixed mild_4A | 4
1349 | 19902 | DE | RFCEc | Mixed mild | RFCEc_Mixed mild_4A | 4
1350 | 19903 | DE | RFCEc | Mixed mild | RFCEc_Mixed mild_4A | 4
1351 | 19904 | DE | RFCEc | Mixed mild | RFCEc_Mixed mild_4A | 4
1352 | 19934 | DE | RFCEc | Mixed mild | RFCEc_Mixed mild_4A | 4
1353 | 19936 | DE | RFCEc | Mixed mild | RFCEc_Mixed mild_4A | 4
1354 | 19943 | DE | RFCEc | Mixed mild | RFCEc_Mixed mild_4A | 4
1355 | 19946 | DE | RFCEc | Mixed mild | RFCEc_Mixed mild_4A | 4
1356 | 19950 | DE | RFCEc | Mixed mild | RFCEc_Mixed mild_4A | 4
1357 | 19952 | DE | RFCEc | Mixed mild | RFCEc_Mixed mild_4A | 4
1358 | 19953 | DE | RFCEc | Mixed mild | RFCEc_Mixed mild_4A | 4
1359 | 19954 | DE | RFCEc | Mixed mild | RFCEc_Mixed mild_4A | 4
1360 | 19955 | DE | RFCEc | Mixed mild | RFCEc_Mixed mild_4A | 4
1361 | 19961 | DE | RFCEc | Mixed mild | RFCEc_Mixed mild_4A | 4
1362 | 19962 | DE | RFCEc | Mixed mild | RFCEc_Mixed mild_4A | 4
1363 | 19963 | DE | RFCEc | Mixed mild | RFCEc_Mixed mild_4A | 4
1364 | 19964 | DE | RFCEc | Mixed mild | RFCEc_Mixed mild_4A | 4
1365 | 19979 | DE | RFCEc | Mixed mild | RFCEc_Mixed mild_4A | 4
1366 | 19980 | DE | RFCEc | Mixed mild | RFCEc_Mixed mild_4A | 4
1367 | 19930 | DE | RFCEc | Mixed mild | RFCEc_Mixed mild_4A | 4
1368 | 19931 | DE | RFCEc | Mixed mild | RFCEc_Mixed mild_4A | 4
1369 | 19933 | DE | RFCEc | Mixed mild | RFCEc_Mixed mild_4A | 4
1370 | 19939 | DE | RFCEc | Mixed mild | RFCEc_Mixed mild_4A | 4
1371 | 19940 | DE | RFCEc | Mixed mild | RFCEc_Mixed mild_4A | 4
1372 | 19941 | DE | RFCEc | Mixed mild | RFCEc_Mixed mild_4A | 4
1373 | 19944 | DE | RFCEc | Mixed mild | RFCEc_Mixed mild_4A | 4
1374 | 19945 | DE | RFCEc | Mixed mild | RFCEc_Mixed mild_4A | 4
1375 | 19947 | DE | RFCEc | Mixed mild | RFCEc_Mixed mild_4A | 4
1376 | 19951 | DE | RFCEc | Mixed mild | RFCEc_Mixed mild_4A | 4
1377 | 19956 | DE | RFCEc | Mixed mild | RFCEc_Mixed mild_4A | 4
1378 | 19958 | DE | RFCEc | Mixed mild | RFCEc_Mixed mild_4A | 4
1379 | 19960 | DE | RFCEc | Mixed mild | RFCEc_Mixed mild_4A | 4
1380 | 19966 | DE | RFCEc | Mixed mild | RFCEc_Mixed mild_4A | 4
1381 | 19967 | DE | RFCEc | Mixed mild | RFCEc_Mixed mild_4A | 4
1382 | 19968 | DE | RFCEc | Mixed mild | RFCEc_Mixed mild_4A | 4
1383 | 19969 | DE | RFCEc | Mixed mild | RFCEc_Mixed mild_4A | 4
1384 | 19970 | DE | RFCEc | Mixed mild | RFCEc_Mixed mild_4A | 4
1385 | 19971 | DE | RFCEc | Mixed mild | RFCEc_Mixed mild_4A | 4
1386 | 19973 | DE | RFCEc | Mixed mild | RFCEc_Mixed mild_4A | 4
1387 | 19975 | DE | RFCEc | Mixed mild | RFCEc_Mixed mild_4A | 4
1388 | 20001 | DC | RFCEc | Mixed mild | RFCEc_Mixed mild_4A | 4
1389 | 20002 | DC | RFCEc | Mixed mild | RFCEc_Mixed mild_4A | 4
1390 | 20003 | DC | RFCEc | Mixed mild | RFCEc_Mixed mild_4A | 4
1391 | 20004 | DC | RFCEc | Mixed mild | RFCEc_Mixed mild_4A | 4
1392 | 20005 | DC | RFCEc | Mixed mild | RFCEc_Mixed mild_4A | 4
1393 | 20006 | DC | RFCEc | Mixed mild | RFCEc_Mixed mild_4A | 4
1394 | 20007 | DC | RFCEc | Mixed mild | RFCEc_Mixed mild_4A | 4
1395 | 20008 | DC | RFCEc | Mixed mild | RFCEc_Mixed mild_4A | 4
1396 | 20009 | DC | RFCEc | Mixed mild | RFCEc_Mixed mild_4A | 4
1397 | 20010 | DC | RFCEc | Mixed mild | RFCEc_Mixed mild_4A | 4
1398 | 20011 | DC | RFCEc | Mixed mild | RFCEc_Mixed mild_4A | 4
1399 | 20012 | DC | RFCEc | Mixed mild | RFCEc_Mixed mild_4A | 4
1400 | 20013 | DC | RFCEc | Mixed mild | RFCEc_Mixed mild_4A | 4
1401 | 20015 | DC | RFCEc | Mixed mild | RFCEc_Mixed mild_4A | 4
1402 | 20016 | DC | RFCEc | Mixed mild | RFCEc_Mixed mild_4A | 4
1403 | 20017 | DC | RFCEc | Mixed mild | RFCEc_Mixed mild_4A | 4
1404 | 20018 | DC | RFCEc | Mixed mild | RFCEc_Mixed mild_4A | 4
1405 | 20019 | DC | RFCEc | Mixed mild | RFCEc_Mixed mild_4A | 4
1406 | 20020 | DC | RFCEc | Mixed mild | RFCEc_Mixed mild_4A | 4
1407 | 20024 | DC | RFCEc | Mixed mild | RFCEc_Mixed mild_4A | 4
1408 | 20026 | DC | RFCEc | Mixed mild | RFCEc_Mixed mild_4A | 4
1409 | 20027 | DC | RFCEc | Mixed mild | RFCEc_Mixed mild_4A | 4
1410 | 20029 | DC | RFCEc | Mixed mild | RFCEc_Mixed mild_4A | 4
1411 | 20030 | DC | RFCEc | Mixed mild | RFCEc_Mixed mild_4A | 4
1412 | 20032 | DC | RFCEc | Mixed mild | RFCEc_Mixed mild_4A | 4
1413 | 20033 | DC | RFCEc | Mixed mild | RFCEc_Mixed mild_4A | 4
1414 | 20035 | DC | RFCEc | Mixed mild | RFCEc_Mixed mild_4A | 4
1415 | 20036 | DC | RFCEc | Mixed mild | RFCEc_Mixed mild_4A | 4
1416 | 20037 | DC | RFCEc | Mixed mild | RFCEc_Mixed mild_4A | 4
1417 | 20038 | DC | RFCEc | Mixed mild | RFCEc_Mixed mild_4A | 4
1418 | 20039 | DC | RFCEc | Mixed mild | RFCEc_Mixed mild_4A | 4
1419 | 20040 | DC | RFCEc | Mixed mild | RFCEc_Mixed mild_4A | 4
1420 | 20042 | DC | RFCEc | Mixed mild | RFCEc_Mixed mild_4A | 4
1421 | 20043 | DC | RFCEc | Mixed mild | RFCEc_Mixed mild_4A | 4
1422 | 20044 | DC | RFCEc | Mixed mild | RFCEc_Mixed mild_4A | 4
1423 | 20045 | DC | RFCEc | Mixed mild | RFCEc_Mixed mild_4A | 4
1424 | 20047 | DC | RFCEc | Mixed mild | RFCEc_Mixed mild_4A | 4
1425 | 20049 | DC | RFCEc | Mixed mild | RFCEc_Mixed mild_4A | 4
1426 | 20052 | DC | RFCEc | Mixed mild | RFCEc_Mixed mild_4A | 4
1427 | 20053 | DC | RFCEc | Mixed mild | RFCEc_Mixed mild_4A | 4
1428 | 20055 | DC | RFCEc | Mixed mild | RFCEc_Mixed mild_4A | 4
1429 | 20056 | DC | RFCEc | Mixed mild | RFCEc_Mixed mild_4A | 4
1430 | 20057 | DC | RFCEc | Mixed mild | RFCEc_Mixed mild_4A | 4
1431 | 20059 | DC | RFCEc | Mixed mild | RFCEc_Mixed mild_4A | 4
1432 | 20060 | DC | RFCEc | Mixed mild | RFCEc_Mixed mild_4A | 4
1433 | 20062 | DC | RFCEc | Mixed mild | RFCEc_Mixed mild_4A | 4
1434 | 20063 | DC | RFCEc | Mixed mild | RFCEc_Mixed mild_4A | 4
1435 | 20064 | DC | RFCEc | Mixed mild | RFCEc_Mixed mild_4A | 4
1436 | 20065 | DC | RFCEc | Mixed mild | RFCEc_Mixed mild_4A | 4
1437 | 20066 | DC | RFCEc | Mixed mild | RFCEc_Mixed mild_4A | 4
1438 | 20071 | DC | RFCEc | Mixed mild | RFCEc_Mixed mild_4A | 4
1439 | 20073 | DC | RFCEc | Mixed mild | RFCEc_Mixed mild_4A | 4
1440 | 20076 | DC | RFCEc | Mixed mild | RFCEc_Mixed mild_4A | 4
1441 | 20090 | DC | RFCEc | Mixed mild | RFCEc_Mixed mild_4A | 4
1442 | 20091 | DC | RFCEc | Mixed mild | RFCEc_Mixed mild_4A | 4
1443 | 20201 | DC | RFCEc | Mixed mild | RFCEc_Mixed mild_4A | 4
1444 | 20202 | DC | RFCEc | Mixed mild | RFCEc_Mixed mild_4A | 4
1445 | 20203 | DC | RFCEc | Mixed mild | RFCEc_Mixed mild_4A | 4
1446 | 20204 | DC | RFCEc | Mixed mild | RFCEc_Mixed mild_4A | 4
1447 | 20208 | DC | RFCEc | Mixed mild | RFCEc_Mixed mild_4A | 4
1448 | 20210 | DC | RFCEc | Mixed mild | RFCEc_Mixed mild_4A | 4
1449 | 20211 | DC | RFCEc | Mixed mild | RFCEc_Mixed mild_4A | 4
1450 | 20212 | DC | RFCEc | Mixed mild | RFCEc_Mixed mild_4A | 4
1451 | 20213 | DC | RFCEc | Mixed mild | RFCEc_Mixed mild_4A | 4
1452 | 20215 | DC | RFCEc | Mixed mild | RFCEc_Mixed mild_4A | 4
1453 | 20216 | DC | RFCEc | Mixed mild | RFCEc_Mixed mild_4A | 4
1454 | 20217 | DC | RFCEc | Mixed mild | RFCEc_Mixed mild_4A | 4
1455 | 20218 | DC | RFCEc | Mixed mild | RFCEc_Mixed mild_4A | 4
1456 | 20219 | DC | RFCEc | Mixed mild | RFCEc_Mixed mild_4A | 4
1457 | 20220 | DC | RFCEc | Mixed mild | RFCEc_Mixed mild_4A | 4
1458 | 20221 | DC | RFCEc | Mixed mild | RFCEc_Mixed mild_4A | 4
1459 | 20222 | DC | RFCEc | Mixed mild | RFCEc_Mixed mild_4A | 4
1460 | 20223 | DC | RFCEc | Mixed mild | RFCEc_Mixed mild_4A | 4
1461 | 20224 | DC | RFCEc | Mixed mild | RFCEc_Mixed mild_4A | 4
1462 | 20226 | DC | RFCEc | Mixed mild | RFCEc_Mixed mild_4A | 4
1463 | 20227 | DC | RFCEc | Mixed mild | RFCEc_Mixed mild_4A | 4
1464 | 20228 | DC | RFCEc | Mixed mild | RFCEc_Mixed mild_4A | 4
1465 | 20229 | DC | RFCEc | Mixed mild | RFCEc_Mixed mild_4A | 4
1466 | 20230 | DC | RFCEc | Mixed mild | RFCEc_Mixed mild_4A | 4
1467 | 20235 | DC | RFCEc | Mixed mild | RFCEc_Mixed mild_4A | 4
1468 | 20237 | DC | RFCEc | Mixed mild | RFCEc_Mixed mild_4A | 4
1469 | 20239 | DC | RFCEc | Mixed mild | RFCEc_Mixed mild_4A | 4
1470 | 20240 | DC | RFCEc | Mixed mild | RFCEc_Mixed mild_4A | 4
1471 | 20241 | DC | RFCEc | Mixed mild | RFCEc_Mixed mild_4A | 4
1472 | 20242 | DC | RFCEc | Mixed mild | RFCEc_Mixed mild_4A | 4
1473 | 20244 | DC | RFCEc | Mixed mild | RFCEc_Mixed mild_4A | 4
1474 | 20245 | DC | RFCEc | Mixed mild | RFCEc_Mixed mild_4A | 4
1475 | 20250 | DC | RFCEc | Mixed mild | RFCEc_Mixed mild_4A | 4
1476 | 20254 | DC | RFCEc | Mixed mild | RFCEc_Mixed mild_4A | 4
1477 | 20260 | DC | RFCEc | Mixed mild | RFCEc_Mixed mild_4A | 4
1478 | 20268 | DC | RFCEc | Mixed mild | RFCEc_Mixed mild_4A | 4
1479 | 20270 | DC | RFCEc | Mixed mild | RFCEc_Mixed mild_4A | 4
1480 | 20289 | DC | RFCEc | Mixed mild | RFCEc_Mixed mild_4A | 4
1481 | 20303 | DC | RFCEc | Mixed mild | RFCEc_Mixed mild_4A | 4
1482 | 20306 | DC | RFCEc | Mixed mild | RFCEc_Mixed mild_4A | 4
1483 | 20318 | DC | RFCEc | Mixed mild | RFCEc_Mixed mild_4A | 4
1484 | 20319 | DC | RFCEc | Mixed mild | RFCEc_Mixed mild_4A | 4
1485 | 20340 | DC | RFCEc | Mixed mild | RFCEc_Mixed mild_4A | 4
1486 | 20370 | DC | RFCEc | Mixed mild | RFCEc_Mixed mild_4A | 4
1487 | 20372 | DC | RFCEc | Mixed mild | RFCEc_Mixed mild_4A | 4
1488 | 20373 | DC | RFCEc | Mixed mild | RFCEc_Mixed mild_4A | 4
1489 | 20374 | DC | RFCEc | Mixed mild | RFCEc_Mixed mild_4A | 4
1490 | 20375 | DC | RFCEc | Mixed mild | RFCEc_Mixed mild_4A | 4
1491 | 20376 | DC | RFCEc | Mixed mild | RFCEc_Mixed mild_4A | 4
1492 | 20380 | DC | RFCEc | Mixed mild | RFCEc_Mixed mild_4A | 4
1493 | 20388 | DC | RFCEc | Mixed mild | RFCEc_Mixed mild_4A | 4
1494 | 20390 | DC | RFCEc | Mixed mild | RFCEc_Mixed mild_4A | 4
1495 | 20391 | DC | RFCEc | Mixed mild | RFCEc_Mixed mild_4A | 4
1496 | 20392 | DC | RFCEc | Mixed mild | RFCEc_Mixed mild_4A | 4
1497 | 20398 | DC | RFCEc | Mixed mild | RFCEc_Mixed mild_4A | 4
1498 | 20401 | DC | RFCEc | Mixed mild | RFCEc_Mixed mild_4A | 4
1499 | 20402 | DC | RFCEc | Mixed mild | RFCEc_Mixed mild_4A | 4
1500 | 20403 | DC | RFCEc | Mixed mild | RFCEc_Mixed mild_4A | 4
1501 | 20404 | DC | RFCEc | Mixed mild | RFCEc_Mixed mild_4A | 4
1502 | 20405 | DC | RFCEc | Mixed mild | RFCEc_Mixed mild_4A | 4
1503 | 20407 | DC | RFCEc | Mixed mild | RFCEc_Mixed mild_4A | 4
1504 | 20408 | DC | RFCEc | Mixed mild | RFCEc_Mixed mild_4A | 4
1505 | 20410 | DC | RFCEc | Mixed mild | RFCEc_Mixed mild_4A | 4
1506 | 20411 | DC | RFCEc | Mixed mild | RFCEc_Mixed mild_4A | 4
1507 | 20412 | DC | RFCEc | Mixed mild | RFCEc_Mixed mild_4A | 4
1508 | 20413 | DC | RFCEc | Mixed mild | RFCEc_Mixed mild_4A | 4
1509 | 20414 | DC | RFCEc | Mixed mild | RFCEc_Mixed mild_4A | 4
1510 | 20415 | DC | RFCEc | Mixed mild | RFCEc_Mixed mild_4A | 4
1511 | 20416 | DC | RFCEc | Mixed mild | RFCEc_Mixed mild_4A | 4
1512 | 20417 | DC | RFCEc | Mixed mild | RFCEc_Mixed mild_4A | 4
1513 | 20418 | DC | RFCEc | Mixed mild | RFCEc_Mixed mild_4A | 4
1514 | 20419 | DC | RFCEc | Mixed mild | RFCEc_Mixed mild_4A | 4
1515 | 20420 | DC | RFCEc | Mixed mild | RFCEc_Mixed mild_4A | 4
1516 | 20421 | DC | RFCEc | Mixed mild | RFCEc_Mixed mild_4A | 4
1517 | 20422 | DC | RFCEc | Mixed mild | RFCEc_Mixed mild_4A | 4
1518 | 20423 | DC | RFCEc | Mixed mild | RFCEc_Mixed mild_4A | 4
1519 | 20424 | DC | RFCEc | Mixed mild | RFCEc_Mixed mild_4A | 4
1520 | 20425 | DC | RFCEc | Mixed mild | RFCEc_Mixed mild_4A | 4
1521 | 20426 | DC | RFCEc | Mixed mild | RFCEc_Mixed mild_4A | 4
1522 | 20427 | DC | RFCEc | Mixed mild | RFCEc_Mixed mild_4A | 4
1523 | 20428 | DC | RFCEc | Mixed mild | RFCEc_Mixed mild_4A | 4
1524 | 20429 | DC | RFCEc | Mixed mild | RFCEc_Mixed mild_4A | 4
1525 | 20431 | DC | RFCEc | Mixed mild | RFCEc_Mixed mild_4A | 4
1526 | 20433 | DC | RFCEc | Mixed mild | RFCEc_Mixed mild_4A | 4
1527 | 20434 | DC | RFCEc | Mixed mild | RFCEc_Mixed mild_4A | 4
1528 | 20435 | DC | RFCEc | Mixed mild | RFCEc_Mixed mild_4A | 4
1529 | 20436 | DC | RFCEc | Mixed mild | RFCEc_Mixed mild_4A | 4
1530 | 20437 | DC | RFCEc | Mixed mild | RFCEc_Mixed mild_4A | 4
1531 | 20439 | DC | RFCEc | Mixed mild | RFCEc_Mixed mild_4A | 4
1532 | 20440 | DC | RFCEc | Mixed mild | RFCEc_Mixed mild_4A | 4
1533 | 20441 | DC | RFCEc | Mixed mild | RFCEc_Mixed mild_4A | 4
1534 | 20442 | DC | RFCEc | Mixed mild | RFCEc_Mixed mild_4A | 4
1535 | 20444 | DC | RFCEc | Mixed mild | RFCEc_Mixed mild_4A | 4
1536 | 20447 | DC | RFCEc | Mixed mild | RFCEc_Mixed mild_4A | 4
1537 | 20451 | DC | RFCEc | Mixed mild | RFCEc_Mixed mild_4A | 4
1538 | 20456 | DC | RFCEc | Mixed mild | RFCEc_Mixed mild_4A | 4
1539 | 20460 | DC | RFCEc | Mixed mild | RFCEc_Mixed mild_4A | 4
1540 | 20463 | DC | RFCEc | Mixed mild | RFCEc_Mixed mild_4A | 4
1541 | 20472 | DC | RFCEc | Mixed mild | RFCEc_Mixed mild_4A | 4
1542 | 20500 | DC | RFCEc | Mixed mild | RFCEc_Mixed mild_4A | 4
1543 | 20503 | DC | RFCEc | Mixed mild | RFCEc_Mixed mild_4A | 4
1544 | 20504 | DC | RFCEc | Mixed mild | RFCEc_Mixed mild_4A | 4
1545 | 20505 | DC | RFCEc | Mixed mild | RFCEc_Mixed mild_4A | 4
1546 | 20506 | DC | RFCEc | Mixed mild | RFCEc_Mixed mild_4A | 4
1547 | 20507 | DC | RFCEc | Mixed mild | RFCEc_Mixed mild_4A | 4
1548 | 20508 | DC | RFCEc | Mixed mild | RFCEc_Mixed mild_4A | 4
1549 | 20509 | DC | RFCEc | Mixed mild | RFCEc_Mixed mild_4A | 4
1550 | 20510 | DC | RFCEc | Mixed mild | RFCEc_Mixed mild_4A | 4
1551 | 20515 | DC | RFCEc | Mixed mild | RFCEc_Mixed mild_4A | 4
1552 | 20520 | DC | RFCEc | Mixed mild | RFCEc_Mixed mild_4A | 4
1553 | 20521 | DC | RFCEc | Mixed mild | RFCEc_Mixed mild_4A | 4
1554 | 20522 | DC | RFCEc | Mixed mild | RFCEc_Mixed mild_4A | 4
1555 | 20523 | DC | RFCEc | Mixed mild | RFCEc_Mixed mild_4A | 4
1556 | 20524 | DC | RFCEc | Mixed mild | RFCEc_Mixed mild_4A | 4
1557 | 20525 | DC | RFCEc | Mixed mild | RFCEc_Mixed mild_4A | 4
1558 | 20526 | DC | RFCEc | Mixed mild | RFCEc_Mixed mild_4A | 4
1559 | 20527 | DC | RFCEc | Mixed mild | RFCEc_Mixed mild_4A | 4
1560 | 20528 | DC | RFCEc | Mixed mild | RFCEc_Mixed mild_4A | 4
1561 | 20529 | DC | RFCEc | Mixed mild | RFCEc_Mixed mild_4A | 4
1562 | 20530 | DC | RFCEc | Mixed mild | RFCEc_Mixed mild_4A | 4
1563 | 20531 | DC | RFCEc | Mixed mild | RFCEc_Mixed mild_4A | 4
1564 | 20533 | DC | RFCEc | Mixed mild | RFCEc_Mixed mild_4A | 4
1565 | 20534 | DC | RFCEc | Mixed mild | RFCEc_Mixed mild_4A | 4
1566 | 20535 | DC | RFCEc | Mixed mild | RFCEc_Mixed mild_4A | 4
1567 | 20536 | DC | RFCEc | Mixed mild | RFCEc_Mixed mild_4A | 4
1568 | 20538 | DC | RFCEc | Mixed mild | RFCEc_Mixed mild_4A | 4
1569 | 20539 | DC | RFCEc | Mixed mild | RFCEc_Mixed mild_4A | 4
1570 | 20540 | DC | RFCEc | Mixed mild | RFCEc_Mixed mild_4A | 4
1571 | 20541 | DC | RFCEc | Mixed mild | RFCEc_Mixed mild_4A | 4
1572 | 20542 | DC | RFCEc | Mixed mild | RFCEc_Mixed mild_4A | 4
1573 | 20543 | DC | RFCEc | Mixed mild | RFCEc_Mixed mild_4A | 4
1574 | 20544 | DC | RFCEc | Mixed mild | RFCEc_Mixed mild_4A | 4
1575 | 20546 | DC | RFCEc | Mixed mild | RFCEc_Mixed mild_4A | 4
1576 | 20547 | DC | RFCEc | Mixed mild | RFCEc_Mixed mild_4A | 4
1577 | 20548 | DC | RFCEc | Mixed mild | RFCEc_Mixed mild_4A | 4
1578 | 20549 | DC | RFCEc | Mixed mild | RFCEc_Mixed mild_4A | 4
1579 | 20551 | DC | RFCEc | Mixed mild | RFCEc_Mixed mild_4A | 4
1580 | 20552 | DC | RFCEc | Mixed mild | RFCEc_Mixed mild_4A | 4
1581 | 20553 | DC | RFCEc | Mixed mild | RFCEc_Mixed mild_4A | 4
1582 | 20554 | DC | RFCEc | Mixed mild | RFCEc_Mixed mild_4A | 4
1583 | 20555 | DC | RFCEc | Mixed mild | RFCEc_Mixed mild_4A | 4
1584 | 20557 | DC | RFCEc | Mixed mild | RFCEc_Mixed mild_4A | 4
1585 | 20559 | DC | RFCEc | Mixed mild | RFCEc_Mixed mild_4A | 4
1586 | 20560 | DC | RFCEc | Mixed mild | RFCEc_Mixed mild_4A | 4
1587 | 20565 | DC | RFCEc | Mixed mild | RFCEc_Mixed mild_4A | 4
1588 | 20566 | DC | RFCEc | Mixed mild | RFCEc_Mixed mild_4A | 4
1589 | 20570 | DC | RFCEc | Mixed mild | RFCEc_Mixed mild_4A | 4
1590 | 20571 | DC | RFCEc | Mixed mild | RFCEc_Mixed mild_4A | 4
1591 | 20572 | DC | RFCEc | Mixed mild | RFCEc_Mixed mild_4A | 4
1592 | 20573 | DC | RFCEc | Mixed mild | RFCEc_Mixed mild_4A | 4
1593 | 20575 | DC | RFCEc | Mixed mild | RFCEc_Mixed mild_4A | 4
1594 | 20576 | DC | RFCEc | Mixed mild | RFCEc_Mixed mild_4A | 4
1595 | 20577 | DC | RFCEc | Mixed mild | RFCEc_Mixed mild_4A | 4
1596 | 20579 | DC | RFCEc | Mixed mild | RFCEc_Mixed mild_4A | 4
1597 | 20580 | DC | RFCEc | Mixed mild | RFCEc_Mixed mild_4A | 4
1598 | 20581 | DC | RFCEc | Mixed mild | RFCEc_Mixed mild_4A | 4
1599 | 20585 | DC | RFCEc | Mixed mild | RFCEc_Mixed mild_4A | 4
1600 | 20586 | DC | RFCEc | Mixed mild | RFCEc_Mixed mild_4A | 4
1601 | 20590 | DC | RFCEc | Mixed mild | RFCEc_Mixed mild_4A | 4
1602 | 20591 | DC | RFCEc | Mixed mild | RFCEc_Mixed mild_4A | 4
1603 | 20593 | DC | RFCEc | Mixed mild | RFCEc_Mixed mild_4A | 4
1604 | 20594 | DC | RFCEc | Mixed mild | RFCEc_Mixed mild_4A | 4
1605 | 20597 | DC | RFCEc | Mixed mild | RFCEc_Mixed mild_4A | 4
1606 | 56998 | DC | RFCEc | Mixed mild | RFCEc_Mixed mild_4A | 4
1607 | 88888 | DC | RFCEc | Mixed mild | RFCEc_Mixed mild_4A | 4
1608 | 20041 | DC | SRVCc | Mixed mild | SRVCc_Mixed mild_4A | 4
1609 | 20069 | DC | SRVCc | Mixed mild | SRVCc_Mixed mild_4A | 4
1610 | 20070 | DC | SRVCc | Mixed mild | SRVCc_Mixed mild_4A | 4
1611 | 20120 | VA | SRVCc | Mixed mild | SRVCc_Mixed mild_4A | 4
1612 | 20121 | VA | SRVCc | Mixed mild | SRVCc_Mixed mild_4A | 4
1613 | 20122 | VA | SRVCc | Mixed mild | SRVCc_Mixed mild_4A | 4
1614 | 20124 | VA | SRVCc | Mixed mild | SRVCc_Mixed mild_4A | 4
1615 | 20151 | VA | SRVCc | Mixed mild | SRVCc_Mixed mild_4A | 4
1616 | 20152 | VA | SRVCc | Mixed mild | SRVCc_Mixed mild_4A | 4
1617 | 20153 | VA | SRVCc | Mixed mild | SRVCc_Mixed mild_4A | 4
1618 | 20164 | VA | SRVCc | Mixed mild | SRVCc_Mixed mild_4A | 4
1619 | 20165 | VA | SRVCc | Mixed mild | SRVCc_Mixed mild_4A | 4
1620 | 20170 | VA | SRVCc | Mixed mild | SRVCc_Mixed mild_4A | 4
1621 | 20171 | VA | SRVCc | Mixed mild | SRVCc_Mixed mild_4A | 4
1622 | 20172 | VA | SRVCc | Mixed mild | SRVCc_Mixed mild_4A | 4
1623 | 20190 | VA | SRVCc | Mixed mild | SRVCc_Mixed mild_4A | 4
1624 | 20191 | VA | SRVCc | Mixed mild | SRVCc_Mixed mild_4A | 4
1625 | 20192 | VA | SRVCc | Mixed mild | SRVCc_Mixed mild_4A | 4
1626 | 20194 | VA | SRVCc | Mixed mild | SRVCc_Mixed mild_4A | 4
1627 | 20195 | VA | SRVCc | Mixed mild | SRVCc_Mixed mild_4A | 4
1628 | 20206 | DC | SRVCc | Mixed mild | SRVCc_Mixed mild_4A | 4
1629 | 20598 | VA | SRVCc | Mixed mild | SRVCc_Mixed mild_4A | 4
1630 | 22003 | VA | SRVCc | Mixed mild | SRVCc_Mixed mild_4A | 4
1631 | 22009 | VA | SRVCc | Mixed mild | SRVCc_Mixed mild_4A | 4
1632 | 22015 | VA | SRVCc | Mixed mild | SRVCc_Mixed mild_4A | 4
1633 | 22027 | VA | SRVCc | Mixed mild | SRVCc_Mixed mild_4A | 4
1634 | 22030 | VA | SRVCc | Mixed mild | SRVCc_Mixed mild_4A | 4
1635 | 22031 | VA | SRVCc | Mixed mild | SRVCc_Mixed mild_4A | 4
1636 | 22032 | VA | SRVCc | Mixed mild | SRVCc_Mixed mild_4A | 4
1637 | 22033 | VA | SRVCc | Mixed mild | SRVCc_Mixed mild_4A | 4
1638 | 22035 | VA | SRVCc | Mixed mild | SRVCc_Mixed mild_4A | 4
1639 | 22037 | VA | SRVCc | Mixed mild | SRVCc_Mixed mild_4A | 4
1640 | 22039 | VA | SRVCc | Mixed mild | SRVCc_Mixed mild_4A | 4
1641 | 22041 | VA | SRVCc | Mixed mild | SRVCc_Mixed mild_4A | 4
1642 | 22042 | VA | SRVCc | Mixed mild | SRVCc_Mixed mild_4A | 4
1643 | 22043 | VA | SRVCc | Mixed mild | SRVCc_Mixed mild_4A | 4
1644 | 22044 | VA | SRVCc | Mixed mild | SRVCc_Mixed mild_4A | 4
1645 | 22046 | VA | SRVCc | Mixed mild | SRVCc_Mixed mild_4A | 4
1646 | 22060 | VA | SRVCc | Mixed mild | SRVCc_Mixed mild_4A | 4
1647 | 22066 | VA | SRVCc | Mixed mild | SRVCc_Mixed mild_4A | 4
1648 | 22067 | VA | SRVCc | Mixed mild | SRVCc_Mixed mild_4A | 4
1649 | 22079 | VA | SRVCc | Mixed mild | SRVCc_Mixed mild_4A | 4
1650 | 22081 | VA | SRVCc | Mixed mild | SRVCc_Mixed mild_4A | 4
1651 | 22082 | VA | SRVCc | Mixed mild | SRVCc_Mixed mild_4A | 4
1652 | 22101 | VA | SRVCc | Mixed mild | SRVCc_Mixed mild_4A | 4
1653 | 22102 | VA | SRVCc | Mixed mild | SRVCc_Mixed mild_4A | 4
1654 | 22103 | VA | SRVCc | Mixed mild | SRVCc_Mixed mild_4A | 4
1655 | 22106 | VA | SRVCc | Mixed mild | SRVCc_Mixed mild_4A | 4
1656 | 22107 | VA | SRVCc | Mixed mild | SRVCc_Mixed mild_4A | 4
1657 | 22108 | VA | SRVCc | Mixed mild | SRVCc_Mixed mild_4A | 4
1658 | 22109 | VA | SRVCc | Mixed mild | SRVCc_Mixed mild_4A | 4
1659 | 22116 | VA | SRVCc | Mixed mild | SRVCc_Mixed mild_4A | 4
1660 | 22121 | VA | SRVCc | Mixed mild | SRVCc_Mixed mild_4A | 4
1661 | 22122 | VA | SRVCc | Mixed mild | SRVCc_Mixed mild_4A | 4
1662 | 22124 | VA | SRVCc | Mixed mild | SRVCc_Mixed mild_4A | 4
1663 | 22150 | VA | SRVCc | Mixed mild | SRVCc_Mixed mild_4A | 4
1664 | 22151 | VA | SRVCc | Mixed mild | SRVCc_Mixed mild_4A | 4
1665 | 22152 | VA | SRVCc | Mixed mild | SRVCc_Mixed mild_4A | 4
1666 | 22153 | VA | SRVCc | Mixed mild | SRVCc_Mixed mild_4A | 4
1667 | 22158 | VA | SRVCc | Mixed mild | SRVCc_Mixed mild_4A | 4
1668 | 22160 | VA | SRVCc | Mixed mild | SRVCc_Mixed mild_4A | 4
1669 | 22180 | VA | SRVCc | Mixed mild | SRVCc_Mixed mild_4A | 4
1670 | 22181 | VA | SRVCc | Mixed mild | SRVCc_Mixed mild_4A | 4
1671 | 22182 | VA | SRVCc | Mixed mild | SRVCc_Mixed mild_4A | 4
1672 | 22183 | VA | SRVCc | Mixed mild | SRVCc_Mixed mild_4A | 4
1673 | 22185 | VA | SRVCc | Mixed mild | SRVCc_Mixed mild_4A | 4
1674 | 22199 | VA | SRVCc | Mixed mild | SRVCc_Mixed mild_4A | 4
1675 | 22204 | VA | SRVCc | Mixed mild | SRVCc_Mixed mild_4A | 4
1676 | 22206 | VA | SRVCc | Mixed mild | SRVCc_Mixed mild_4A | 4
1677 | 22207 | VA | SRVCc | Mixed mild | SRVCc_Mixed mild_4A | 4
1678 | 22213 | VA | SRVCc | Mixed mild | SRVCc_Mixed mild_4A | 4
1679 | 22302 | VA | SRVCc | Mixed mild | SRVCc_Mixed mild_4A | 4
1680 | 22303 | VA | SRVCc | Mixed mild | SRVCc_Mixed mild_4A | 4
1681 | 22304 | VA | SRVCc | Mixed mild | SRVCc_Mixed mild_4A | 4
1682 | 22306 | VA | SRVCc | Mixed mild | SRVCc_Mixed mild_4A | 4
1683 | 22307 | VA | SRVCc | Mixed mild | SRVCc_Mixed mild_4A | 4
1684 | 22308 | VA | SRVCc | Mixed mild | SRVCc_Mixed mild_4A | 4
1685 | 22309 | VA | SRVCc | Mixed mild | SRVCc_Mixed mild_4A | 4
1686 | 22310 | VA | SRVCc | Mixed mild | SRVCc_Mixed mild_4A | 4
1687 | 22311 | VA | SRVCc | Mixed mild | SRVCc_Mixed mild_4A | 4
1688 | 22312 | VA | SRVCc | Mixed mild | SRVCc_Mixed mild_4A | 4
1689 | 22315 | VA | SRVCc | Mixed mild | SRVCc_Mixed mild_4A | 4
1690 | 20058 | DC | RFCEc | Mixed mild | RFCEc_Mixed mild_4A | 4
1691 | 20207 | DC | RFCEc | Mixed mild | RFCEc_Mixed mild_4A | 4
1692 | 20707 | MD | RFCEc | Mixed mild | RFCEc_Mixed mild_4A | 4
1693 | 20777 | MD | RFCEc | Mixed mild | RFCEc_Mixed mild_4A | 4
1694 | 20783 | MD | RFCEc | Mixed mild | RFCEc_Mixed mild_4A | 4
1695 | 20787 | MD | RFCEc | Mixed mild | RFCEc_Mixed mild_4A | 4
1696 | 20810 | MD | RFCEc | Mixed mild | RFCEc_Mixed mild_4A | 4
1697 | 20811 | MD | RFCEc | Mixed mild | RFCEc_Mixed mild_4A | 4
1698 | 20812 | MD | RFCEc | Mixed mild | RFCEc_Mixed mild_4A | 4
1699 | 20814 | MD | RFCEc | Mixed mild | RFCEc_Mixed mild_4A | 4
1700 | 20815 | MD | RFCEc | Mixed mild | RFCEc_Mixed mild_4A | 4
1701 | 20816 | MD | RFCEc | Mixed mild | RFCEc_Mixed mild_4A | 4
1702 | 20817 | MD | RFCEc | Mixed mild | RFCEc_Mixed mild_4A | 4
1703 | 20818 | MD | RFCEc | Mixed mild | RFCEc_Mixed mild_4A | 4
1704 | 20824 | MD | RFCEc | Mixed mild | RFCEc_Mixed mild_4A | 4
1705 | 20825 | MD | RFCEc | Mixed mild | RFCEc_Mixed mild_4A | 4
1706 | 20827 | MD | RFCEc | Mixed mild | RFCEc_Mixed mild_4A | 4
1707 | 20830 | MD | RFCEc | Mixed mild | RFCEc_Mixed mild_4A | 4
1708 | 20832 | MD | RFCEc | Mixed mild | RFCEc_Mixed mild_4A | 4
1709 | 20833 | MD | RFCEc | Mixed mild | RFCEc_Mixed mild_4A | 4
1710 | 20837 | MD | RFCEc | Mixed mild | RFCEc_Mixed mild_4A | 4
1711 | 20838 | MD | RFCEc | Mixed mild | RFCEc_Mixed mild_4A | 4
1712 | 20839 | MD | RFCEc | Mixed mild | RFCEc_Mixed mild_4A | 4
1713 | 20841 | MD | RFCEc | Mixed mild | RFCEc_Mixed mild_4A | 4
1714 | 20842 | MD | RFCEc | Mixed mild | RFCEc_Mixed mild_4A | 4
1715 | 20847 | MD | RFCEc | Mixed mild | RFCEc_Mixed mild_4A | 4
1716 | 20848 | MD | RFCEc | Mixed mild | RFCEc_Mixed mild_4A | 4
1717 | 20849 | MD | RFCEc | Mixed mild | RFCEc_Mixed mild_4A | 4
1718 | 20850 | MD | RFCEc | Mixed mild | RFCEc_Mixed mild_4A | 4
1719 | 20851 | MD | RFCEc | Mixed mild | RFCEc_Mixed mild_4A | 4
1720 | 20852 | MD | RFCEc | Mixed mild | RFCEc_Mixed mild_4A | 4
1721 | 20853 | MD | RFCEc | Mixed mild | RFCEc_Mixed mild_4A | 4
1722 | 20854 | MD | RFCEc | Mixed mild | RFCEc_Mixed mild_4A | 4
1723 | 20855 | MD | RFCEc | Mixed mild | RFCEc_Mixed mild_4A | 4
1724 | 20857 | MD | RFCEc | Mixed mild | RFCEc_Mixed mild_4A | 4
1725 | 20859 | MD | RFCEc | Mixed mild | RFCEc_Mixed mild_4A | 4
1726 | 20860 | MD | RFCEc | Mixed mild | RFCEc_Mixed mild_4A | 4
1727 | 20861 | MD | RFCEc | Mixed mild | RFCEc_Mixed mild_4A | 4
1728 | 20862 | MD | RFCEc | Mixed mild | RFCEc_Mixed mild_4A | 4
1729 | 20866 | MD | RFCEc | Mixed mild | RFCEc_Mixed mild_4A | 4
1730 | 20868 | MD | RFCEc | Mixed mild | RFCEc_Mixed mild_4A | 4
1731 | 20871 | MD | RFCEc | Mixed mild | RFCEc_Mixed mild_4A | 4
1732 | 20872 | MD | RFCEc | Mixed mild | RFCEc_Mixed mild_4A | 4
1733 | 20874 | MD | RFCEc | Mixed mild | RFCEc_Mixed mild_4A | 4
1734 | 20875 | MD | RFCEc | Mixed mild | RFCEc_Mixed mild_4A | 4
1735 | 20876 | MD | RFCEc | Mixed mild | RFCEc_Mixed mild_4A | 4
1736 | 20877 | MD | RFCEc | Mixed mild | RFCEc_Mixed mild_4A | 4
1737 | 20878 | MD | RFCEc | Mixed mild | RFCEc_Mixed mild_4A | 4
1738 | 20879 | MD | RFCEc | Mixed mild | RFCEc_Mixed mild_4A | 4
1739 | 20880 | MD | RFCEc | Mixed mild | RFCEc_Mixed mild_4A | 4
1740 | 20882 | MD | RFCEc | Mixed mild | RFCEc_Mixed mild_4A | 4
1741 | 20883 | MD | RFCEc | Mixed mild | RFCEc_Mixed mild_4A | 4
1742 | 20884 | MD | RFCEc | Mixed mild | RFCEc_Mixed mild_4A | 4
1743 | 20885 | MD | RFCEc | Mixed mild | RFCEc_Mixed mild_4A | 4
1744 | 20886 | MD | RFCEc | Mixed mild | RFCEc_Mixed mild_4A | 4
1745 | 20889 | MD | RFCEc | Mixed mild | RFCEc_Mixed mild_4A | 4
1746 | 20891 | MD | RFCEc | Mixed mild | RFCEc_Mixed mild_4A | 4
1747 | 20892 | MD | RFCEc | Mixed mild | RFCEc_Mixed mild_4A | 4
1748 | 20894 | MD | RFCEc | Mixed mild | RFCEc_Mixed mild_4A | 4
1749 | 20895 | MD | RFCEc | Mixed mild | RFCEc_Mixed mild_4A | 4
1750 | 20896 | MD | RFCEc | Mixed mild | RFCEc_Mixed mild_4A | 4
1751 | 20898 | MD | RFCEc | Mixed mild | RFCEc_Mixed mild_4A | 4
1752 | 20899 | MD | RFCEc | Mixed mild | RFCEc_Mixed mild_4A | 4
1753 | 20901 | MD | RFCEc | Mixed mild | RFCEc_Mixed mild_4A | 4
1754 | 20902 | MD | RFCEc | Mixed mild | RFCEc_Mixed mild_4A | 4
1755 | 20903 | MD | RFCEc | Mixed mild | RFCEc_Mixed mild_4A | 4
1756 | 20904 | MD | RFCEc | Mixed mild | RFCEc_Mixed mild_4A | 4
1757 | 20905 | MD | RFCEc | Mixed mild | RFCEc_Mixed mild_4A | 4
1758 | 20906 | MD | RFCEc | Mixed mild | RFCEc_Mixed mild_4A | 4
1759 | 20907 | MD | RFCEc | Mixed mild | RFCEc_Mixed mild_4A | 4
1760 | 20910 | MD | RFCEc | Mixed mild | RFCEc_Mixed mild_4A | 4
1761 | 20911 | MD | RFCEc | Mixed mild | RFCEc_Mixed mild_4A | 4
1762 | 20912 | MD | RFCEc | Mixed mild | RFCEc_Mixed mild_4A | 4
1763 | 20913 | MD | RFCEc | Mixed mild | RFCEc_Mixed mild_4A | 4
1764 | 20914 | MD | RFCEc | Mixed mild | RFCEc_Mixed mild_4A | 4
1765 | 20915 | MD | RFCEc | Mixed mild | RFCEc_Mixed mild_4A | 4
1766 | 20916 | MD | RFCEc | Mixed mild | RFCEc_Mixed mild_4A | 4
1767 | 20918 | MD | RFCEc | Mixed mild | RFCEc_Mixed mild_4A | 4
1768 | 20993 | MD | RFCEc | Mixed mild | RFCEc_Mixed mild_4A | 4
1769 | 21770 | MD | RFCEc | Mixed mild | RFCEc_Mixed mild_4A | 4
1770 | 21771 | MD | RFCEc | Mixed mild | RFCEc_Mixed mild_4A | 4
1771 | 21797 | MD | RFCEc | Mixed mild | RFCEc_Mixed mild_4A | 4
1772 | 20101 | VA | SRVCc | Mixed mild | SRVCc_Mixed mild_4A | 4
1773 | 20103 | VA | SRVCc | Mixed mild | SRVCc_Mixed mild_4A | 4
1774 | 20104 | VA | SRVCc | Mixed mild | SRVCc_Mixed mild_4A | 4
1775 | 20105 | VA | SRVCc | Mixed mild | SRVCc_Mixed mild_4A | 4
1776 | 20117 | VA | SRVCc | Mixed mild | SRVCc_Mixed mild_4A | 4
1777 | 20129 | VA | SRVCc | Mixed mild | SRVCc_Mixed mild_4A | 4
1778 | 20130 | VA | SRVCc | Mixed mild | SRVCc_Mixed mild_4A | 4
1779 | 20131 | VA | SRVCc | Mixed mild | SRVCc_Mixed mild_4A | 4
1780 | 20132 | VA | SRVCc | Mixed mild | SRVCc_Mixed mild_4A | 4
1781 | 20135 | VA | SRVCc | Mixed mild | SRVCc_Mixed mild_4A | 4
1782 | 20141 | VA | SRVCc | Mixed mild | SRVCc_Mixed mild_4A | 4
1783 | 20146 | VA | SRVCc | Mixed mild | SRVCc_Mixed mild_4A | 4
1784 | 20147 | VA | SRVCc | Mixed mild | SRVCc_Mixed mild_4A | 4
1785 | 20148 | VA | SRVCc | Mixed mild | SRVCc_Mixed mild_4A | 4
1786 | 20149 | VA | SRVCc | Mixed mild | SRVCc_Mixed mild_4A | 4
1787 | 20158 | VA | SRVCc | Mixed mild | SRVCc_Mixed mild_4A | 4
1788 | 20159 | VA | SRVCc | Mixed mild | SRVCc_Mixed mild_4A | 4
1789 | 20160 | VA | SRVCc | Mixed mild | SRVCc_Mixed mild_4A | 4
1790 | 20166 | VA | SRVCc | Mixed mild | SRVCc_Mixed mild_4A | 4
1791 | 20167 | VA | SRVCc | Mixed mild | SRVCc_Mixed mild_4A | 4
1792 | 20175 | VA | SRVCc | Mixed mild | SRVCc_Mixed mild_4A | 4
1793 | 20176 | VA | SRVCc | Mixed mild | SRVCc_Mixed mild_4A | 4
1794 | 20177 | VA | SRVCc | Mixed mild | SRVCc_Mixed mild_4A | 4
1795 | 20178 | VA | SRVCc | Mixed mild | SRVCc_Mixed mild_4A | 4
1796 | 20180 | VA | SRVCc | Mixed mild | SRVCc_Mixed mild_4A | 4
1797 | 20184 | VA | SRVCc | Mixed mild | SRVCc_Mixed mild_4A | 4
1798 | 20189 | VA | SRVCc | Mixed mild | SRVCc_Mixed mild_4A | 4
1799 | 20197 | VA | SRVCc | Mixed mild | SRVCc_Mixed mild_4A | 4
1800 | 20198 | VA | SRVCc | Mixed mild | SRVCc_Mixed mild_4A | 4
1801 | 20106 | VA | SRVCc | Mixed mild | SRVCc_Mixed mild_4A | 4
1802 | 20115 | VA | SRVCc | Mixed mild | SRVCc_Mixed mild_4A | 4
1803 | 20119 | VA | SRVCc | Mixed mild | SRVCc_Mixed mild_4A | 4
1804 | 20128 | VA | SRVCc | Mixed mild | SRVCc_Mixed mild_4A | 4
1805 | 20137 | VA | SRVCc | Mixed mild | SRVCc_Mixed mild_4A | 4
1806 | 20138 | VA | SRVCc | Mixed mild | SRVCc_Mixed mild_4A | 4
1807 | 20139 | VA | SRVCc | Mixed mild | SRVCc_Mixed mild_4A | 4
1808 | 20140 | VA | SRVCc | Mixed mild | SRVCc_Mixed mild_4A | 4
1809 | 20144 | VA | SRVCc | Mixed mild | SRVCc_Mixed mild_4A | 4
1810 | 20155 | VA | SRVCc | Mixed mild | SRVCc_Mixed mild_4A | 4
1811 | 20169 | VA | SRVCc | Mixed mild | SRVCc_Mixed mild_4A | 4
1812 | 20181 | VA | SRVCc | Mixed mild | SRVCc_Mixed mild_4A | 4
1813 | 20186 | VA | SRVCc | Mixed mild | SRVCc_Mixed mild_4A | 4
1814 | 20187 | VA | SRVCc | Mixed mild | SRVCc_Mixed mild_4A | 4
1815 | 20188 | VA | SRVCc | Mixed mild | SRVCc_Mixed mild_4A | 4
1816 | 22406 | VA | SRVCc | Mixed mild | SRVCc_Mixed mild_4A | 4
1817 | 22556 | VA | SRVCc | Mixed mild | SRVCc_Mixed mild_4A | 4
1818 | 22639 | VA | SRVCc | Mixed mild | SRVCc_Mixed mild_4A | 4
1819 | 22642 | VA | SRVCc | Mixed mild | SRVCc_Mixed mild_4A | 4
1820 | 22643 | VA | SRVCc | Mixed mild | SRVCc_Mixed mild_4A | 4
1821 | 22712 | VA | SRVCc | Mixed mild | SRVCc_Mixed mild_4A | 4
1822 | 22720 | VA | SRVCc | Mixed mild | SRVCc_Mixed mild_4A | 4
1823 | 22728 | VA | SRVCc | Mixed mild | SRVCc_Mixed mild_4A | 4
1824 | 22734 | VA | SRVCc | Mixed mild | SRVCc_Mixed mild_4A | 4
1825 | 22742 | VA | SRVCc | Mixed mild | SRVCc_Mixed mild_4A | 4
1826 | 22623 | VA | SRVCc | Mixed mild | SRVCc_Mixed mild_4A | 4
1827 | 22627 | VA | SRVCc | Mixed mild | SRVCc_Mixed mild_4A | 4
1828 | 22630 | VA | SRVCc | Mixed mild | SRVCc_Mixed mild_4A | 4
1829 | 22640 | VA | SRVCc | Mixed mild | SRVCc_Mixed mild_4A | 4
1830 | 22713 | VA | SRVCc | Mixed mild | SRVCc_Mixed mild_4A | 4
1831 | 22716 | VA | SRVCc | Mixed mild | SRVCc_Mixed mild_4A | 4
1832 | 22740 | VA | SRVCc | Mixed mild | SRVCc_Mixed mild_4A | 4
1833 | 22747 | VA | SRVCc | Mixed mild | SRVCc_Mixed mild_4A | 4
1834 | 22749 | VA | SRVCc | Mixed mild | SRVCc_Mixed mild_4A | 4
1835 | 22407 | VA | SRVCc | Mixed mild | SRVCc_Mixed mild_4A | 4
1836 | 22701 | VA | SRVCc | Mixed mild | SRVCc_Mixed mild_4A | 4
1837 | 22714 | VA | SRVCc | Mixed mild | SRVCc_Mixed mild_4A | 4
1838 | 22718 | VA | SRVCc | Mixed mild | SRVCc_Mixed mild_4A | 4
1839 | 22724 | VA | SRVCc | Mixed mild | SRVCc_Mixed mild_4A | 4
1840 | 22726 | VA | SRVCc | Mixed mild | SRVCc_Mixed mild_4A | 4
1841 | 22729 | VA | SRVCc | Mixed mild | SRVCc_Mixed mild_4A | 4
1842 | 22733 | VA | SRVCc | Mixed mild | SRVCc_Mixed mild_4A | 4
1843 | 22735 | VA | SRVCc | Mixed mild | SRVCc_Mixed mild_4A | 4
1844 | 22736 | VA | SRVCc | Mixed mild | SRVCc_Mixed mild_4A | 4
1845 | 22737 | VA | SRVCc | Mixed mild | SRVCc_Mixed mild_4A | 4
1846 | 22741 | VA | SRVCc | Mixed mild | SRVCc_Mixed mild_4A | 4
1847 | 20108 | VA | SRVCc | Mixed mild | SRVCc_Mixed mild_4A | 4
1848 | 20110 | VA | SRVCc | Mixed mild | SRVCc_Mixed mild_4A | 4
1849 | 20109 | VA | SRVCc | Mixed mild | SRVCc_Mixed mild_4A | 4
1850 | 20111 | VA | SRVCc | Mixed mild | SRVCc_Mixed mild_4A | 4
1851 | 20112 | VA | SRVCc | Mixed mild | SRVCc_Mixed mild_4A | 4
1852 | 20136 | VA | SRVCc | Mixed mild | SRVCc_Mixed mild_4A | 4
1853 | 20143 | VA | SRVCc | Mixed mild | SRVCc_Mixed mild_4A | 4
1854 | 20156 | VA | SRVCc | Mixed mild | SRVCc_Mixed mild_4A | 4
1855 | 20168 | VA | SRVCc | Mixed mild | SRVCc_Mixed mild_4A | 4
1856 | 20182 | VA | SRVCc | Mixed mild | SRVCc_Mixed mild_4A | 4
1857 | 22025 | VA | SRVCc | Mixed mild | SRVCc_Mixed mild_4A | 4
1858 | 22026 | VA | SRVCc | Mixed mild | SRVCc_Mixed mild_4A | 4
1859 | 22125 | VA | SRVCc | Mixed mild | SRVCc_Mixed mild_4A | 4
1860 | 22134 | VA | SRVCc | Mixed mild | SRVCc_Mixed mild_4A | 4
1861 | 22172 | VA | SRVCc | Mixed mild | SRVCc_Mixed mild_4A | 4
1862 | 22191 | VA | SRVCc | Mixed mild | SRVCc_Mixed mild_4A | 4
1863 | 22192 | VA | SRVCc | Mixed mild | SRVCc_Mixed mild_4A | 4
1864 | 22193 | VA | SRVCc | Mixed mild | SRVCc_Mixed mild_4A | 4
1865 | 22194 | VA | SRVCc | Mixed mild | SRVCc_Mixed mild_4A | 4
1866 | 22195 | VA | SRVCc | Mixed mild | SRVCc_Mixed mild_4A | 4
1867 | 20113 | VA | SRVCc | Mixed mild | SRVCc_Mixed mild_4A | 4
1868 | 22611 | VA | SRVCc | Mixed mild | SRVCc_Mixed mild_4A | 4
1869 | 22620 | VA | SRVCc | Mixed mild | SRVCc_Mixed mild_4A | 4
1870 | 22646 | VA | SRVCc | Mixed mild | SRVCc_Mixed mild_4A | 4
1871 | 22663 | VA | SRVCc | Mixed mild | SRVCc_Mixed mild_4A | 4
1872 | 20233 | DC | RFCEc | Mixed mild | RFCEc_Mixed mild_4A | 4
1873 | 20389 | DC | RFCEc | Mixed mild | RFCEc_Mixed mild_4A | 4
1874 | 20395 | DC | RFCEc | Mixed mild | RFCEc_Mixed mild_4A | 4
1875 | 20588 | MD | RFCEc | Mixed mild | RFCEc_Mixed mild_4A | 4
1876 | 20599 | DC | RFCEc | Mixed mild | RFCEc_Mixed mild_4A | 4
1877 | 20601 | MD | RFCEc | Mixed mild | RFCEc_Mixed mild_4A | 4
1878 | 20607 | MD | RFCEc | Mixed mild | RFCEc_Mixed mild_4A | 4
1879 | 20608 | MD | RFCEc | Mixed mild | RFCEc_Mixed mild_4A | 4
1880 | 20613 | MD | RFCEc | Mixed mild | RFCEc_Mixed mild_4A | 4
1881 | 20616 | MD | RFCEc | Mixed mild | RFCEc_Mixed mild_4A | 4
1882 | 20623 | MD | RFCEc | Mixed mild | RFCEc_Mixed mild_4A | 4
1883 | 20703 | MD | RFCEc | Mixed mild | RFCEc_Mixed mild_4A | 4
1884 | 20704 | MD | RFCEc | Mixed mild | RFCEc_Mixed mild_4A | 4
1885 | 20705 | MD | RFCEc | Mixed mild | RFCEc_Mixed mild_4A | 4
1886 | 20706 | MD | RFCEc | Mixed mild | RFCEc_Mixed mild_4A | 4
1887 | 20708 | MD | RFCEc | Mixed mild | RFCEc_Mixed mild_4A | 4
1888 | 20709 | MD | RFCEc | Mixed mild | RFCEc_Mixed mild_4A | 4
1889 | 20710 | MD | RFCEc | Mixed mild | RFCEc_Mixed mild_4A | 4
1890 | 20712 | MD | RFCEc | Mixed mild | RFCEc_Mixed mild_4A | 4
1891 | 20715 | MD | RFCEc | Mixed mild | RFCEc_Mixed mild_4A | 4
1892 | 20716 | MD | RFCEc | Mixed mild | RFCEc_Mixed mild_4A | 4
1893 | 20717 | MD | RFCEc | Mixed mild | RFCEc_Mixed mild_4A | 4
1894 | 20718 | MD | RFCEc | Mixed mild | RFCEc_Mixed mild_4A | 4
1895 | 20720 | MD | RFCEc | Mixed mild | RFCEc_Mixed mild_4A | 4
1896 | 20721 | MD | RFCEc | Mixed mild | RFCEc_Mixed mild_4A | 4
1897 | 20722 | MD | RFCEc | Mixed mild | RFCEc_Mixed mild_4A | 4
1898 | 20725 | MD | RFCEc | Mixed mild | RFCEc_Mixed mild_4A | 4
1899 | 20726 | MD | RFCEc | Mixed mild | RFCEc_Mixed mild_4A | 4
1900 | 20731 | MD | RFCEc | Mixed mild | RFCEc_Mixed mild_4A | 4
1901 | 20735 | MD | RFCEc | Mixed mild | RFCEc_Mixed mild_4A | 4
1902 | 20737 | MD | RFCEc | Mixed mild | RFCEc_Mixed mild_4A | 4
1903 | 20738 | MD | RFCEc | Mixed mild | RFCEc_Mixed mild_4A | 4
1904 | 20740 | MD | RFCEc | Mixed mild | RFCEc_Mixed mild_4A | 4
1905 | 20741 | MD | RFCEc | Mixed mild | RFCEc_Mixed mild_4A | 4
1906 | 20742 | MD | RFCEc | Mixed mild | RFCEc_Mixed mild_4A | 4
1907 | 20743 | MD | RFCEc | Mixed mild | RFCEc_Mixed mild_4A | 4
1908 | 20744 | MD | RFCEc | Mixed mild | RFCEc_Mixed mild_4A | 4
1909 | 20745 | MD | RFCEc | Mixed mild | RFCEc_Mixed mild_4A | 4
1910 | 20746 | MD | RFCEc | Mixed mild | RFCEc_Mixed mild_4A | 4
1911 | 20747 | MD | RFCEc | Mixed mild | RFCEc_Mixed mild_4A | 4
1912 | 20748 | MD | RFCEc | Mixed mild | RFCEc_Mixed mild_4A | 4
1913 | 20749 | MD | RFCEc | Mixed mild | RFCEc_Mixed mild_4A | 4
1914 | 20750 | MD | RFCEc | Mixed mild | RFCEc_Mixed mild_4A | 4
1915 | 20752 | MD | RFCEc | Mixed mild | RFCEc_Mixed mild_4A | 4
1916 | 20753 | MD | RFCEc | Mixed mild | RFCEc_Mixed mild_4A | 4
1917 | 20757 | MD | RFCEc | Mixed mild | RFCEc_Mixed mild_4A | 4
1918 | 20762 | MD | RFCEc | Mixed mild | RFCEc_Mixed mild_4A | 4
1919 | 20768 | MD | RFCEc | Mixed mild | RFCEc_Mixed mild_4A | 4
1920 | 20769 | MD | RFCEc | Mixed mild | RFCEc_Mixed mild_4A | 4
1921 | 20770 | MD | RFCEc | Mixed mild | RFCEc_Mixed mild_4A | 4
1922 | 20771 | MD | RFCEc | Mixed mild | RFCEc_Mixed mild_4A | 4
1923 | 20772 | MD | RFCEc | Mixed mild | RFCEc_Mixed mild_4A | 4
1924 | 20773 | MD | RFCEc | Mixed mild | RFCEc_Mixed mild_4A | 4
1925 | 20774 | MD | RFCEc | Mixed mild | RFCEc_Mixed mild_4A | 4
1926 | 20775 | MD | RFCEc | Mixed mild | RFCEc_Mixed mild_4A | 4
1927 | 20781 | MD | RFCEc | Mixed mild | RFCEc_Mixed mild_4A | 4
1928 | 20782 | MD | RFCEc | Mixed mild | RFCEc_Mixed mild_4A | 4
1929 | 20784 | MD | RFCEc | Mixed mild | RFCEc_Mixed mild_4A | 4
1930 | 20785 | MD | RFCEc | Mixed mild | RFCEc_Mixed mild_4A | 4
1931 | 20790 | MD | RFCEc | Mixed mild | RFCEc_Mixed mild_4A | 4
1932 | 20791 | MD | RFCEc | Mixed mild | RFCEc_Mixed mild_4A | 4
1933 | 20792 | MD | RFCEc | Mixed mild | RFCEc_Mixed mild_4A | 4
1934 | 20799 | MD | RFCEc | Mixed mild | RFCEc_Mixed mild_4A | 4
1935 | 20301 | DC | SRVCc | Mixed mild | SRVCc_Mixed mild_4A | 4
1936 | 20310 | DC | SRVCc | Mixed mild | SRVCc_Mixed mild_4A | 4
1937 | 20330 | DC | SRVCc | Mixed mild | SRVCc_Mixed mild_4A | 4
1938 | 20350 | DC | SRVCc | Mixed mild | SRVCc_Mixed mild_4A | 4
1939 | 20406 | DC | SRVCc | Mixed mild | SRVCc_Mixed mild_4A | 4
1940 | 22201 | VA | SRVCc | Mixed mild | SRVCc_Mixed mild_4A | 4
1941 | 22202 | VA | SRVCc | Mixed mild | SRVCc_Mixed mild_4A | 4
1942 | 22203 | VA | SRVCc | Mixed mild | SRVCc_Mixed mild_4A | 4
1943 | 22205 | VA | SRVCc | Mixed mild | SRVCc_Mixed mild_4A | 4
1944 | 22209 | VA | SRVCc | Mixed mild | SRVCc_Mixed mild_4A | 4
1945 | 22210 | VA | SRVCc | Mixed mild | SRVCc_Mixed mild_4A | 4
1946 | 22211 | VA | SRVCc | Mixed mild | SRVCc_Mixed mild_4A | 4
1947 | 22214 | VA | SRVCc | Mixed mild | SRVCc_Mixed mild_4A | 4
1948 | 22215 | VA | SRVCc | Mixed mild | SRVCc_Mixed mild_4A | 4
1949 | 22216 | VA | SRVCc | Mixed mild | SRVCc_Mixed mild_4A | 4
1950 | 22217 | VA | SRVCc | Mixed mild | SRVCc_Mixed mild_4A | 4
1951 | 22219 | VA | SRVCc | Mixed mild | SRVCc_Mixed mild_4A | 4
1952 | 22225 | VA | SRVCc | Mixed mild | SRVCc_Mixed mild_4A | 4
1953 | 22226 | VA | SRVCc | Mixed mild | SRVCc_Mixed mild_4A | 4
1954 | 22227 | VA | SRVCc | Mixed mild | SRVCc_Mixed mild_4A | 4
1955 | 22230 | VA | SRVCc | Mixed mild | SRVCc_Mixed mild_4A | 4
1956 | 22240 | VA | SRVCc | Mixed mild | SRVCc_Mixed mild_4A | 4
1957 | 22241 | VA | SRVCc | Mixed mild | SRVCc_Mixed mild_4A | 4
1958 | 22242 | VA | SRVCc | Mixed mild | SRVCc_Mixed mild_4A | 4
1959 | 22243 | VA | SRVCc | Mixed mild | SRVCc_Mixed mild_4A | 4
1960 | 22244 | VA | SRVCc | Mixed mild | SRVCc_Mixed mild_4A | 4
1961 | 22245 | VA | SRVCc | Mixed mild | SRVCc_Mixed mild_4A | 4
1962 | 22301 | VA | SRVCc | Mixed mild | SRVCc_Mixed mild_4A | 4
1963 | 22305 | VA | SRVCc | Mixed mild | SRVCc_Mixed mild_4A | 4
1964 | 22313 | VA | SRVCc | Mixed mild | SRVCc_Mixed mild_4A | 4
1965 | 22314 | VA | SRVCc | Mixed mild | SRVCc_Mixed mild_4A | 4
1966 | 22320 | VA | SRVCc | Mixed mild | SRVCc_Mixed mild_4A | 4
1967 | 22332 | VA | SRVCc | Mixed mild | SRVCc_Mixed mild_4A | 4
1968 | 22333 | VA | SRVCc | Mixed mild | SRVCc_Mixed mild_4A | 4
1969 | 22350 | VA | SRVCc | Mixed mild | SRVCc_Mixed mild_4A | 4
1970 | 20602 | MD | RFCEc | Mixed mild | RFCEc_Mixed mild_4A | 4
1971 | 20603 | MD | RFCEc | Mixed mild | RFCEc_Mixed mild_4A | 4
1972 | 20604 | MD | RFCEc | Mixed mild | RFCEc_Mixed mild_4A | 4
1973 | 20611 | MD | RFCEc | Mixed mild | RFCEc_Mixed mild_4A | 4
1974 | 20612 | MD | RFCEc | Mixed mild | RFCEc_Mixed mild_4A | 4
1975 | 20617 | MD | RFCEc | Mixed mild | RFCEc_Mixed mild_4A | 4
1976 | 20622 | MD | RFCEc | Mixed mild | RFCEc_Mixed mild_4A | 4
1977 | 20625 | MD | RFCEc | Mixed mild | RFCEc_Mixed mild_4A | 4
1978 | 20632 | MD | RFCEc | Mixed mild | RFCEc_Mixed mild_4A | 4
1979 | 20637 | MD | RFCEc | Mixed mild | RFCEc_Mixed mild_4A | 4
1980 | 20640 | MD | RFCEc | Mixed mild | RFCEc_Mixed mild_4A | 4
1981 | 20643 | MD | RFCEc | Mixed mild | RFCEc_Mixed mild_4A | 4
1982 | 20645 | MD | RFCEc | Mixed mild | RFCEc_Mixed mild_4A | 4
1983 | 20646 | MD | RFCEc | Mixed mild | RFCEc_Mixed mild_4A | 4
1984 | 20658 | MD | RFCEc | Mixed mild | RFCEc_Mixed mild_4A | 4
1985 | 20659 | MD | RFCEc | Mixed mild | RFCEc_Mixed mild_4A | 4
1986 | 20661 | MD | RFCEc | Mixed mild | RFCEc_Mixed mild_4A | 4
1987 | 20662 | MD | RFCEc | Mixed mild | RFCEc_Mixed mild_4A | 4
1988 | 20664 | MD | RFCEc | Mixed mild | RFCEc_Mixed mild_4A | 4
1989 | 20675 | MD | RFCEc | Mixed mild | RFCEc_Mixed mild_4A | 4
1990 | 20677 | MD | RFCEc | Mixed mild | RFCEc_Mixed mild_4A | 4
1991 | 20693 | MD | RFCEc | Mixed mild | RFCEc_Mixed mild_4A | 4
1992 | 20695 | MD | RFCEc | Mixed mild | RFCEc_Mixed mild_4A | 4
1993 | 20606 | MD | RFCEc | Mixed mild | RFCEc_Mixed mild_4A | 4
1994 | 20609 | MD | RFCEc | Mixed mild | RFCEc_Mixed mild_4A | 4
1995 | 20618 | MD | RFCEc | Mixed mild | RFCEc_Mixed mild_4A | 4
1996 | 20619 | MD | RFCEc | Mixed mild | RFCEc_Mixed mild_4A | 4
1997 | 20620 | MD | RFCEc | Mixed mild | RFCEc_Mixed mild_4A | 4
1998 | 20621 | MD | RFCEc | Mixed mild | RFCEc_Mixed mild_4A | 4
1999 | 20624 | MD | RFCEc | Mixed mild | RFCEc_Mixed mild_4A | 4
2000 | 20626 | MD | RFCEc | Mixed mild | RFCEc_Mixed mild_4A | 4
2001 | 20627 | MD | RFCEc | Mixed mild | RFCEc_Mixed mild_4A | 4
2002 | 20628 | MD | RFCEc | Mixed mild | RFCEc_Mixed mild_4A | 4
2003 | 20630 | MD | RFCEc | Mixed mild | RFCEc_Mixed mild_4A | 4
2004 | 20634 | MD | RFCEc | Mixed mild | RFCEc_Mixed mild_4A | 4
2005 | 20636 | MD | RFCEc | Mixed mild | RFCEc_Mixed mild_4A | 4
2006 | 20650 | MD | RFCEc | Mixed mild | RFCEc_Mixed mild_4A | 4
2007 | 20653 | MD | RFCEc | Mixed mild | RFCEc_Mixed mild_4A | 4
2008 | 20656 | MD | RFCEc | Mixed mild | RFCEc_Mixed mild_4A | 4
2009 | 20660 | MD | RFCEc | Mixed mild | RFCEc_Mixed mild_4A | 4
2010 | 20667 | MD | RFCEc | Mixed mild | RFCEc_Mixed mild_4A | 4
2011 | 20670 | MD | RFCEc | Mixed mild | RFCEc_Mixed mild_4A | 4
2012 | 20674 | MD | RFCEc | Mixed mild | RFCEc_Mixed mild_4A | 4
2013 | 20680 | MD | RFCEc | Mixed mild | RFCEc_Mixed mild_4A | 4
2014 | 20684 | MD | RFCEc | Mixed mild | RFCEc_Mixed mild_4A | 4
2015 | 20686 | MD | RFCEc | Mixed mild | RFCEc_Mixed mild_4A | 4
2016 | 20687 | MD | RFCEc | Mixed mild | RFCEc_Mixed mild_4A | 4
2017 | 20690 | MD | RFCEc | Mixed mild | RFCEc_Mixed mild_4A | 4
2018 | 20692 | MD | RFCEc | Mixed mild | RFCEc_Mixed mild_4A | 4
2019 | 20610 | MD | RFCEc | Mixed mild | RFCEc_Mixed mild_4A | 4
2020 | 20615 | MD | RFCEc | Mixed mild | RFCEc_Mixed mild_4A | 4
2021 | 20629 | MD | RFCEc | Mixed mild | RFCEc_Mixed mild_4A | 4
2022 | 20639 | MD | RFCEc | Mixed mild | RFCEc_Mixed mild_4A | 4
2023 | 20657 | MD | RFCEc | Mixed mild | RFCEc_Mixed mild_4A | 4
2024 | 20676 | MD | RFCEc | Mixed mild | RFCEc_Mixed mild_4A | 4
2025 | 20678 | MD | RFCEc | Mixed mild | RFCEc_Mixed mild_4A | 4
2026 | 20685 | MD | RFCEc | Mixed mild | RFCEc_Mixed mild_4A | 4
2027 | 20688 | MD | RFCEc | Mixed mild | RFCEc_Mixed mild_4A | 4
2028 | 20689 | MD | RFCEc | Mixed mild | RFCEc_Mixed mild_4A | 4
2029 | 20714 | MD | RFCEc | Mixed mild | RFCEc_Mixed mild_4A | 4
2030 | 20732 | MD | RFCEc | Mixed mild | RFCEc_Mixed mild_4A | 4
2031 | 20736 | MD | RFCEc | Mixed mild | RFCEc_Mixed mild_4A | 4
2032 | 20754 | MD | RFCEc | Mixed mild | RFCEc_Mixed mild_4A | 4
2033 | 20758 | MD | RFCEc | Mixed mild | RFCEc_Mixed mild_4A | 4
2034 | 20701 | MD | RFCEc | Mixed mild | RFCEc_Mixed mild_4A | 4
2035 | 20723 | MD | RFCEc | Mixed mild | RFCEc_Mixed mild_4A | 4
2036 | 20759 | MD | RFCEc | Mixed mild | RFCEc_Mixed mild_4A | 4
2037 | 20763 | MD | RFCEc | Mixed mild | RFCEc_Mixed mild_4A | 4
2038 | 20794 | MD | RFCEc | Mixed mild | RFCEc_Mixed mild_4A | 4
2039 | 21029 | MD | RFCEc | Mixed mild | RFCEc_Mixed mild_4A | 4
2040 | 21036 | MD | RFCEc | Mixed mild | RFCEc_Mixed mild_4A | 4
2041 | 21041 | MD | RFCEc | Mixed mild | RFCEc_Mixed mild_4A | 4
2042 | 21042 | MD | RFCEc | Mixed mild | RFCEc_Mixed mild_4A | 4
2043 | 21043 | MD | RFCEc | Mixed mild | RFCEc_Mixed mild_4A | 4
2044 | 21044 | MD | RFCEc | Mixed mild | RFCEc_Mixed mild_4A | 4
2045 | 21045 | MD | RFCEc | Mixed mild | RFCEc_Mixed mild_4A | 4
2046 | 21046 | MD | RFCEc | Mixed mild | RFCEc_Mixed mild_4A | 4
2047 | 21075 | MD | RFCEc | Mixed mild | RFCEc_Mixed mild_4A | 4
2048 | 21076 | MD | RFCEc | Mixed mild | RFCEc_Mixed mild_4A | 4
2049 | 21104 | MD | RFCEc | Mixed mild | RFCEc_Mixed mild_4A | 4
2050 | 21150 | MD | RFCEc | Mixed mild | RFCEc_Mixed mild_4A | 4
2051 | 21163 | MD | RFCEc | Mixed mild | RFCEc_Mixed mild_4A | 4
2052 | 21723 | MD | RFCEc | Mixed mild | RFCEc_Mixed mild_4A | 4
2053 | 21737 | MD | RFCEc | Mixed mild | RFCEc_Mixed mild_4A | 4
2054 | 21738 | MD | RFCEc | Mixed mild | RFCEc_Mixed mild_4A | 4
2055 | 21765 | MD | RFCEc | Mixed mild | RFCEc_Mixed mild_4A | 4
2056 | 21784 | MD | RFCEc | Mixed mild | RFCEc_Mixed mild_4A | 4
2057 | 21794 | MD | RFCEc | Mixed mild | RFCEc_Mixed mild_4A | 4
2058 | 20711 | MD | RFCEc | Mixed mild | RFCEc_Mixed mild_4A | 4
2059 | 20724 | MD | RFCEc | Mixed mild | RFCEc_Mixed mild_4A | 4
2060 | 20733 | MD | RFCEc | Mixed mild | RFCEc_Mixed mild_4A | 4
2061 | 20751 | MD | RFCEc | Mixed mild | RFCEc_Mixed mild_4A | 4
2062 | 20755 | MD | RFCEc | Mixed mild | RFCEc_Mixed mild_4A | 4
2063 | 20764 | MD | RFCEc | Mixed mild | RFCEc_Mixed mild_4A | 4
2064 | 20765 | MD | RFCEc | Mixed mild | RFCEc_Mixed mild_4A | 4
2065 | 20776 | MD | RFCEc | Mixed mild | RFCEc_Mixed mild_4A | 4
2066 | 20778 | MD | RFCEc | Mixed mild | RFCEc_Mixed mild_4A | 4
2067 | 20779 | MD | RFCEc | Mixed mild | RFCEc_Mixed mild_4A | 4
2068 | 21012 | MD | RFCEc | Mixed mild | RFCEc_Mixed mild_4A | 4
2069 | 21032 | MD | RFCEc | Mixed mild | RFCEc_Mixed mild_4A | 4
2070 | 21035 | MD | RFCEc | Mixed mild | RFCEc_Mixed mild_4A | 4
2071 | 21037 | MD | RFCEc | Mixed mild | RFCEc_Mixed mild_4A | 4
2072 | 21054 | MD | RFCEc | Mixed mild | RFCEc_Mixed mild_4A | 4
2073 | 21056 | MD | RFCEc | Mixed mild | RFCEc_Mixed mild_4A | 4
2074 | 21060 | MD | RFCEc | Mixed mild | RFCEc_Mixed mild_4A | 4
2075 | 21061 | MD | RFCEc | Mixed mild | RFCEc_Mixed mild_4A | 4
2076 | 21062 | MD | RFCEc | Mixed mild | RFCEc_Mixed mild_4A | 4
2077 | 21077 | MD | RFCEc | Mixed mild | RFCEc_Mixed mild_4A | 4
2078 | 21090 | MD | RFCEc | Mixed mild | RFCEc_Mixed mild_4A | 4
2079 | 21106 | MD | RFCEc | Mixed mild | RFCEc_Mixed mild_4A | 4
2080 | 21108 | MD | RFCEc | Mixed mild | RFCEc_Mixed mild_4A | 4
2081 | 21113 | MD | RFCEc | Mixed mild | RFCEc_Mixed mild_4A | 4
2082 | 21114 | MD | RFCEc | Mixed mild | RFCEc_Mixed mild_4A | 4
2083 | 21122 | MD | RFCEc | Mixed mild | RFCEc_Mixed mild_4A | 4
2084 | 21123 | MD | RFCEc | Mixed mild | RFCEc_Mixed mild_4A | 4
2085 | 21140 | MD | RFCEc | Mixed mild | RFCEc_Mixed mild_4A | 4
2086 | 21144 | MD | RFCEc | Mixed mild | RFCEc_Mixed mild_4A | 4
2087 | 21146 | MD | RFCEc | Mixed mild | RFCEc_Mixed mild_4A | 4
2088 | 21225 | MD | RFCEc | Mixed mild | RFCEc_Mixed mild_4A | 4
2089 | 21226 | MD | RFCEc | Mixed mild | RFCEc_Mixed mild_4A | 4
2090 | 21240 | MD | RFCEc | Mixed mild | RFCEc_Mixed mild_4A | 4
2091 | 21401 | MD | RFCEc | Mixed mild | RFCEc_Mixed mild_4A | 4
2092 | 21402 | MD | RFCEc | Mixed mild | RFCEc_Mixed mild_4A | 4
2093 | 21403 | MD | RFCEc | Mixed mild | RFCEc_Mixed mild_4A | 4
2094 | 21404 | MD | RFCEc | Mixed mild | RFCEc_Mixed mild_4A | 4
2095 | 21405 | MD | RFCEc | Mixed mild | RFCEc_Mixed mild_4A | 4
2096 | 21409 | MD | RFCEc | Mixed mild | RFCEc_Mixed mild_4A | 4
2097 | 21411 | MD | RFCEc | Mixed mild | RFCEc_Mixed mild_4A | 4
2098 | 21412 | MD | RFCEc | Mixed mild | RFCEc_Mixed mild_4A | 4
2099 | 21701 | MD | RFCWc | Mixed mild | RFCWc_Mixed mild_4A | 4
2100 | 21702 | MD | RFCWc | Mixed mild | RFCWc_Mixed mild_4A | 4
2101 | 21703 | MD | RFCWc | Mixed mild | RFCWc_Mixed mild_4A | 4
2102 | 21704 | MD | RFCWc | Mixed mild | RFCWc_Mixed mild_4A | 4
2103 | 21705 | MD | RFCWc | Mixed mild | RFCWc_Mixed mild_4A | 4
2104 | 21710 | MD | RFCWc | Mixed mild | RFCWc_Mixed mild_4A | 4
2105 | 21713 | MD | RFCWc | Mixed mild | RFCWc_Mixed mild_4A | 4
2106 | 21714 | MD | RFCWc | Mixed mild | RFCWc_Mixed mild_4A | 4
2107 | 21716 | MD | RFCWc | Mixed mild | RFCWc_Mixed mild_4A | 4
2108 | 21717 | MD | RFCWc | Mixed mild | RFCWc_Mixed mild_4A | 4
2109 | 21718 | MD | RFCWc | Mixed mild | RFCWc_Mixed mild_4A | 4
2110 | 21719 | MD | RFCWc | Mixed mild | RFCWc_Mixed mild_4A | 4
2111 | 21727 | MD | RFCWc | Mixed mild | RFCWc_Mixed mild_4A | 4
2112 | 21754 | MD | RFCWc | Mixed mild | RFCWc_Mixed mild_4A | 4
2113 | 21755 | MD | RFCWc | Mixed mild | RFCWc_Mixed mild_4A | 4
2114 | 21757 | MD | RFCWc | Mixed mild | RFCWc_Mixed mild_4A | 4
2115 | 21758 | MD | RFCWc | Mixed mild | RFCWc_Mixed mild_4A | 4
2116 | 21759 | MD | RFCWc | Mixed mild | RFCWc_Mixed mild_4A | 4
2117 | 21762 | MD | RFCWc | Mixed mild | RFCWc_Mixed mild_4A | 4
2118 | 21769 | MD | RFCWc | Mixed mild | RFCWc_Mixed mild_4A | 4
2119 | 21773 | MD | RFCWc | Mixed mild | RFCWc_Mixed mild_4A | 4
2120 | 21774 | MD | RFCWc | Mixed mild | RFCWc_Mixed mild_4A | 4
2121 | 21775 | MD | RFCWc | Mixed mild | RFCWc_Mixed mild_4A | 4
2122 | 21776 | MD | RFCWc | Mixed mild | RFCWc_Mixed mild_4A | 4
2123 | 21777 | MD | RFCWc | Mixed mild | RFCWc_Mixed mild_4A | 4
2124 | 21778 | MD | RFCWc | Mixed mild | RFCWc_Mixed mild_4A | 4
2125 | 21780 | MD | RFCWc | Mixed mild | RFCWc_Mixed mild_4A | 4
2126 | 21783 | MD | RFCWc | Mixed mild | RFCWc_Mixed mild_4A | 4
2127 | 21787 | MD | RFCWc | Mixed mild | RFCWc_Mixed mild_4A | 4
2128 | 21788 | MD | RFCWc | Mixed mild | RFCWc_Mixed mild_4A | 4
2129 | 21790 | MD | RFCWc | Mixed mild | RFCWc_Mixed mild_4A | 4
2130 | 21791 | MD | RFCWc | Mixed mild | RFCWc_Mixed mild_4A | 4
2131 | 21793 | MD | RFCWc | Mixed mild | RFCWc_Mixed mild_4A | 4
2132 | 21798 | MD | RFCWc | Mixed mild | RFCWc_Mixed mild_4A | 4
2133 | 21001 | MD | RFCEc | Mixed mild | RFCEc_Mixed mild_4A | 4
2134 | 21005 | MD | RFCEc | Mixed mild | RFCEc_Mixed mild_4A | 4
2135 | 21009 | MD | RFCEc | Mixed mild | RFCEc_Mixed mild_4A | 4
2136 | 21010 | MD | RFCEc | Mixed mild | RFCEc_Mixed mild_4A | 4
2137 | 21013 | MD | RFCEc | Mixed mild | RFCEc_Mixed mild_4A | 4
2138 | 21014 | MD | RFCEc | Mixed mild | RFCEc_Mixed mild_4A | 4
2139 | 21015 | MD | RFCEc | Mixed mild | RFCEc_Mixed mild_4A | 4
2140 | 21017 | MD | RFCEc | Mixed mild | RFCEc_Mixed mild_4A | 4
2141 | 21018 | MD | RFCEc | Mixed mild | RFCEc_Mixed mild_4A | 4
2142 | 21028 | MD | RFCEc | Mixed mild | RFCEc_Mixed mild_4A | 4
2143 | 21034 | MD | RFCEc | Mixed mild | RFCEc_Mixed mild_4A | 4
2144 | 21040 | MD | RFCEc | Mixed mild | RFCEc_Mixed mild_4A | 4
2145 | 21047 | MD | RFCEc | Mixed mild | RFCEc_Mixed mild_4A | 4
2146 | 21050 | MD | RFCEc | Mixed mild | RFCEc_Mixed mild_4A | 4
2147 | 21078 | MD | RFCEc | Mixed mild | RFCEc_Mixed mild_4A | 4
2148 | 21082 | MD | RFCEc | Mixed mild | RFCEc_Mixed mild_4A | 4
2149 | 21084 | MD | RFCEc | Mixed mild | RFCEc_Mixed mild_4A | 4
2150 | 21085 | MD | RFCEc | Mixed mild | RFCEc_Mixed mild_4A | 4
2151 | 21087 | MD | RFCEc | Mixed mild | RFCEc_Mixed mild_4A | 4
2152 | 21111 | MD | RFCEc | Mixed mild | RFCEc_Mixed mild_4A | 4
2153 | 21130 | MD | RFCEc | Mixed mild | RFCEc_Mixed mild_4A | 4
2154 | 21132 | MD | RFCEc | Mixed mild | RFCEc_Mixed mild_4A | 4
2155 | 21154 | MD | RFCEc | Mixed mild | RFCEc_Mixed mild_4A | 4
2156 | 21160 | MD | RFCEc | Mixed mild | RFCEc_Mixed mild_4A | 4
2157 | 21161 | MD | RFCEc | Mixed mild | RFCEc_Mixed mild_4A | 4
2158 | 21020 | MD | RFCEc | Mixed mild | RFCEc_Mixed mild_4A | 4
2159 | 21022 | MD | RFCEc | Mixed mild | RFCEc_Mixed mild_4A | 4
2160 | 21023 | MD | RFCEc | Mixed mild | RFCEc_Mixed mild_4A | 4
2161 | 21027 | MD | RFCEc | Mixed mild | RFCEc_Mixed mild_4A | 4
2162 | 21030 | MD | RFCEc | Mixed mild | RFCEc_Mixed mild_4A | 4
2163 | 21031 | MD | RFCEc | Mixed mild | RFCEc_Mixed mild_4A | 4
2164 | 21051 | MD | RFCEc | Mixed mild | RFCEc_Mixed mild_4A | 4
2165 | 21052 | MD | RFCEc | Mixed mild | RFCEc_Mixed mild_4A | 4
2166 | 21053 | MD | RFCEc | Mixed mild | RFCEc_Mixed mild_4A | 4
2167 | 21057 | MD | RFCEc | Mixed mild | RFCEc_Mixed mild_4A | 4
2168 | 21065 | MD | RFCEc | Mixed mild | RFCEc_Mixed mild_4A | 4
2169 | 21071 | MD | RFCEc | Mixed mild | RFCEc_Mixed mild_4A | 4
2170 | 21074 | MD | RFCEc | Mixed mild | RFCEc_Mixed mild_4A | 4
2171 | 21092 | MD | RFCEc | Mixed mild | RFCEc_Mixed mild_4A | 4
2172 | 21093 | MD | RFCEc | Mixed mild | RFCEc_Mixed mild_4A | 4
2173 | 21094 | MD | RFCEc | Mixed mild | RFCEc_Mixed mild_4A | 4
2174 | 21102 | MD | RFCEc | Mixed mild | RFCEc_Mixed mild_4A | 4
2175 | 21105 | MD | RFCEc | Mixed mild | RFCEc_Mixed mild_4A | 4
2176 | 21117 | MD | RFCEc | Mixed mild | RFCEc_Mixed mild_4A | 4
2177 | 21120 | MD | RFCEc | Mixed mild | RFCEc_Mixed mild_4A | 4
2178 | 21128 | MD | RFCEc | Mixed mild | RFCEc_Mixed mild_4A | 4
2179 | 21131 | MD | RFCEc | Mixed mild | RFCEc_Mixed mild_4A | 4
2180 | 21133 | MD | RFCEc | Mixed mild | RFCEc_Mixed mild_4A | 4
2181 | 21136 | MD | RFCEc | Mixed mild | RFCEc_Mixed mild_4A | 4
2182 | 21139 | MD | RFCEc | Mixed mild | RFCEc_Mixed mild_4A | 4
2183 | 21152 | MD | RFCEc | Mixed mild | RFCEc_Mixed mild_4A | 4
2184 | 21153 | MD | RFCEc | Mixed mild | RFCEc_Mixed mild_4A | 4
2185 | 21155 | MD | RFCEc | Mixed mild | RFCEc_Mixed mild_4A | 4
2186 | 21156 | MD | RFCEc | Mixed mild | RFCEc_Mixed mild_4A | 4
2187 | 21162 | MD | RFCEc | Mixed mild | RFCEc_Mixed mild_4A | 4
2188 | 21204 | MD | RFCEc | Mixed mild | RFCEc_Mixed mild_4A | 4
2189 | 21206 | MD | RFCEc | Mixed mild | RFCEc_Mixed mild_4A | 4
2190 | 21207 | MD | RFCEc | Mixed mild | RFCEc_Mixed mild_4A | 4
2191 | 21208 | MD | RFCEc | Mixed mild | RFCEc_Mixed mild_4A | 4
2192 | 21209 | MD | RFCEc | Mixed mild | RFCEc_Mixed mild_4A | 4
2193 | 21210 | MD | RFCEc | Mixed mild | RFCEc_Mixed mild_4A | 4
2194 | 21212 | MD | RFCEc | Mixed mild | RFCEc_Mixed mild_4A | 4
2195 | 21215 | MD | RFCEc | Mixed mild | RFCEc_Mixed mild_4A | 4
2196 | 21219 | MD | RFCEc | Mixed mild | RFCEc_Mixed mild_4A | 4
2197 | 21220 | MD | RFCEc | Mixed mild | RFCEc_Mixed mild_4A | 4
2198 | 21221 | MD | RFCEc | Mixed mild | RFCEc_Mixed mild_4A | 4
2199 | 21222 | MD | RFCEc | Mixed mild | RFCEc_Mixed mild_4A | 4
2200 | 21224 | MD | RFCEc | Mixed mild | RFCEc_Mixed mild_4A | 4
2201 | 21227 | MD | RFCEc | Mixed mild | RFCEc_Mixed mild_4A | 4
2202 | 21228 | MD | RFCEc | Mixed mild | RFCEc_Mixed mild_4A | 4
2203 | 21229 | MD | RFCEc | Mixed mild | RFCEc_Mixed mild_4A | 4
2204 | 21234 | MD | RFCEc | Mixed mild | RFCEc_Mixed mild_4A | 4
2205 | 21235 | MD | RFCEc | Mixed mild | RFCEc_Mixed mild_4A | 4
2206 | 21236 | MD | RFCEc | Mixed mild | RFCEc_Mixed mild_4A | 4
2207 | 21237 | MD | RFCEc | Mixed mild | RFCEc_Mixed mild_4A | 4
2208 | 21239 | MD | RFCEc | Mixed mild | RFCEc_Mixed mild_4A | 4
2209 | 21241 | MD | RFCEc | Mixed mild | RFCEc_Mixed mild_4A | 4
2210 | 21244 | MD | RFCEc | Mixed mild | RFCEc_Mixed mild_4A | 4
2211 | 21250 | MD | RFCEc | Mixed mild | RFCEc_Mixed mild_4A | 4
2212 | 21252 | MD | RFCEc | Mixed mild | RFCEc_Mixed mild_4A | 4
2213 | 21282 | MD | RFCEc | Mixed mild | RFCEc_Mixed mild_4A | 4
2214 | 21284 | MD | RFCEc | Mixed mild | RFCEc_Mixed mild_4A | 4
2215 | 21285 | MD | RFCEc | Mixed mild | RFCEc_Mixed mild_4A | 4
2216 | 21286 | MD | RFCEc | Mixed mild | RFCEc_Mixed mild_4A | 4
2217 | 21048 | MD | RFCEc | Mixed mild | RFCEc_Mixed mild_4A | 4
2218 | 21157 | MD | RFCEc | Mixed mild | RFCEc_Mixed mild_4A | 4
2219 | 21158 | MD | RFCEc | Mixed mild | RFCEc_Mixed mild_4A | 4
2220 | 21201 | MD | RFCEc | Mixed mild | RFCEc_Mixed mild_4A | 4
2221 | 21202 | MD | RFCEc | Mixed mild | RFCEc_Mixed mild_4A | 4
2222 | 21203 | MD | RFCEc | Mixed mild | RFCEc_Mixed mild_4A | 4
2223 | 21205 | MD | RFCEc | Mixed mild | RFCEc_Mixed mild_4A | 4
2224 | 21211 | MD | RFCEc | Mixed mild | RFCEc_Mixed mild_4A | 4
2225 | 21213 | MD | RFCEc | Mixed mild | RFCEc_Mixed mild_4A | 4
2226 | 21214 | MD | RFCEc | Mixed mild | RFCEc_Mixed mild_4A | 4
2227 | 21216 | MD | RFCEc | Mixed mild | RFCEc_Mixed mild_4A | 4
2228 | 21217 | MD | RFCEc | Mixed mild | RFCEc_Mixed mild_4A | 4
2229 | 21218 | MD | RFCEc | Mixed mild | RFCEc_Mixed mild_4A | 4
2230 | 21223 | MD | RFCEc | Mixed mild | RFCEc_Mixed mild_4A | 4
2231 | 21230 | MD | RFCEc | Mixed mild | RFCEc_Mixed mild_4A | 4
2232 | 21231 | MD | RFCEc | Mixed mild | RFCEc_Mixed mild_4A | 4
2233 | 21233 | MD | RFCEc | Mixed mild | RFCEc_Mixed mild_4A | 4
2234 | 21251 | MD | RFCEc | Mixed mild | RFCEc_Mixed mild_4A | 4
2235 | 21263 | MD | RFCEc | Mixed mild | RFCEc_Mixed mild_4A | 4
2236 | 21270 | MD | RFCEc | Mixed mild | RFCEc_Mixed mild_4A | 4
2237 | 21278 | MD | RFCEc | Mixed mild | RFCEc_Mixed mild_4A | 4
2238 | 21281 | MD | RFCEc | Mixed mild | RFCEc_Mixed mild_4A | 4
2239 | 21287 | MD | RFCEc | Mixed mild | RFCEc_Mixed mild_4A | 4
2240 | 21290 | MD | RFCEc | Mixed mild | RFCEc_Mixed mild_4A | 4
2241 | 21501 | MD | RFCWc | Mixed mild | RFCWc_Mixed mild_4A | 4
2242 | 21502 | MD | RFCWc | Mixed mild | RFCWc_Mixed mild_4A | 4
2243 | 21503 | MD | RFCWc | Mixed mild | RFCWc_Mixed mild_4A | 4
2244 | 21504 | MD | RFCWc | Mixed mild | RFCWc_Mixed mild_4A | 4
2245 | 21505 | MD | RFCWc | Mixed mild | RFCWc_Mixed mild_4A | 4
2246 | 21521 | MD | RFCWc | Mixed mild | RFCWc_Mixed mild_4A | 4
2247 | 21524 | MD | RFCWc | Mixed mild | RFCWc_Mixed mild_4A | 4
2248 | 21528 | MD | RFCWc | Mixed mild | RFCWc_Mixed mild_4A | 4
2249 | 21529 | MD | RFCWc | Mixed mild | RFCWc_Mixed mild_4A | 4
2250 | 21530 | MD | RFCWc | Mixed mild | RFCWc_Mixed mild_4A | 4
2251 | 21532 | MD | RFCWc | Mixed mild | RFCWc_Mixed mild_4A | 4
2252 | 21539 | MD | RFCWc | Mixed mild | RFCWc_Mixed mild_4A | 4
2253 | 21540 | MD | RFCWc | Mixed mild | RFCWc_Mixed mild_4A | 4
2254 | 21542 | MD | RFCWc | Mixed mild | RFCWc_Mixed mild_4A | 4
2255 | 21543 | MD | RFCWc | Mixed mild | RFCWc_Mixed mild_4A | 4
2256 | 21545 | MD | RFCWc | Mixed mild | RFCWc_Mixed mild_4A | 4
2257 | 21555 | MD | RFCWc | Mixed mild | RFCWc_Mixed mild_4A | 4
2258 | 21556 | MD | RFCWc | Mixed mild | RFCWc_Mixed mild_4A | 4
2259 | 21557 | MD | RFCWc | Mixed mild | RFCWc_Mixed mild_4A | 4
2260 | 21560 | MD | RFCWc | Mixed mild | RFCWc_Mixed mild_4A | 4
2261 | 21562 | MD | RFCWc | Mixed mild | RFCWc_Mixed mild_4A | 4
2262 | 21750 | MD | RFCWc | Mixed mild | RFCWc_Mixed mild_4A | 4
2263 | 21766 | MD | RFCWc | Mixed mild | RFCWc_Mixed mild_4A | 4
2264 | 21601 | MD | RFCEc | Mixed mild | RFCEc_Mixed mild_4A | 4
2265 | 21612 | MD | RFCEc | Mixed mild | RFCEc_Mixed mild_4A | 4
2266 | 21624 | MD | RFCEc | Mixed mild | RFCEc_Mixed mild_4A | 4
2267 | 21625 | MD | RFCEc | Mixed mild | RFCEc_Mixed mild_4A | 4
2268 | 21647 | MD | RFCEc | Mixed mild | RFCEc_Mixed mild_4A | 4
2269 | 21652 | MD | RFCEc | Mixed mild | RFCEc_Mixed mild_4A | 4
2270 | 21653 | MD | RFCEc | Mixed mild | RFCEc_Mixed mild_4A | 4
2271 | 21654 | MD | RFCEc | Mixed mild | RFCEc_Mixed mild_4A | 4
2272 | 21657 | MD | RFCEc | Mixed mild | RFCEc_Mixed mild_4A | 4
2273 | 21662 | MD | RFCEc | Mixed mild | RFCEc_Mixed mild_4A | 4
2274 | 21663 | MD | RFCEc | Mixed mild | RFCEc_Mixed mild_4A | 4
2275 | 21665 | MD | RFCEc | Mixed mild | RFCEc_Mixed mild_4A | 4
2276 | 21671 | MD | RFCEc | Mixed mild | RFCEc_Mixed mild_4A | 4
2277 | 21673 | MD | RFCEc | Mixed mild | RFCEc_Mixed mild_4A | 4
2278 | 21676 | MD | RFCEc | Mixed mild | RFCEc_Mixed mild_4A | 4
2279 | 21679 | MD | RFCEc | Mixed mild | RFCEc_Mixed mild_4A | 4
2280 | 21607 | MD | RFCEc | Mixed mild | RFCEc_Mixed mild_4A | 4
2281 | 21617 | MD | RFCEc | Mixed mild | RFCEc_Mixed mild_4A | 4
2282 | 21619 | MD | RFCEc | Mixed mild | RFCEc_Mixed mild_4A | 4
2283 | 21620 | MD | RFCEc | Mixed mild | RFCEc_Mixed mild_4A | 4
2284 | 21623 | MD | RFCEc | Mixed mild | RFCEc_Mixed mild_4A | 4
2285 | 21628 | MD | RFCEc | Mixed mild | RFCEc_Mixed mild_4A | 4
2286 | 21638 | MD | RFCEc | Mixed mild | RFCEc_Mixed mild_4A | 4
2287 | 21640 | MD | RFCEc | Mixed mild | RFCEc_Mixed mild_4A | 4
2288 | 21644 | MD | RFCEc | Mixed mild | RFCEc_Mixed mild_4A | 4
2289 | 21649 | MD | RFCEc | Mixed mild | RFCEc_Mixed mild_4A | 4
2290 | 21651 | MD | RFCEc | Mixed mild | RFCEc_Mixed mild_4A | 4
2291 | 21656 | MD | RFCEc | Mixed mild | RFCEc_Mixed mild_4A | 4
2292 | 21658 | MD | RFCEc | Mixed mild | RFCEc_Mixed mild_4A | 4
2293 | 21666 | MD | RFCEc | Mixed mild | RFCEc_Mixed mild_4A | 4
2294 | 21668 | MD | RFCEc | Mixed mild | RFCEc_Mixed mild_4A | 4
2295 | 21670 | MD | RFCEc | Mixed mild | RFCEc_Mixed mild_4A | 4
2296 | 21609 | MD | RFCEc | Mixed mild | RFCEc_Mixed mild_4A | 4
2297 | 21629 | MD | RFCEc | Mixed mild | RFCEc_Mixed mild_4A | 4
2298 | 21632 | MD | RFCEc | Mixed mild | RFCEc_Mixed mild_4A | 4
2299 | 21636 | MD | RFCEc | Mixed mild | RFCEc_Mixed mild_4A | 4
2300 | 21639 | MD | RFCEc | Mixed mild | RFCEc_Mixed mild_4A | 4
2301 | 21641 | MD | RFCEc | Mixed mild | RFCEc_Mixed mild_4A | 4
2302 | 21643 | MD | RFCEc | Mixed mild | RFCEc_Mixed mild_4A | 4
2303 | 21655 | MD | RFCEc | Mixed mild | RFCEc_Mixed mild_4A | 4
2304 | 21660 | MD | RFCEc | Mixed mild | RFCEc_Mixed mild_4A | 4
2305 | 21610 | MD | RFCEc | Mixed mild | RFCEc_Mixed mild_4A | 4
2306 | 21635 | MD | RFCEc | Mixed mild | RFCEc_Mixed mild_4A | 4
2307 | 21645 | MD | RFCEc | Mixed mild | RFCEc_Mixed mild_4A | 4
2308 | 21650 | MD | RFCEc | Mixed mild | RFCEc_Mixed mild_4A | 4
2309 | 21661 | MD | RFCEc | Mixed mild | RFCEc_Mixed mild_4A | 4
2310 | 21667 | MD | RFCEc | Mixed mild | RFCEc_Mixed mild_4A | 4
2311 | 21678 | MD | RFCEc | Mixed mild | RFCEc_Mixed mild_4A | 4
2312 | 21690 | MD | RFCEc | Mixed mild | RFCEc_Mixed mild_4A | 4
2313 | 21930 | MD | RFCEc | Mixed mild | RFCEc_Mixed mild_4A | 4
2314 | 21613 | MD | RFCEc | Mixed mild | RFCEc_Mixed mild_4A | 4
2315 | 21622 | MD | RFCEc | Mixed mild | RFCEc_Mixed mild_4A | 4
2316 | 21626 | MD | RFCEc | Mixed mild | RFCEc_Mixed mild_4A | 4
2317 | 21627 | MD | RFCEc | Mixed mild | RFCEc_Mixed mild_4A | 4
2318 | 21631 | MD | RFCEc | Mixed mild | RFCEc_Mixed mild_4A | 4
2319 | 21634 | MD | RFCEc | Mixed mild | RFCEc_Mixed mild_4A | 4
2320 | 21648 | MD | RFCEc | Mixed mild | RFCEc_Mixed mild_4A | 4
2321 | 21659 | MD | RFCEc | Mixed mild | RFCEc_Mixed mild_4A | 4
2322 | 21664 | MD | RFCEc | Mixed mild | RFCEc_Mixed mild_4A | 4
2323 | 21669 | MD | RFCEc | Mixed mild | RFCEc_Mixed mild_4A | 4
2324 | 21672 | MD | RFCEc | Mixed mild | RFCEc_Mixed mild_4A | 4
2325 | 21675 | MD | RFCEc | Mixed mild | RFCEc_Mixed mild_4A | 4
2326 | 21677 | MD | RFCEc | Mixed mild | RFCEc_Mixed mild_4A | 4
2327 | 21835 | MD | RFCEc | Mixed mild | RFCEc_Mixed mild_4A | 4
2328 | 21869 | MD | RFCEc | Mixed mild | RFCEc_Mixed mild_4A | 4
2329 | 21711 | MD | RFCWc | Mixed mild | RFCWc_Mixed mild_4A | 4
2330 | 21715 | MD | RFCWc | Mixed mild | RFCWc_Mixed mild_4A | 4
2331 | 21720 | MD | RFCWc | Mixed mild | RFCWc_Mixed mild_4A | 4
2332 | 21721 | MD | RFCWc | Mixed mild | RFCWc_Mixed mild_4A | 4
2333 | 21722 | MD | RFCWc | Mixed mild | RFCWc_Mixed mild_4A | 4
2334 | 21733 | MD | RFCWc | Mixed mild | RFCWc_Mixed mild_4A | 4
2335 | 21734 | MD | RFCWc | Mixed mild | RFCWc_Mixed mild_4A | 4
2336 | 21740 | MD | RFCWc | Mixed mild | RFCWc_Mixed mild_4A | 4
2337 | 21741 | MD | RFCWc | Mixed mild | RFCWc_Mixed mild_4A | 4
2338 | 21742 | MD | RFCWc | Mixed mild | RFCWc_Mixed mild_4A | 4
2339 | 21746 | MD | RFCWc | Mixed mild | RFCWc_Mixed mild_4A | 4
2340 | 21756 | MD | RFCWc | Mixed mild | RFCWc_Mixed mild_4A | 4
2341 | 21767 | MD | RFCWc | Mixed mild | RFCWc_Mixed mild_4A | 4
2342 | 21779 | MD | RFCWc | Mixed mild | RFCWc_Mixed mild_4A | 4
2343 | 21781 | MD | RFCWc | Mixed mild | RFCWc_Mixed mild_4A | 4
2344 | 21782 | MD | RFCWc | Mixed mild | RFCWc_Mixed mild_4A | 4
2345 | 21795 | MD | RFCWc | Mixed mild | RFCWc_Mixed mild_4A | 4
2346 | 21792 | MD | RFCEc | Mixed mild | RFCEc_Mixed mild_4A | 4
2347 | 21804 | MD | RFCEc | Mixed mild | RFCEc_Mixed mild_4A | 4
2348 | 21811 | MD | RFCEc | Mixed mild | RFCEc_Mixed mild_4A | 4
2349 | 21813 | MD | RFCEc | Mixed mild | RFCEc_Mixed mild_4A | 4
2350 | 21822 | MD | RFCEc | Mixed mild | RFCEc_Mixed mild_4A | 4
2351 | 21829 | MD | RFCEc | Mixed mild | RFCEc_Mixed mild_4A | 4
2352 | 21841 | MD | RFCEc | Mixed mild | RFCEc_Mixed mild_4A | 4
2353 | 21842 | MD | RFCEc | Mixed mild | RFCEc_Mixed mild_4A | 4
2354 | 21843 | MD | RFCEc | Mixed mild | RFCEc_Mixed mild_4A | 4
2355 | 21851 | MD | RFCEc | Mixed mild | RFCEc_Mixed mild_4A | 4
2356 | 21862 | MD | RFCEc | Mixed mild | RFCEc_Mixed mild_4A | 4
2357 | 21863 | MD | RFCEc | Mixed mild | RFCEc_Mixed mild_4A | 4
2358 | 21864 | MD | RFCEc | Mixed mild | RFCEc_Mixed mild_4A | 4
2359 | 21872 | MD | RFCEc | Mixed mild | RFCEc_Mixed mild_4A | 4
2360 | 21801 | MD | RFCEc | Mixed mild | RFCEc_Mixed mild_4A | 4
2361 | 21802 | MD | RFCEc | Mixed mild | RFCEc_Mixed mild_4A | 4
2362 | 21803 | MD | RFCEc | Mixed mild | RFCEc_Mixed mild_4A | 4
2363 | 21810 | MD | RFCEc | Mixed mild | RFCEc_Mixed mild_4A | 4
2364 | 21814 | MD | RFCEc | Mixed mild | RFCEc_Mixed mild_4A | 4
2365 | 21826 | MD | RFCEc | Mixed mild | RFCEc_Mixed mild_4A | 4
2366 | 21830 | MD | RFCEc | Mixed mild | RFCEc_Mixed mild_4A | 4
2367 | 21837 | MD | RFCEc | Mixed mild | RFCEc_Mixed mild_4A | 4
2368 | 21840 | MD | RFCEc | Mixed mild | RFCEc_Mixed mild_4A | 4
2369 | 21849 | MD | RFCEc | Mixed mild | RFCEc_Mixed mild_4A | 4
2370 | 21850 | MD | RFCEc | Mixed mild | RFCEc_Mixed mild_4A | 4
2371 | 21852 | MD | RFCEc | Mixed mild | RFCEc_Mixed mild_4A | 4
2372 | 21856 | MD | RFCEc | Mixed mild | RFCEc_Mixed mild_4A | 4
2373 | 21861 | MD | RFCEc | Mixed mild | RFCEc_Mixed mild_4A | 4
2374 | 21865 | MD | RFCEc | Mixed mild | RFCEc_Mixed mild_4A | 4
2375 | 21874 | MD | RFCEc | Mixed mild | RFCEc_Mixed mild_4A | 4
2376 | 21875 | MD | RFCEc | Mixed mild | RFCEc_Mixed mild_4A | 4
2377 | 21817 | MD | RFCEc | Mixed mild | RFCEc_Mixed mild_4A | 4
2378 | 21821 | MD | RFCEc | Mixed mild | RFCEc_Mixed mild_4A | 4
2379 | 21824 | MD | RFCEc | Mixed mild | RFCEc_Mixed mild_4A | 4
2380 | 21836 | MD | RFCEc | Mixed mild | RFCEc_Mixed mild_4A | 4
2381 | 21838 | MD | RFCEc | Mixed mild | RFCEc_Mixed mild_4A | 4
2382 | 21853 | MD | RFCEc | Mixed mild | RFCEc_Mixed mild_4A | 4
2383 | 21857 | MD | RFCEc | Mixed mild | RFCEc_Mixed mild_4A | 4
2384 | 21866 | MD | RFCEc | Mixed mild | RFCEc_Mixed mild_4A | 4
2385 | 21867 | MD | RFCEc | Mixed mild | RFCEc_Mixed mild_4A | 4
2386 | 21871 | MD | RFCEc | Mixed mild | RFCEc_Mixed mild_4A | 4
2387 | 21890 | MD | RFCEc | Mixed mild | RFCEc_Mixed mild_4A | 4
2388 | 21901 | MD | RFCEc | Mixed mild | RFCEc_Mixed mild_4A | 4
2389 | 21902 | MD | RFCEc | Mixed mild | RFCEc_Mixed mild_4A | 4
2390 | 21903 | MD | RFCEc | Mixed mild | RFCEc_Mixed mild_4A | 4
2391 | 21904 | MD | RFCEc | Mixed mild | RFCEc_Mixed mild_4A | 4
2392 | 21911 | MD | RFCEc | Mixed mild | RFCEc_Mixed mild_4A | 4
2393 | 21912 | MD | RFCEc | Mixed mild | RFCEc_Mixed mild_4A | 4
2394 | 21913 | MD | RFCEc | Mixed mild | RFCEc_Mixed mild_4A | 4
2395 | 21914 | MD | RFCEc | Mixed mild | RFCEc_Mixed mild_4A | 4
2396 | 21915 | MD | RFCEc | Mixed mild | RFCEc_Mixed mild_4A | 4
2397 | 21916 | MD | RFCEc | Mixed mild | RFCEc_Mixed mild_4A | 4
2398 | 21917 | MD | RFCEc | Mixed mild | RFCEc_Mixed mild_4A | 4
2399 | 21918 | MD | RFCEc | Mixed mild | RFCEc_Mixed mild_4A | 4
2400 | 21919 | MD | RFCEc | Mixed mild | RFCEc_Mixed mild_4A | 4
2401 | 21920 | MD | RFCEc | Mixed mild | RFCEc_Mixed mild_4A | 4
2402 | 21921 | MD | RFCEc | Mixed mild | RFCEc_Mixed mild_4A | 4
2403 | 21922 | MD | RFCEc | Mixed mild | RFCEc_Mixed mild_4A | 4
2404 | 22038 | VA | SRVCc | Mixed mild | SRVCc_Mixed mild_4A | 4
2405 | 22040 | VA | SRVCc | Mixed mild | SRVCc_Mixed mild_4A | 4
2406 | 22135 | VA | SRVCc | Mixed mild | SRVCc_Mixed mild_4A | 4
2407 | 22403 | VA | SRVCc | Mixed mild | SRVCc_Mixed mild_4A | 4
2408 | 22405 | VA | SRVCc | Mixed mild | SRVCc_Mixed mild_4A | 4
2409 | 22412 | VA | SRVCc | Mixed mild | SRVCc_Mixed mild_4A | 4
2410 | 22430 | VA | SRVCc | Mixed mild | SRVCc_Mixed mild_4A | 4
2411 | 22463 | VA | SRVCc | Mixed mild | SRVCc_Mixed mild_4A | 4
2412 | 22471 | VA | SRVCc | Mixed mild | SRVCc_Mixed mild_4A | 4
2413 | 22545 | VA | SRVCc | Mixed mild | SRVCc_Mixed mild_4A | 4
2414 | 22554 | VA | SRVCc | Mixed mild | SRVCc_Mixed mild_4A | 4
2415 | 22555 | VA | SRVCc | Mixed mild | SRVCc_Mixed mild_4A | 4
2416 | 22401 | VA | SRVCc | Mixed mild | SRVCc_Mixed mild_4A | 4
2417 | 22402 | VA | SRVCc | Mixed mild | SRVCc_Mixed mild_4A | 4
2418 | 22404 | VA | SRVCc | Mixed mild | SRVCc_Mixed mild_4A | 4
2419 | 22408 | VA | SRVCc | Mixed mild | SRVCc_Mixed mild_4A | 4
2420 | 22508 | VA | SRVCc | Mixed mild | SRVCc_Mixed mild_4A | 4
2421 | 22534 | VA | SRVCc | Mixed mild | SRVCc_Mixed mild_4A | 4
2422 | 22546 | VA | SRVCc | Mixed mild | SRVCc_Mixed mild_4A | 4
2423 | 22551 | VA | SRVCc | Mixed mild | SRVCc_Mixed mild_4A | 4
2424 | 22553 | VA | SRVCc | Mixed mild | SRVCc_Mixed mild_4A | 4
2425 | 22565 | VA | SRVCc | Mixed mild | SRVCc_Mixed mild_4A | 4
2426 | 22567 | VA | SRVCc | Mixed mild | SRVCc_Mixed mild_4A | 4
2427 | 22580 | VA | SRVCc | Mixed mild | SRVCc_Mixed mild_4A | 4
2428 | 22960 | VA | SRVCc | Mixed mild | SRVCc_Mixed mild_4A | 4
2429 | 23015 | VA | SRVCc | Mixed mild | SRVCc_Mixed mild_4A | 4
2430 | 23024 | VA | SRVCc | Mixed mild | SRVCc_Mixed mild_4A | 4
2431 | 23117 | VA | SRVCc | Mixed mild | SRVCc_Mixed mild_4A | 4
2432 | 22427 | VA | SRVCc | Mixed mild | SRVCc_Mixed mild_4A | 4
2433 | 22428 | VA | SRVCc | Mixed mild | SRVCc_Mixed mild_4A | 4
2434 | 22436 | VA | SRVCc | Mixed mild | SRVCc_Mixed mild_4A | 4
2435 | 22438 | VA | SRVCc | Mixed mild | SRVCc_Mixed mild_4A | 4
2436 | 22446 | VA | SRVCc | Mixed mild | SRVCc_Mixed mild_4A | 4
2437 | 22501 | VA | SRVCc | Mixed mild | SRVCc_Mixed mild_4A | 4
2438 | 22514 | VA | SRVCc | Mixed mild | SRVCc_Mixed mild_4A | 4
2439 | 22535 | VA | SRVCc | Mixed mild | SRVCc_Mixed mild_4A | 4
2440 | 22538 | VA | SRVCc | Mixed mild | SRVCc_Mixed mild_4A | 4
2441 | 22552 | VA | SRVCc | Mixed mild | SRVCc_Mixed mild_4A | 4
2442 | 22560 | VA | SRVCc | Mixed mild | SRVCc_Mixed mild_4A | 4
2443 | 23047 | VA | SRVCc | Mixed mild | SRVCc_Mixed mild_4A | 4
2444 | 23069 | VA | SRVCc | Mixed mild | SRVCc_Mixed mild_4A | 4
2445 | 22432 | VA | SRVCc | Mixed mild | SRVCc_Mixed mild_4A | 4
2446 | 22435 | VA | SRVCc | Mixed mild | SRVCc_Mixed mild_4A | 4
2447 | 22460 | VA | SRVCc | Mixed mild | SRVCc_Mixed mild_4A | 4
2448 | 22473 | VA | SRVCc | Mixed mild | SRVCc_Mixed mild_4A | 4
2449 | 22482 | VA | SRVCc | Mixed mild | SRVCc_Mixed mild_4A | 4
2450 | 22503 | VA | SRVCc | Mixed mild | SRVCc_Mixed mild_4A | 4
2451 | 22511 | VA | SRVCc | Mixed mild | SRVCc_Mixed mild_4A | 4
2452 | 22530 | VA | SRVCc | Mixed mild | SRVCc_Mixed mild_4A | 4
2453 | 22539 | VA | SRVCc | Mixed mild | SRVCc_Mixed mild_4A | 4
2454 | 22579 | VA | SRVCc | Mixed mild | SRVCc_Mixed mild_4A | 4
2455 | 22433 | VA | SRVCc | Mixed mild | SRVCc_Mixed mild_4A | 4
2456 | 22542 | VA | SRVCc | Mixed mild | SRVCc_Mixed mild_4A | 4
2457 | 22923 | VA | SRVCc | Mixed mild | SRVCc_Mixed mild_4A | 4
2458 | 22942 | VA | SRVCc | Mixed mild | SRVCc_Mixed mild_4A | 4
2459 | 22957 | VA | SRVCc | Mixed mild | SRVCc_Mixed mild_4A | 4
2460 | 22968 | VA | SRVCc | Mixed mild | SRVCc_Mixed mild_4A | 4
2461 | 22972 | VA | SRVCc | Mixed mild | SRVCc_Mixed mild_4A | 4
2462 | 22442 | VA | SRVCc | Mixed mild | SRVCc_Mixed mild_4A | 4
2463 | 22443 | VA | SRVCc | Mixed mild | SRVCc_Mixed mild_4A | 4
2464 | 22469 | VA | SRVCc | Mixed mild | SRVCc_Mixed mild_4A | 4
2465 | 22485 | VA | SRVCc | Mixed mild | SRVCc_Mixed mild_4A | 4
2466 | 22488 | VA | SRVCc | Mixed mild | SRVCc_Mixed mild_4A | 4
2467 | 22520 | VA | SRVCc | Mixed mild | SRVCc_Mixed mild_4A | 4
2468 | 22524 | VA | SRVCc | Mixed mild | SRVCc_Mixed mild_4A | 4
2469 | 22529 | VA | SRVCc | Mixed mild | SRVCc_Mixed mild_4A | 4
2470 | 22558 | VA | SRVCc | Mixed mild | SRVCc_Mixed mild_4A | 4
2471 | 22572 | VA | SRVCc | Mixed mild | SRVCc_Mixed mild_4A | 4
2472 | 22577 | VA | SRVCc | Mixed mild | SRVCc_Mixed mild_4A | 4
2473 | 22581 | VA | SRVCc | Mixed mild | SRVCc_Mixed mild_4A | 4
2474 | 22472 | VA | SRVCc | Mixed mild | SRVCc_Mixed mild_4A | 4
2475 | 22548 | VA | SRVCc | Mixed mild | SRVCc_Mixed mild_4A | 4
2476 | 22437 | VA | SRVCc | Mixed mild | SRVCc_Mixed mild_4A | 4
2477 | 22454 | VA | SRVCc | Mixed mild | SRVCc_Mixed mild_4A | 4
2478 | 22476 | VA | SRVCc | Mixed mild | SRVCc_Mixed mild_4A | 4
2479 | 22504 | VA | SRVCc | Mixed mild | SRVCc_Mixed mild_4A | 4
2480 | 22509 | VA | SRVCc | Mixed mild | SRVCc_Mixed mild_4A | 4
2481 | 23023 | VA | SRVCc | Mixed mild | SRVCc_Mixed mild_4A | 4
2482 | 23115 | VA | SRVCc | Mixed mild | SRVCc_Mixed mild_4A | 4
2483 | 23148 | VA | SRVCc | Mixed mild | SRVCc_Mixed mild_4A | 4
2484 | 23085 | VA | SRVCc | Mixed mild | SRVCc_Mixed mild_4A | 4
2485 | 23091 | VA | SRVCc | Mixed mild | SRVCc_Mixed mild_4A | 4
2486 | 23108 | VA | SRVCc | Mixed mild | SRVCc_Mixed mild_4A | 4
2487 | 23110 | VA | SRVCc | Mixed mild | SRVCc_Mixed mild_4A | 4
2488 | 23126 | VA | SRVCc | Mixed mild | SRVCc_Mixed mild_4A | 4
2489 | 23149 | VA | SRVCc | Mixed mild | SRVCc_Mixed mild_4A | 4
2490 | 23156 | VA | SRVCc | Mixed mild | SRVCc_Mixed mild_4A | 4
2491 | 23161 | VA | SRVCc | Mixed mild | SRVCc_Mixed mild_4A | 4
2492 | 23177 | VA | SRVCc | Mixed mild | SRVCc_Mixed mild_4A | 4
2493 | 23181 | VA | SRVCc | Mixed mild | SRVCc_Mixed mild_4A | 4
2494 | 22448 | VA | SRVCc | Mixed mild | SRVCc_Mixed mild_4A | 4
2495 | 22451 | VA | SRVCc | Mixed mild | SRVCc_Mixed mild_4A | 4
2496 | 22481 | VA | SRVCc | Mixed mild | SRVCc_Mixed mild_4A | 4
2497 | 22526 | VA | SRVCc | Mixed mild | SRVCc_Mixed mild_4A | 4
2498 | 22544 | VA | SRVCc | Mixed mild | SRVCc_Mixed mild_4A | 4
2499 | 22547 | VA | SRVCc | Mixed mild | SRVCc_Mixed mild_4A | 4
2500 | 22480 | VA | SRVCc | Mixed mild | SRVCc_Mixed mild_4A | 4
2501 | 22507 | VA | SRVCc | Mixed mild | SRVCc_Mixed mild_4A | 4
2502 | 22513 | VA | SRVCc | Mixed mild | SRVCc_Mixed mild_4A | 4
2503 | 22517 | VA | SRVCc | Mixed mild | SRVCc_Mixed mild_4A | 4
2504 | 22523 | VA | SRVCc | Mixed mild | SRVCc_Mixed mild_4A | 4
2505 | 22528 | VA | SRVCc | Mixed mild | SRVCc_Mixed mild_4A | 4
2506 | 22576 | VA | SRVCc | Mixed mild | SRVCc_Mixed mild_4A | 4
2507 | 22578 | VA | SRVCc | Mixed mild | SRVCc_Mixed mild_4A | 4
2508 | 23031 | VA | SRVCc | Mixed mild | SRVCc_Mixed mild_4A | 4
2509 | 23032 | VA | SRVCc | Mixed mild | SRVCc_Mixed mild_4A | 4
2510 | 23043 | VA | SRVCc | Mixed mild | SRVCc_Mixed mild_4A | 4
2511 | 23070 | VA | SRVCc | Mixed mild | SRVCc_Mixed mild_4A | 4
2512 | 23071 | VA | SRVCc | Mixed mild | SRVCc_Mixed mild_4A | 4
2513 | 23079 | VA | SRVCc | Mixed mild | SRVCc_Mixed mild_4A | 4
2514 | 23092 | VA | SRVCc | Mixed mild | SRVCc_Mixed mild_4A | 4
2515 | 23169 | VA | SRVCc | Mixed mild | SRVCc_Mixed mild_4A | 4
2516 | 23175 | VA | SRVCc | Mixed mild | SRVCc_Mixed mild_4A | 4
2517 | 23176 | VA | SRVCc | Mixed mild | SRVCc_Mixed mild_4A | 4
2518 | 23180 | VA | SRVCc | Mixed mild | SRVCc_Mixed mild_4A | 4
2519 | 23005 | VA | SRVCc | Mixed mild | SRVCc_Mixed mild_4A | 4
2520 | 23059 | VA | SRVCc | Mixed mild | SRVCc_Mixed mild_4A | 4
2521 | 23102 | VA | SRVCc | Mixed mild | SRVCc_Mixed mild_4A | 4
2522 | 23111 | VA | SRVCc | Mixed mild | SRVCc_Mixed mild_4A | 4
2523 | 23116 | VA | SRVCc | Mixed mild | SRVCc_Mixed mild_4A | 4
2524 | 23124 | VA | SRVCc | Mixed mild | SRVCc_Mixed mild_4A | 4
2525 | 23129 | VA | SRVCc | Mixed mild | SRVCc_Mixed mild_4A | 4
2526 | 23146 | VA | SRVCc | Mixed mild | SRVCc_Mixed mild_4A | 4
2527 | 23162 | VA | SRVCc | Mixed mild | SRVCc_Mixed mild_4A | 4
2528 | 23192 | VA | SRVCc | Mixed mild | SRVCc_Mixed mild_4A | 4
2529 | 22601 | VA | SRVCc | Mixed mild | SRVCc_Mixed mild_4A | 4
2530 | 22602 | VA | SRVCc | Mixed mild | SRVCc_Mixed mild_4A | 4
2531 | 22603 | VA | SRVCc | Mixed mild | SRVCc_Mixed mild_4A | 4
2532 | 22622 | VA | SRVCc | Mixed mild | SRVCc_Mixed mild_4A | 4
2533 | 22624 | VA | SRVCc | Mixed mild | SRVCc_Mixed mild_4A | 4
2534 | 22625 | VA | SRVCc | Mixed mild | SRVCc_Mixed mild_4A | 4
2535 | 22637 | VA | SRVCc | Mixed mild | SRVCc_Mixed mild_4A | 4
2536 | 22645 | VA | SRVCc | Mixed mild | SRVCc_Mixed mild_4A | 4
2537 | 22654 | VA | SRVCc | Mixed mild | SRVCc_Mixed mild_4A | 4
2538 | 22655 | VA | SRVCc | Mixed mild | SRVCc_Mixed mild_4A | 4
2539 | 22656 | VA | SRVCc | Mixed mild | SRVCc_Mixed mild_4A | 4
2540 | 22604 | VA | SRVCc | Mixed mild | SRVCc_Mixed mild_4A | 4
2541 | 22610 | VA | SRVCc | Mixed mild | SRVCc_Mixed mild_4A | 4
2542 | 22649 | VA | SRVCc | Mixed mild | SRVCc_Mixed mild_4A | 4
2543 | 22657 | VA | SRVCc | Mixed mild | SRVCc_Mixed mild_4A | 4
2544 | 22626 | VA | SRVCc | Mixed mild | SRVCc_Mixed mild_4A | 4
2545 | 22641 | VA | SRVCc | Mixed mild | SRVCc_Mixed mild_4A | 4
2546 | 22644 | VA | SRVCc | Mixed mild | SRVCc_Mixed mild_4A | 4
2547 | 22652 | VA | SRVCc | Mixed mild | SRVCc_Mixed mild_4A | 4
2548 | 22660 | VA | SRVCc | Mixed mild | SRVCc_Mixed mild_4A | 4
2549 | 22664 | VA | SRVCc | Mixed mild | SRVCc_Mixed mild_4A | 4
2550 | 22810 | VA | SRVCc | Mixed mild | SRVCc_Mixed mild_4A | 4
2551 | 22815 | VA | SRVCc | Mixed mild | SRVCc_Mixed mild_4A | 4
2552 | 22824 | VA | SRVCc | Mixed mild | SRVCc_Mixed mild_4A | 4
2553 | 22835 | VA | SRVCc | Mixed mild | SRVCc_Mixed mild_4A | 4
2554 | 22842 | VA | SRVCc | Mixed mild | SRVCc_Mixed mild_4A | 4
2555 | 22844 | VA | SRVCc | Mixed mild | SRVCc_Mixed mild_4A | 4
2556 | 22845 | VA | SRVCc | Mixed mild | SRVCc_Mixed mild_4A | 4
2557 | 22847 | VA | SRVCc | Mixed mild | SRVCc_Mixed mild_4A | 4
2558 | 22853 | VA | SRVCc | Mixed mild | SRVCc_Mixed mild_4A | 4
2559 | 22650 | VA | SRVCc | Mixed mild | SRVCc_Mixed mild_4A | 4
2560 | 22743 | VA | SRVCc | Mixed mild | SRVCc_Mixed mild_4A | 4
2561 | 22827 | VA | SRVCc | Mixed mild | SRVCc_Mixed mild_4A | 4
2562 | 22849 | VA | SRVCc | Mixed mild | SRVCc_Mixed mild_4A | 4
2563 | 22851 | VA | SRVCc | Mixed mild | SRVCc_Mixed mild_4A | 4
2564 | 22709 | VA | SRVCc | Mixed mild | SRVCc_Mixed mild_4A | 4
2565 | 22711 | VA | SRVCc | Mixed mild | SRVCc_Mixed mild_4A | 4
2566 | 22715 | VA | SRVCc | Mixed mild | SRVCc_Mixed mild_4A | 4
2567 | 22719 | VA | SRVCc | Mixed mild | SRVCc_Mixed mild_4A | 4
2568 | 22722 | VA | SRVCc | Mixed mild | SRVCc_Mixed mild_4A | 4
2569 | 22723 | VA | SRVCc | Mixed mild | SRVCc_Mixed mild_4A | 4
2570 | 22725 | VA | SRVCc | Mixed mild | SRVCc_Mixed mild_4A | 4
2571 | 22727 | VA | SRVCc | Mixed mild | SRVCc_Mixed mild_4A | 4
2572 | 22730 | VA | SRVCc | Mixed mild | SRVCc_Mixed mild_4A | 4
2573 | 22731 | VA | SRVCc | Mixed mild | SRVCc_Mixed mild_4A | 4
2574 | 22732 | VA | SRVCc | Mixed mild | SRVCc_Mixed mild_4A | 4
2575 | 22738 | VA | SRVCc | Mixed mild | SRVCc_Mixed mild_4A | 4
2576 | 22748 | VA | SRVCc | Mixed mild | SRVCc_Mixed mild_4A | 4
2577 | 22948 | VA | SRVCc | Mixed mild | SRVCc_Mixed mild_4A | 4
2578 | 22973 | VA | SRVCc | Mixed mild | SRVCc_Mixed mild_4A | 4
2579 | 22989 | VA | SRVCc | Mixed mild | SRVCc_Mixed mild_4A | 4
2580 | 22801 | VA | SRVCc | Mixed mild | SRVCc_Mixed mild_4A | 4
2581 | 22802 | VA | SRVCc | Mixed mild | SRVCc_Mixed mild_4A | 4
2582 | 22803 | VA | SRVCc | Mixed mild | SRVCc_Mixed mild_4A | 4
2583 | 22807 | VA | SRVCc | Mixed mild | SRVCc_Mixed mild_4A | 4
2584 | 22811 | VA | SRVCc | Mixed mild | SRVCc_Mixed mild_4A | 4
2585 | 22812 | VA | SRVCc | Mixed mild | SRVCc_Mixed mild_4A | 4
2586 | 22820 | VA | SRVCc | Mixed mild | SRVCc_Mixed mild_4A | 4
2587 | 22821 | VA | SRVCc | Mixed mild | SRVCc_Mixed mild_4A | 4
2588 | 22830 | VA | SRVCc | Mixed mild | SRVCc_Mixed mild_4A | 4
2589 | 22831 | VA | SRVCc | Mixed mild | SRVCc_Mixed mild_4A | 4
2590 | 22832 | VA | SRVCc | Mixed mild | SRVCc_Mixed mild_4A | 4
2591 | 22833 | VA | SRVCc | Mixed mild | SRVCc_Mixed mild_4A | 4
2592 | 22834 | VA | SRVCc | Mixed mild | SRVCc_Mixed mild_4A | 4
2593 | 22840 | VA | SRVCc | Mixed mild | SRVCc_Mixed mild_4A | 4
2594 | 22841 | VA | SRVCc | Mixed mild | SRVCc_Mixed mild_4A | 4
2595 | 22846 | VA | SRVCc | Mixed mild | SRVCc_Mixed mild_4A | 4
2596 | 22848 | VA | SRVCc | Mixed mild | SRVCc_Mixed mild_4A | 4
2597 | 22850 | VA | SRVCc | Mixed mild | SRVCc_Mixed mild_4A | 4
2598 | 24441 | VA | SRVCc | Mixed mild | SRVCc_Mixed mild_4A | 4
2599 | 24471 | VA | SRVCc | Mixed mild | SRVCc_Mixed mild_4A | 4
2600 | 24486 | VA | SRVCc | Mixed mild | SRVCc_Mixed mild_4A | 4
2601 | 22843 | VA | SRVCc | Mixed mild | SRVCc_Mixed mild_4A | 4
2602 | 22920 | VA | SRVCc | Mixed mild | SRVCc_Mixed mild_4A | 4
2603 | 22939 | VA | SRVCc | Mixed mild | SRVCc_Mixed mild_4A | 4
2604 | 22952 | VA | SRVCc | Mixed mild | SRVCc_Mixed mild_4A | 4
2605 | 22967 | VA | SRVCc | Mixed mild | SRVCc_Mixed mild_4A | 4
2606 | 22980 | VA | SRVCc | Mixed mild | SRVCc_Mixed mild_4A | 4
2607 | 24401 | VA | SRVCc | Mixed mild | SRVCc_Mixed mild_4A | 4
2608 | 24411 | VA | SRVCc | Mixed mild | SRVCc_Mixed mild_4A | 4
2609 | 24421 | VA | SRVCc | Mixed mild | SRVCc_Mixed mild_4A | 4
2610 | 24430 | VA | SRVCc | Mixed mild | SRVCc_Mixed mild_4A | 4
2611 | 24431 | VA | SRVCc | Mixed mild | SRVCc_Mixed mild_4A | 4
2612 | 24432 | VA | SRVCc | Mixed mild | SRVCc_Mixed mild_4A | 4
2613 | 24437 | VA | SRVCc | Mixed mild | SRVCc_Mixed mild_4A | 4
2614 | 24439 | VA | SRVCc | Mixed mild | SRVCc_Mixed mild_4A | 4
2615 | 24440 | VA | SRVCc | Mixed mild | SRVCc_Mixed mild_4A | 4
2616 | 24459 | VA | SRVCc | Mixed mild | SRVCc_Mixed mild_4A | 4
2617 | 24463 | VA | SRVCc | Mixed mild | SRVCc_Mixed mild_4A | 4
2618 | 24467 | VA | SRVCc | Mixed mild | SRVCc_Mixed mild_4A | 4
2619 | 24469 | VA | SRVCc | Mixed mild | SRVCc_Mixed mild_4A | 4
2620 | 24472 | VA | SRVCc | Mixed mild | SRVCc_Mixed mild_4A | 4
2621 | 24476 | VA | SRVCc | Mixed mild | SRVCc_Mixed mild_4A | 4
2622 | 24477 | VA | SRVCc | Mixed mild | SRVCc_Mixed mild_4A | 4
2623 | 24479 | VA | SRVCc | Mixed mild | SRVCc_Mixed mild_4A | 4
2624 | 24482 | VA | SRVCc | Mixed mild | SRVCc_Mixed mild_4A | 4
2625 | 24483 | VA | SRVCc | Mixed mild | SRVCc_Mixed mild_4A | 4
2626 | 24485 | VA | SRVCc | Mixed mild | SRVCc_Mixed mild_4A | 4
2627 | 22901 | VA | SRVCc | Mixed mild | SRVCc_Mixed mild_4A | 4
2628 | 22902 | VA | SRVCc | Mixed mild | SRVCc_Mixed mild_4A | 4
2629 | 22903 | VA | SRVCc | Mixed mild | SRVCc_Mixed mild_4A | 4
2630 | 22904 | VA | SRVCc | Mixed mild | SRVCc_Mixed mild_4A | 4
2631 | 22908 | VA | SRVCc | Mixed mild | SRVCc_Mixed mild_4A | 4
2632 | 22909 | VA | SRVCc | Mixed mild | SRVCc_Mixed mild_4A | 4
2633 | 22911 | VA | SRVCc | Mixed mild | SRVCc_Mixed mild_4A | 4
2634 | 22924 | VA | SRVCc | Mixed mild | SRVCc_Mixed mild_4A | 4
2635 | 22931 | VA | SRVCc | Mixed mild | SRVCc_Mixed mild_4A | 4
2636 | 22932 | VA | SRVCc | Mixed mild | SRVCc_Mixed mild_4A | 4
2637 | 22935 | VA | SRVCc | Mixed mild | SRVCc_Mixed mild_4A | 4
2638 | 22936 | VA | SRVCc | Mixed mild | SRVCc_Mixed mild_4A | 4
2639 | 22937 | VA | SRVCc | Mixed mild | SRVCc_Mixed mild_4A | 4
2640 | 22938 | VA | SRVCc | Mixed mild | SRVCc_Mixed mild_4A | 4
2641 | 22940 | VA | SRVCc | Mixed mild | SRVCc_Mixed mild_4A | 4
2642 | 22943 | VA | SRVCc | Mixed mild | SRVCc_Mixed mild_4A | 4
2643 | 22945 | VA | SRVCc | Mixed mild | SRVCc_Mixed mild_4A | 4
2644 | 22946 | VA | SRVCc | Mixed mild | SRVCc_Mixed mild_4A | 4
2645 | 22947 | VA | SRVCc | Mixed mild | SRVCc_Mixed mild_4A | 4
2646 | 22959 | VA | SRVCc | Mixed mild | SRVCc_Mixed mild_4A | 4
2647 | 22969 | VA | SRVCc | Mixed mild | SRVCc_Mixed mild_4A | 4
2648 | 22974 | VA | SRVCc | Mixed mild | SRVCc_Mixed mild_4A | 4
2649 | 22987 | VA | SRVCc | Mixed mild | SRVCc_Mixed mild_4A | 4
2650 | 24562 | VA | SRVCc | Mixed mild | SRVCc_Mixed mild_4A | 4
2651 | 24590 | VA | SRVCc | Mixed mild | SRVCc_Mixed mild_4A | 4
2652 | 22905 | VA | SRVCc | Mixed mild | SRVCc_Mixed mild_4A | 4
2653 | 22906 | VA | SRVCc | Mixed mild | SRVCc_Mixed mild_4A | 4
2654 | 22963 | VA | SRVCc | Mixed mild | SRVCc_Mixed mild_4A | 4
2655 | 23022 | VA | SRVCc | Mixed mild | SRVCc_Mixed mild_4A | 4
2656 | 23038 | VA | SRVCc | Mixed mild | SRVCc_Mixed mild_4A | 4
2657 | 23055 | VA | SRVCc | Mixed mild | SRVCc_Mixed mild_4A | 4
2658 | 23084 | VA | SRVCc | Mixed mild | SRVCc_Mixed mild_4A | 4
2659 | 23093 | VA | SRVCc | Mixed mild | SRVCc_Mixed mild_4A | 4
2660 | 22922 | VA | RFCWc | Mixed mild | RFCWc_Mixed mild_4A | 4
2661 | 22949 | VA | RFCWc | Mixed mild | RFCWc_Mixed mild_4A | 4
2662 | 22958 | VA | RFCWc | Mixed mild | RFCWc_Mixed mild_4A | 4
2663 | 22964 | VA | RFCWc | Mixed mild | RFCWc_Mixed mild_4A | 4
2664 | 22971 | VA | RFCWc | Mixed mild | RFCWc_Mixed mild_4A | 4
2665 | 22976 | VA | RFCWc | Mixed mild | RFCWc_Mixed mild_4A | 4
2666 | 24464 | VA | RFCWc | Mixed mild | RFCWc_Mixed mild_4A | 4
2667 | 24521 | VA | RFCWc | Mixed mild | RFCWc_Mixed mild_4A | 4
2668 | 24553 | VA | RFCWc | Mixed mild | RFCWc_Mixed mild_4A | 4
2669 | 24581 | VA | RFCWc | Mixed mild | RFCWc_Mixed mild_4A | 4
2670 | 24599 | VA | RFCWc | Mixed mild | RFCWc_Mixed mild_4A | 4
2671 | 24526 | VA | RFCWc | Mixed mild | RFCWc_Mixed mild_4A | 4
2672 | 24533 | VA | RFCWc | Mixed mild | RFCWc_Mixed mild_4A | 4
2673 | 24572 | VA | RFCWc | Mixed mild | RFCWc_Mixed mild_4A | 4
2674 | 24574 | VA | RFCWc | Mixed mild | RFCWc_Mixed mild_4A | 4
2675 | 24595 | VA | RFCWc | Mixed mild | RFCWc_Mixed mild_4A | 4
2676 | 22965 | VA | SRVCc | Mixed mild | SRVCc_Mixed mild_4A | 4
2677 | 23065 | VA | SRVCc | Mixed mild | SRVCc_Mixed mild_4A | 4
2678 | 23170 | VA | SRVCc | Mixed mild | SRVCc_Mixed mild_4A | 4
2679 | 23001 | VA | SRVCc | Mixed mild | SRVCc_Mixed mild_4A | 4
2680 | 23003 | VA | SRVCc | Mixed mild | SRVCc_Mixed mild_4A | 4
2681 | 23018 | VA | SRVCc | Mixed mild | SRVCc_Mixed mild_4A | 4
2682 | 23050 | VA | SRVCc | Mixed mild | SRVCc_Mixed mild_4A | 4
2683 | 23061 | VA | SRVCc | Mixed mild | SRVCc_Mixed mild_4A | 4
2684 | 23062 | VA | SRVCc | Mixed mild | SRVCc_Mixed mild_4A | 4
2685 | 23072 | VA | SRVCc | Mixed mild | SRVCc_Mixed mild_4A | 4
2686 | 23128 | VA | SRVCc | Mixed mild | SRVCc_Mixed mild_4A | 4
2687 | 23131 | VA | SRVCc | Mixed mild | SRVCc_Mixed mild_4A | 4
2688 | 23154 | VA | SRVCc | Mixed mild | SRVCc_Mixed mild_4A | 4
2689 | 23155 | VA | SRVCc | Mixed mild | SRVCc_Mixed mild_4A | 4
2690 | 23178 | VA | SRVCc | Mixed mild | SRVCc_Mixed mild_4A | 4
2691 | 23183 | VA | SRVCc | Mixed mild | SRVCc_Mixed mild_4A | 4
2692 | 23184 | VA | SRVCc | Mixed mild | SRVCc_Mixed mild_4A | 4
2693 | 23190 | VA | SRVCc | Mixed mild | SRVCc_Mixed mild_4A | 4
2694 | 23002 | VA | SRVCc | Mixed mild | SRVCc_Mixed mild_4A | 4
2695 | 23083 | VA | SRVCc | Mixed mild | SRVCc_Mixed mild_4A | 4
2696 | 23824 | VA | SRVCc | Mixed mild | SRVCc_Mixed mild_4A | 4
2697 | 23894 | VA | SRVCc | Mixed mild | SRVCc_Mixed mild_4A | 4
2698 | 23922 | VA | SRVCc | Mixed mild | SRVCc_Mixed mild_4A | 4
2699 | 23930 | VA | SRVCc | Mixed mild | SRVCc_Mixed mild_4A | 4
2700 | 23955 | VA | SRVCc | Mixed mild | SRVCc_Mixed mild_4A | 4
2701 | 23966 | VA | SRVCc | Mixed mild | SRVCc_Mixed mild_4A | 4
2702 | 23105 | VA | SRVCc | Mixed mild | SRVCc_Mixed mild_4A | 4
2703 | 23833 | VA | SRVCc | Mixed mild | SRVCc_Mixed mild_4A | 4
2704 | 23850 | VA | SRVCc | Mixed mild | SRVCc_Mixed mild_4A | 4
2705 | 23004 | VA | SRVCc | Mixed mild | SRVCc_Mixed mild_4A | 4
2706 | 23040 | VA | SRVCc | Mixed mild | SRVCc_Mixed mild_4A | 4
2707 | 23123 | VA | SRVCc | Mixed mild | SRVCc_Mixed mild_4A | 4
2708 | 23901 | VA | SRVCc | Mixed mild | SRVCc_Mixed mild_4A | 4
2709 | 23921 | VA | SRVCc | Mixed mild | SRVCc_Mixed mild_4A | 4
2710 | 23936 | VA | SRVCc | Mixed mild | SRVCc_Mixed mild_4A | 4
2711 | 24522 | VA | SRVCc | Mixed mild | SRVCc_Mixed mild_4A | 4
2712 | 23009 | VA | SRVCc | Mixed mild | SRVCc_Mixed mild_4A | 4
2713 | 23086 | VA | SRVCc | Mixed mild | SRVCc_Mixed mild_4A | 4
2714 | 23106 | VA | SRVCc | Mixed mild | SRVCc_Mixed mild_4A | 4
2715 | 23011 | VA | SRVCc | Mixed mild | SRVCc_Mixed mild_4A | 4
2716 | 23089 | VA | SRVCc | Mixed mild | SRVCc_Mixed mild_4A | 4
2717 | 23140 | VA | SRVCc | Mixed mild | SRVCc_Mixed mild_4A | 4
2718 | 23141 | VA | SRVCc | Mixed mild | SRVCc_Mixed mild_4A | 4
2719 | 23021 | VA | SRVCc | Mixed mild | SRVCc_Mixed mild_4A | 4
2720 | 23025 | VA | SRVCc | Mixed mild | SRVCc_Mixed mild_4A | 4
2721 | 23035 | VA | SRVCc | Mixed mild | SRVCc_Mixed mild_4A | 4
2722 | 23045 | VA | SRVCc | Mixed mild | SRVCc_Mixed mild_4A | 4
2723 | 23056 | VA | SRVCc | Mixed mild | SRVCc_Mixed mild_4A | 4
2724 | 23064 | VA | SRVCc | Mixed mild | SRVCc_Mixed mild_4A | 4
2725 | 23066 | VA | SRVCc | Mixed mild | SRVCc_Mixed mild_4A | 4
2726 | 23068 | VA | SRVCc | Mixed mild | SRVCc_Mixed mild_4A | 4
2727 | 23076 | VA | SRVCc | Mixed mild | SRVCc_Mixed mild_4A | 4
2728 | 23109 | VA | SRVCc | Mixed mild | SRVCc_Mixed mild_4A | 4
2729 | 23119 | VA | SRVCc | Mixed mild | SRVCc_Mixed mild_4A | 4
2730 | 23125 | VA | SRVCc | Mixed mild | SRVCc_Mixed mild_4A | 4
2731 | 23130 | VA | SRVCc | Mixed mild | SRVCc_Mixed mild_4A | 4
2732 | 23138 | VA | SRVCc | Mixed mild | SRVCc_Mixed mild_4A | 4
2733 | 23163 | VA | SRVCc | Mixed mild | SRVCc_Mixed mild_4A | 4
2734 | 23027 | VA | SRVCc | Mixed mild | SRVCc_Mixed mild_4A | 4
2735 | 23139 | VA | SRVCc | Mixed mild | SRVCc_Mixed mild_4A | 4
2736 | 23030 | VA | SRVCc | Mixed mild | SRVCc_Mixed mild_4A | 4
2737 | 23058 | VA | SRVCc | Mixed mild | SRVCc_Mixed mild_4A | 4
2738 | 23060 | VA | SRVCc | Mixed mild | SRVCc_Mixed mild_4A | 4
2739 | 23075 | VA | SRVCc | Mixed mild | SRVCc_Mixed mild_4A | 4
2740 | 23150 | VA | SRVCc | Mixed mild | SRVCc_Mixed mild_4A | 4
2741 | 23173 | VA | SRVCc | Mixed mild | SRVCc_Mixed mild_4A | 4
2742 | 23222 | VA | SRVCc | Mixed mild | SRVCc_Mixed mild_4A | 4
2743 | 23223 | VA | SRVCc | Mixed mild | SRVCc_Mixed mild_4A | 4
2744 | 23226 | VA | SRVCc | Mixed mild | SRVCc_Mixed mild_4A | 4
2745 | 23227 | VA | SRVCc | Mixed mild | SRVCc_Mixed mild_4A | 4
2746 | 23228 | VA | SRVCc | Mixed mild | SRVCc_Mixed mild_4A | 4
2747 | 23229 | VA | SRVCc | Mixed mild | SRVCc_Mixed mild_4A | 4
2748 | 23230 | VA | SRVCc | Mixed mild | SRVCc_Mixed mild_4A | 4
2749 | 23231 | VA | SRVCc | Mixed mild | SRVCc_Mixed mild_4A | 4
2750 | 23233 | VA | SRVCc | Mixed mild | SRVCc_Mixed mild_4A | 4
2751 | 23238 | VA | SRVCc | Mixed mild | SRVCc_Mixed mild_4A | 4
2752 | 23242 | VA | SRVCc | Mixed mild | SRVCc_Mixed mild_4A | 4
2753 | 23250 | VA | SRVCc | Mixed mild | SRVCc_Mixed mild_4A | 4
2754 | 23255 | VA | SRVCc | Mixed mild | SRVCc_Mixed mild_4A | 4
2755 | 23273 | VA | SRVCc | Mixed mild | SRVCc_Mixed mild_4A | 4
2756 | 23294 | VA | SRVCc | Mixed mild | SRVCc_Mixed mild_4A | 4
2757 | 23147 | VA | SRVCc | Mixed mild | SRVCc_Mixed mild_4A | 4
2758 | 23185 | VA | SRVCc | Mixed mild | SRVCc_Mixed mild_4A | 4
2759 | 23039 | VA | SRVCc | Mixed mild | SRVCc_Mixed mild_4A | 4
2760 | 23063 | VA | SRVCc | Mixed mild | SRVCc_Mixed mild_4A | 4
2761 | 23067 | VA | SRVCc | Mixed mild | SRVCc_Mixed mild_4A | 4
2762 | 23103 | VA | SRVCc | Mixed mild | SRVCc_Mixed mild_4A | 4
2763 | 23153 | VA | SRVCc | Mixed mild | SRVCc_Mixed mild_4A | 4
2764 | 23160 | VA | SRVCc | Mixed mild | SRVCc_Mixed mild_4A | 4
2765 | 23081 | VA | SRVCc | Mixed mild | SRVCc_Mixed mild_4A | 4
2766 | 23127 | VA | SRVCc | Mixed mild | SRVCc_Mixed mild_4A | 4
2767 | 23168 | VA | SRVCc | Mixed mild | SRVCc_Mixed mild_4A | 4
2768 | 23188 | VA | SRVCc | Mixed mild | SRVCc_Mixed mild_4A | 4
2769 | 23090 | VA | SRVCc | Mixed mild | SRVCc_Mixed mild_4A | 4
2770 | 23602 | VA | SRVCc | Mixed mild | SRVCc_Mixed mild_4A | 4
2771 | 23603 | VA | SRVCc | Mixed mild | SRVCc_Mixed mild_4A | 4
2772 | 23665 | VA | SRVCc | Mixed mild | SRVCc_Mixed mild_4A | 4
2773 | 23690 | VA | SRVCc | Mixed mild | SRVCc_Mixed mild_4A | 4
2774 | 23691 | VA | SRVCc | Mixed mild | SRVCc_Mixed mild_4A | 4
2775 | 23692 | VA | SRVCc | Mixed mild | SRVCc_Mixed mild_4A | 4
2776 | 23693 | VA | SRVCc | Mixed mild | SRVCc_Mixed mild_4A | 4
2777 | 23694 | VA | SRVCc | Mixed mild | SRVCc_Mixed mild_4A | 4
2778 | 23696 | VA | SRVCc | Mixed mild | SRVCc_Mixed mild_4A | 4
2779 | 23112 | VA | SRVCc | Mixed mild | SRVCc_Mixed mild_4A | 4
2780 | 23113 | VA | SRVCc | Mixed mild | SRVCc_Mixed mild_4A | 4
2781 | 23114 | VA | SRVCc | Mixed mild | SRVCc_Mixed mild_4A | 4
2782 | 23120 | VA | SRVCc | Mixed mild | SRVCc_Mixed mild_4A | 4
2783 | 23224 | VA | SRVCc | Mixed mild | SRVCc_Mixed mild_4A | 4
2784 | 23225 | VA | SRVCc | Mixed mild | SRVCc_Mixed mild_4A | 4
2785 | 23234 | VA | SRVCc | Mixed mild | SRVCc_Mixed mild_4A | 4
2786 | 23235 | VA | SRVCc | Mixed mild | SRVCc_Mixed mild_4A | 4
2787 | 23236 | VA | SRVCc | Mixed mild | SRVCc_Mixed mild_4A | 4
2788 | 23237 | VA | SRVCc | Mixed mild | SRVCc_Mixed mild_4A | 4
2789 | 23297 | VA | SRVCc | Mixed mild | SRVCc_Mixed mild_4A | 4
2790 | 23803 | VA | SRVCc | Mixed mild | SRVCc_Mixed mild_4A | 4
2791 | 23831 | VA | SRVCc | Mixed mild | SRVCc_Mixed mild_4A | 4
2792 | 23832 | VA | SRVCc | Mixed mild | SRVCc_Mixed mild_4A | 4
2793 | 23834 | VA | SRVCc | Mixed mild | SRVCc_Mixed mild_4A | 4
2794 | 23836 | VA | SRVCc | Mixed mild | SRVCc_Mixed mild_4A | 4
2795 | 23838 | VA | SRVCc | Mixed mild | SRVCc_Mixed mild_4A | 4
2796 | 23218 | VA | SRVCc | Mixed mild | SRVCc_Mixed mild_4A | 4
2797 | 23219 | VA | SRVCc | Mixed mild | SRVCc_Mixed mild_4A | 4
2798 | 23220 | VA | SRVCc | Mixed mild | SRVCc_Mixed mild_4A | 4
2799 | 23221 | VA | SRVCc | Mixed mild | SRVCc_Mixed mild_4A | 4
2800 | 23232 | VA | SRVCc | Mixed mild | SRVCc_Mixed mild_4A | 4
2801 | 23241 | VA | SRVCc | Mixed mild | SRVCc_Mixed mild_4A | 4
2802 | 23249 | VA | SRVCc | Mixed mild | SRVCc_Mixed mild_4A | 4
2803 | 23260 | VA | SRVCc | Mixed mild | SRVCc_Mixed mild_4A | 4
2804 | 23261 | VA | SRVCc | Mixed mild | SRVCc_Mixed mild_4A | 4
2805 | 23269 | VA | SRVCc | Mixed mild | SRVCc_Mixed mild_4A | 4
2806 | 23284 | VA | SRVCc | Mixed mild | SRVCc_Mixed mild_4A | 4
2807 | 23286 | VA | SRVCc | Mixed mild | SRVCc_Mixed mild_4A | 4
2808 | 23293 | VA | SRVCc | Mixed mild | SRVCc_Mixed mild_4A | 4
2809 | 23298 | VA | SRVCc | Mixed mild | SRVCc_Mixed mild_4A | 4
2810 | 23186 | VA | SRVCc | Mixed mild | SRVCc_Mixed mild_4A | 4
2811 | 23187 | VA | SRVCc | Mixed mild | SRVCc_Mixed mild_4A | 4
2812 | 23301 | VA | RFCEc | Mixed mild | RFCEc_Mixed mild_4A | 4
2813 | 23302 | VA | RFCEc | Mixed mild | RFCEc_Mixed mild_4A | 4
2814 | 23303 | VA | RFCEc | Mixed mild | RFCEc_Mixed mild_4A | 4
2815 | 23306 | VA | RFCEc | Mixed mild | RFCEc_Mixed mild_4A | 4
2816 | 23308 | VA | RFCEc | Mixed mild | RFCEc_Mixed mild_4A | 4
2817 | 23336 | VA | RFCEc | Mixed mild | RFCEc_Mixed mild_4A | 4
2818 | 23337 | VA | RFCEc | Mixed mild | RFCEc_Mixed mild_4A | 4
2819 | 23341 | VA | RFCEc | Mixed mild | RFCEc_Mixed mild_4A | 4
2820 | 23350 | VA | RFCEc | Mixed mild | RFCEc_Mixed mild_4A | 4
2821 | 23356 | VA | RFCEc | Mixed mild | RFCEc_Mixed mild_4A | 4
2822 | 23357 | VA | RFCEc | Mixed mild | RFCEc_Mixed mild_4A | 4
2823 | 23358 | VA | RFCEc | Mixed mild | RFCEc_Mixed mild_4A | 4
2824 | 23359 | VA | RFCEc | Mixed mild | RFCEc_Mixed mild_4A | 4
2825 | 23389 | VA | RFCEc | Mixed mild | RFCEc_Mixed mild_4A | 4
2826 | 23395 | VA | RFCEc | Mixed mild | RFCEc_Mixed mild_4A | 4
2827 | 23401 | VA | RFCEc | Mixed mild | RFCEc_Mixed mild_4A | 4
2828 | 23404 | VA | RFCEc | Mixed mild | RFCEc_Mixed mild_4A | 4
2829 | 23407 | VA | RFCEc | Mixed mild | RFCEc_Mixed mild_4A | 4
2830 | 23409 | VA | RFCEc | Mixed mild | RFCEc_Mixed mild_4A | 4
2831 | 23410 | VA | RFCEc | Mixed mild | RFCEc_Mixed mild_4A | 4
2832 | 23414 | VA | RFCEc | Mixed mild | RFCEc_Mixed mild_4A | 4
2833 | 23415 | VA | RFCEc | Mixed mild | RFCEc_Mixed mild_4A | 4
2834 | 23416 | VA | RFCEc | Mixed mild | RFCEc_Mixed mild_4A | 4
2835 | 23417 | VA | RFCEc | Mixed mild | RFCEc_Mixed mild_4A | 4
2836 | 23418 | VA | RFCEc | Mixed mild | RFCEc_Mixed mild_4A | 4
2837 | 23420 | VA | RFCEc | Mixed mild | RFCEc_Mixed mild_4A | 4
2838 | 23421 | VA | RFCEc | Mixed mild | RFCEc_Mixed mild_4A | 4
2839 | 23422 | VA | RFCEc | Mixed mild | RFCEc_Mixed mild_4A | 4
2840 | 23423 | VA | RFCEc | Mixed mild | RFCEc_Mixed mild_4A | 4
2841 | 23426 | VA | RFCEc | Mixed mild | RFCEc_Mixed mild_4A | 4
2842 | 23427 | VA | RFCEc | Mixed mild | RFCEc_Mixed mild_4A | 4
2843 | 23440 | VA | RFCEc | Mixed mild | RFCEc_Mixed mild_4A | 4
2844 | 23441 | VA | RFCEc | Mixed mild | RFCEc_Mixed mild_4A | 4
2845 | 23442 | VA | RFCEc | Mixed mild | RFCEc_Mixed mild_4A | 4
2846 | 23480 | VA | RFCEc | Mixed mild | RFCEc_Mixed mild_4A | 4
2847 | 23488 | VA | RFCEc | Mixed mild | RFCEc_Mixed mild_4A | 4
2848 | 23304 | VA | SRVCc | Mixed mild | SRVCc_Mixed mild_4A | 4
2849 | 23314 | VA | SRVCc | Mixed mild | SRVCc_Mixed mild_4A | 4
2850 | 23315 | VA | SRVCc | Mixed mild | SRVCc_Mixed mild_4A | 4
2851 | 23397 | VA | SRVCc | Mixed mild | SRVCc_Mixed mild_4A | 4
2852 | 23424 | VA | SRVCc | Mixed mild | SRVCc_Mixed mild_4A | 4
2853 | 23430 | VA | SRVCc | Mixed mild | SRVCc_Mixed mild_4A | 4
2854 | 23431 | VA | SRVCc | Mixed mild | SRVCc_Mixed mild_4A | 4
2855 | 23432 | VA | SRVCc | Mixed mild | SRVCc_Mixed mild_4A | 4
2856 | 23487 | VA | SRVCc | Mixed mild | SRVCc_Mixed mild_4A | 4
2857 | 23851 | VA | SRVCc | Mixed mild | SRVCc_Mixed mild_4A | 4
2858 | 23866 | VA | SRVCc | Mixed mild | SRVCc_Mixed mild_4A | 4
2859 | 23898 | VA | SRVCc | Mixed mild | SRVCc_Mixed mild_4A | 4
2860 | 23307 | VA | RFCEc | Mixed mild | RFCEc_Mixed mild_4A | 4
2861 | 23310 | VA | RFCEc | Mixed mild | RFCEc_Mixed mild_4A | 4
2862 | 23313 | VA | RFCEc | Mixed mild | RFCEc_Mixed mild_4A | 4
2863 | 23316 | VA | RFCEc | Mixed mild | RFCEc_Mixed mild_4A | 4
2864 | 23347 | VA | RFCEc | Mixed mild | RFCEc_Mixed mild_4A | 4
2865 | 23354 | VA | RFCEc | Mixed mild | RFCEc_Mixed mild_4A | 4
2866 | 23398 | VA | RFCEc | Mixed mild | RFCEc_Mixed mild_4A | 4
2867 | 23405 | VA | RFCEc | Mixed mild | RFCEc_Mixed mild_4A | 4
2868 | 23408 | VA | RFCEc | Mixed mild | RFCEc_Mixed mild_4A | 4
2869 | 23413 | VA | RFCEc | Mixed mild | RFCEc_Mixed mild_4A | 4
2870 | 23429 | VA | RFCEc | Mixed mild | RFCEc_Mixed mild_4A | 4
2871 | 23443 | VA | RFCEc | Mixed mild | RFCEc_Mixed mild_4A | 4
2872 | 23486 | VA | RFCEc | Mixed mild | RFCEc_Mixed mild_4A | 4
2873 | 23320 | VA | SRVCc | Mixed mild | SRVCc_Mixed mild_4A | 4
2874 | 23321 | VA | SRVCc | Mixed mild | SRVCc_Mixed mild_4A | 4
2875 | 23322 | VA | SRVCc | Mixed mild | SRVCc_Mixed mild_4A | 4
2876 | 23323 | VA | SRVCc | Mixed mild | SRVCc_Mixed mild_4A | 4
2877 | 23324 | VA | SRVCc | Mixed mild | SRVCc_Mixed mild_4A | 4
2878 | 23325 | VA | SRVCc | Mixed mild | SRVCc_Mixed mild_4A | 4
2879 | 23326 | VA | SRVCc | Mixed mild | SRVCc_Mixed mild_4A | 4
2880 | 23327 | VA | SRVCc | Mixed mild | SRVCc_Mixed mild_4A | 4
2881 | 23328 | VA | SRVCc | Mixed mild | SRVCc_Mixed mild_4A | 4
2882 | 23435 | VA | SRVCc | Mixed mild | SRVCc_Mixed mild_4A | 4
2883 | 23464 | VA | SRVCc | Mixed mild | SRVCc_Mixed mild_4A | 4
2884 | 23702 | VA | SRVCc | Mixed mild | SRVCc_Mixed mild_4A | 4
2885 | 23703 | VA | SRVCc | Mixed mild | SRVCc_Mixed mild_4A | 4
2886 | 23450 | VA | SRVCc | Mixed mild | SRVCc_Mixed mild_4A | 4
2887 | 23451 | VA | SRVCc | Mixed mild | SRVCc_Mixed mild_4A | 4
2888 | 23452 | VA | SRVCc | Mixed mild | SRVCc_Mixed mild_4A | 4
2889 | 23453 | VA | SRVCc | Mixed mild | SRVCc_Mixed mild_4A | 4
2890 | 23454 | VA | SRVCc | Mixed mild | SRVCc_Mixed mild_4A | 4
2891 | 23455 | VA | SRVCc | Mixed mild | SRVCc_Mixed mild_4A | 4
2892 | 23456 | VA | SRVCc | Mixed mild | SRVCc_Mixed mild_4A | 4
2893 | 23457 | VA | SRVCc | Mixed mild | SRVCc_Mixed mild_4A | 4
2894 | 23459 | VA | SRVCc | Mixed mild | SRVCc_Mixed mild_4A | 4
2895 | 23460 | VA | SRVCc | Mixed mild | SRVCc_Mixed mild_4A | 4
2896 | 23461 | VA | SRVCc | Mixed mild | SRVCc_Mixed mild_4A | 4
2897 | 23462 | VA | SRVCc | Mixed mild | SRVCc_Mixed mild_4A | 4
2898 | 23463 | VA | SRVCc | Mixed mild | SRVCc_Mixed mild_4A | 4
2899 | 23466 | VA | SRVCc | Mixed mild | SRVCc_Mixed mild_4A | 4
2900 | 23467 | VA | SRVCc | Mixed mild | SRVCc_Mixed mild_4A | 4
2901 | 23471 | VA | SRVCc | Mixed mild | SRVCc_Mixed mild_4A | 4
2902 | 23479 | VA | SRVCc | Mixed mild | SRVCc_Mixed mild_4A | 4
2903 | 23502 | VA | SRVCc | Mixed mild | SRVCc_Mixed mild_4A | 4
2904 | 23701 | VA | SRVCc | Mixed mild | SRVCc_Mixed mild_4A | 4
2905 | 23704 | VA | SRVCc | Mixed mild | SRVCc_Mixed mild_4A | 4
2906 | 23705 | VA | SRVCc | Mixed mild | SRVCc_Mixed mild_4A | 4
2907 | 23707 | VA | SRVCc | Mixed mild | SRVCc_Mixed mild_4A | 4
2908 | 23708 | VA | SRVCc | Mixed mild | SRVCc_Mixed mild_4A | 4
2909 | 23709 | VA | SRVCc | Mixed mild | SRVCc_Mixed mild_4A | 4
2910 | 23433 | VA | SRVCc | Mixed mild | SRVCc_Mixed mild_4A | 4
2911 | 23434 | VA | SRVCc | Mixed mild | SRVCc_Mixed mild_4A | 4
2912 | 23436 | VA | SRVCc | Mixed mild | SRVCc_Mixed mild_4A | 4
2913 | 23437 | VA | SRVCc | Mixed mild | SRVCc_Mixed mild_4A | 4
2914 | 23438 | VA | SRVCc | Mixed mild | SRVCc_Mixed mild_4A | 4
2915 | 23439 | VA | SRVCc | Mixed mild | SRVCc_Mixed mild_4A | 4
2916 | 23501 | VA | SRVCc | Mixed mild | SRVCc_Mixed mild_4A | 4
2917 | 23503 | VA | SRVCc | Mixed mild | SRVCc_Mixed mild_4A | 4
2918 | 23504 | VA | SRVCc | Mixed mild | SRVCc_Mixed mild_4A | 4
2919 | 23505 | VA | SRVCc | Mixed mild | SRVCc_Mixed mild_4A | 4
2920 | 23507 | VA | SRVCc | Mixed mild | SRVCc_Mixed mild_4A | 4
2921 | 23508 | VA | SRVCc | Mixed mild | SRVCc_Mixed mild_4A | 4
2922 | 23509 | VA | SRVCc | Mixed mild | SRVCc_Mixed mild_4A | 4
2923 | 23510 | VA | SRVCc | Mixed mild | SRVCc_Mixed mild_4A | 4
2924 | 23511 | VA | SRVCc | Mixed mild | SRVCc_Mixed mild_4A | 4
2925 | 23513 | VA | SRVCc | Mixed mild | SRVCc_Mixed mild_4A | 4
2926 | 23514 | VA | SRVCc | Mixed mild | SRVCc_Mixed mild_4A | 4
2927 | 23515 | VA | SRVCc | Mixed mild | SRVCc_Mixed mild_4A | 4
2928 | 23517 | VA | SRVCc | Mixed mild | SRVCc_Mixed mild_4A | 4
2929 | 23518 | VA | SRVCc | Mixed mild | SRVCc_Mixed mild_4A | 4
2930 | 23523 | VA | SRVCc | Mixed mild | SRVCc_Mixed mild_4A | 4
2931 | 23529 | VA | SRVCc | Mixed mild | SRVCc_Mixed mild_4A | 4
2932 | 23541 | VA | SRVCc | Mixed mild | SRVCc_Mixed mild_4A | 4
2933 | 23551 | VA | SRVCc | Mixed mild | SRVCc_Mixed mild_4A | 4
2934 | 23839 | VA | SRVCc | Mixed mild | SRVCc_Mixed mild_4A | 4
2935 | 23842 | VA | SRVCc | Mixed mild | SRVCc_Mixed mild_4A | 4
2936 | 23846 | VA | SRVCc | Mixed mild | SRVCc_Mixed mild_4A | 4
2937 | 23881 | VA | SRVCc | Mixed mild | SRVCc_Mixed mild_4A | 4
2938 | 23883 | VA | SRVCc | Mixed mild | SRVCc_Mixed mild_4A | 4
2939 | 23888 | VA | SRVCc | Mixed mild | SRVCc_Mixed mild_4A | 4
2940 | 23890 | VA | SRVCc | Mixed mild | SRVCc_Mixed mild_4A | 4
2941 | 23899 | VA | SRVCc | Mixed mild | SRVCc_Mixed mild_4A | 4
2942 | 23601 | VA | SRVCc | Mixed mild | SRVCc_Mixed mild_4A | 4
2943 | 23604 | VA | SRVCc | Mixed mild | SRVCc_Mixed mild_4A | 4
2944 | 23605 | VA | SRVCc | Mixed mild | SRVCc_Mixed mild_4A | 4
2945 | 23606 | VA | SRVCc | Mixed mild | SRVCc_Mixed mild_4A | 4
2946 | 23607 | VA | SRVCc | Mixed mild | SRVCc_Mixed mild_4A | 4
2947 | 23608 | VA | SRVCc | Mixed mild | SRVCc_Mixed mild_4A | 4
2948 | 23609 | VA | SRVCc | Mixed mild | SRVCc_Mixed mild_4A | 4
2949 | 23612 | VA | SRVCc | Mixed mild | SRVCc_Mixed mild_4A | 4
2950 | 23628 | VA | SRVCc | Mixed mild | SRVCc_Mixed mild_4A | 4
2951 | 23666 | VA | SRVCc | Mixed mild | SRVCc_Mixed mild_4A | 4
2952 | 23630 | VA | SRVCc | Mixed mild | SRVCc_Mixed mild_4A | 4
2953 | 23651 | VA | SRVCc | Mixed mild | SRVCc_Mixed mild_4A | 4
2954 | 23661 | VA | SRVCc | Mixed mild | SRVCc_Mixed mild_4A | 4
2955 | 23663 | VA | SRVCc | Mixed mild | SRVCc_Mixed mild_4A | 4
2956 | 23664 | VA | SRVCc | Mixed mild | SRVCc_Mixed mild_4A | 4
2957 | 23667 | VA | SRVCc | Mixed mild | SRVCc_Mixed mild_4A | 4
2958 | 23668 | VA | SRVCc | Mixed mild | SRVCc_Mixed mild_4A | 4
2959 | 23669 | VA | SRVCc | Mixed mild | SRVCc_Mixed mild_4A | 4
2960 | 23670 | VA | SRVCc | Mixed mild | SRVCc_Mixed mild_4A | 4
2961 | 23681 | VA | SRVCc | Mixed mild | SRVCc_Mixed mild_4A | 4
2962 | 23662 | VA | SRVCc | Mixed mild | SRVCc_Mixed mild_4A | 4
2963 | 23801 | VA | SRVCc | Mixed mild | SRVCc_Mixed mild_4A | 4
2964 | 23804 | VA | SRVCc | Mixed mild | SRVCc_Mixed mild_4A | 4
2965 | 23805 | VA | SRVCc | Mixed mild | SRVCc_Mixed mild_4A | 4
2966 | 23875 | VA | SRVCc | Mixed mild | SRVCc_Mixed mild_4A | 4
2967 | 23830 | VA | SRVCc | Mixed mild | SRVCc_Mixed mild_4A | 4
2968 | 23860 | VA | SRVCc | Mixed mild | SRVCc_Mixed mild_4A | 4
2969 | 23840 | VA | SRVCc | Mixed mild | SRVCc_Mixed mild_4A | 4
2970 | 23841 | VA | SRVCc | Mixed mild | SRVCc_Mixed mild_4A | 4
2971 | 23872 | VA | SRVCc | Mixed mild | SRVCc_Mixed mild_4A | 4
2972 | 23882 | VA | SRVCc | Mixed mild | SRVCc_Mixed mild_4A | 4
2973 | 23885 | VA | SRVCc | Mixed mild | SRVCc_Mixed mild_4A | 4
2974 | 23821 | VA | SRVCc | Mixed mild | SRVCc_Mixed mild_4A | 4
2975 | 23843 | VA | SRVCc | Mixed mild | SRVCc_Mixed mild_4A | 4
2976 | 23845 | VA | SRVCc | Mixed mild | SRVCc_Mixed mild_4A | 4
2977 | 23847 | VA | SRVCc | Mixed mild | SRVCc_Mixed mild_4A | 4
2978 | 23856 | VA | SRVCc | Mixed mild | SRVCc_Mixed mild_4A | 4
2979 | 23857 | VA | SRVCc | Mixed mild | SRVCc_Mixed mild_4A | 4
2980 | 23868 | VA | SRVCc | Mixed mild | SRVCc_Mixed mild_4A | 4
2981 | 23873 | VA | SRVCc | Mixed mild | SRVCc_Mixed mild_4A | 4
2982 | 23876 | VA | SRVCc | Mixed mild | SRVCc_Mixed mild_4A | 4
2983 | 23887 | VA | SRVCc | Mixed mild | SRVCc_Mixed mild_4A | 4
2984 | 23889 | VA | SRVCc | Mixed mild | SRVCc_Mixed mild_4A | 4
2985 | 23893 | VA | SRVCc | Mixed mild | SRVCc_Mixed mild_4A | 4
2986 | 23919 | VA | SRVCc | Mixed mild | SRVCc_Mixed mild_4A | 4
2987 | 23920 | VA | SRVCc | Mixed mild | SRVCc_Mixed mild_4A | 4
2988 | 23938 | VA | SRVCc | Mixed mild | SRVCc_Mixed mild_4A | 4
2989 | 23950 | VA | SRVCc | Mixed mild | SRVCc_Mixed mild_4A | 4
2990 | 23923 | VA | SRVCc | Mixed mild | SRVCc_Mixed mild_4A | 4
2991 | 23924 | VA | SRVCc | Mixed mild | SRVCc_Mixed mild_4A | 4
2992 | 23937 | VA | SRVCc | Mixed mild | SRVCc_Mixed mild_4A | 4
2993 | 23942 | VA | SRVCc | Mixed mild | SRVCc_Mixed mild_4A | 4
2994 | 23944 | VA | SRVCc | Mixed mild | SRVCc_Mixed mild_4A | 4
2995 | 23947 | VA | SRVCc | Mixed mild | SRVCc_Mixed mild_4A | 4
2996 | 23952 | VA | SRVCc | Mixed mild | SRVCc_Mixed mild_4A | 4
2997 | 23954 | VA | SRVCc | Mixed mild | SRVCc_Mixed mild_4A | 4
2998 | 23970 | VA | SRVCc | Mixed mild | SRVCc_Mixed mild_4A | 4
2999 | 23974 | VA | SRVCc | Mixed mild | SRVCc_Mixed mild_4A | 4
3000 | 23827 | VA | SRVCc | Mixed mild | SRVCc_Mixed mild_4A | 4
3001 | 23828 | VA | SRVCc | Mixed mild | SRVCc_Mixed mild_4A | 4
3002 | 23829 | VA | SRVCc | Mixed mild | SRVCc_Mixed mild_4A | 4
3003 | 23837 | VA | SRVCc | Mixed mild | SRVCc_Mixed mild_4A | 4
3004 | 23844 | VA | SRVCc | Mixed mild | SRVCc_Mixed mild_4A | 4
3005 | 23867 | VA | SRVCc | Mixed mild | SRVCc_Mixed mild_4A | 4
3006 | 23874 | VA | SRVCc | Mixed mild | SRVCc_Mixed mild_4A | 4
3007 | 23878 | VA | SRVCc | Mixed mild | SRVCc_Mixed mild_4A | 4
3008 | 23884 | VA | SRVCc | Mixed mild | SRVCc_Mixed mild_4A | 4
3009 | 23891 | VA | SRVCc | Mixed mild | SRVCc_Mixed mild_4A | 4
3010 | 23897 | VA | SRVCc | Mixed mild | SRVCc_Mixed mild_4A | 4
3011 | 23915 | VA | SRVCc | Mixed mild | SRVCc_Mixed mild_4A | 4
3012 | 23917 | VA | SRVCc | Mixed mild | SRVCc_Mixed mild_4A | 4
3013 | 23927 | VA | SRVCc | Mixed mild | SRVCc_Mixed mild_4A | 4
3014 | 23941 | VA | SRVCc | Mixed mild | SRVCc_Mixed mild_4A | 4
3015 | 23964 | VA | SRVCc | Mixed mild | SRVCc_Mixed mild_4A | 4
3016 | 23968 | VA | SRVCc | Mixed mild | SRVCc_Mixed mild_4A | 4
3017 | 24529 | VA | SRVCc | Mixed mild | SRVCc_Mixed mild_4A | 4
3018 | 24580 | VA | SRVCc | Mixed mild | SRVCc_Mixed mild_4A | 4
3019 | 24598 | VA | SRVCc | Mixed mild | SRVCc_Mixed mild_4A | 4
3020 | 23870 | VA | SRVCc | Mixed mild | SRVCc_Mixed mild_4A | 4
3021 | 23879 | VA | SRVCc | Mixed mild | SRVCc_Mixed mild_4A | 4
3022 | 23909 | VA | SRVCc | Mixed mild | SRVCc_Mixed mild_4A | 4
3023 | 23934 | VA | SRVCc | Mixed mild | SRVCc_Mixed mild_4A | 4
3024 | 23943 | VA | SRVCc | Mixed mild | SRVCc_Mixed mild_4A | 4
3025 | 23958 | VA | SRVCc | Mixed mild | SRVCc_Mixed mild_4A | 4
3026 | 23960 | VA | SRVCc | Mixed mild | SRVCc_Mixed mild_4A | 4
3027 | 23959 | VA | SRVCc | Mixed mild | SRVCc_Mixed mild_4A | 4
3028 | 23962 | VA | SRVCc | Mixed mild | SRVCc_Mixed mild_4A | 4
3029 | 23963 | VA | SRVCc | Mixed mild | SRVCc_Mixed mild_4A | 4
3030 | 23967 | VA | SRVCc | Mixed mild | SRVCc_Mixed mild_4A | 4
3031 | 23976 | VA | SRVCc | Mixed mild | SRVCc_Mixed mild_4A | 4
3032 | 24528 | VA | SRVCc | Mixed mild | SRVCc_Mixed mild_4A | 4
3033 | 23939 | VA | SRVCc | Mixed mild | SRVCc_Mixed mild_4A | 4
3034 | 24504 | VA | SRVCc | Mixed mild | SRVCc_Mixed mild_4A | 4
3035 | 24538 | VA | SRVCc | Mixed mild | SRVCc_Mixed mild_4A | 4
3036 | 24593 | VA | SRVCc | Mixed mild | SRVCc_Mixed mild_4A | 4
3037 | 24520 | VA | SRVCc | Mixed mild | SRVCc_Mixed mild_4A | 4
3038 | 24534 | VA | SRVCc | Mixed mild | SRVCc_Mixed mild_4A | 4
3039 | 24535 | VA | SRVCc | Mixed mild | SRVCc_Mixed mild_4A | 4
3040 | 24539 | VA | SRVCc | Mixed mild | SRVCc_Mixed mild_4A | 4
3041 | 24557 | VA | SRVCc | Mixed mild | SRVCc_Mixed mild_4A | 4
3042 | 24558 | VA | SRVCc | Mixed mild | SRVCc_Mixed mild_4A | 4
3043 | 24565 | VA | SRVCc | Mixed mild | SRVCc_Mixed mild_4A | 4
3044 | 24569 | VA | SRVCc | Mixed mild | SRVCc_Mixed mild_4A | 4
3045 | 24577 | VA | SRVCc | Mixed mild | SRVCc_Mixed mild_4A | 4
3046 | 24589 | VA | SRVCc | Mixed mild | SRVCc_Mixed mild_4A | 4
3047 | 24592 | VA | SRVCc | Mixed mild | SRVCc_Mixed mild_4A | 4
3048 | 24594 | VA | SRVCc | Mixed mild | SRVCc_Mixed mild_4A | 4
3049 | 24597 | VA | SRVCc | Mixed mild | SRVCc_Mixed mild_4A | 4
3050 | 24501 | VA | SRVCc | Mixed mild | SRVCc_Mixed mild_4A | 4
3051 | 24502 | VA | SRVCc | Mixed mild | SRVCc_Mixed mild_4A | 4
3052 | 24517 | VA | SRVCc | Mixed mild | SRVCc_Mixed mild_4A | 4
3053 | 24550 | VA | SRVCc | Mixed mild | SRVCc_Mixed mild_4A | 4
3054 | 24551 | VA | SRVCc | Mixed mild | SRVCc_Mixed mild_4A | 4
3055 | 24554 | VA | SRVCc | Mixed mild | SRVCc_Mixed mild_4A | 4
3056 | 24571 | VA | SRVCc | Mixed mild | SRVCc_Mixed mild_4A | 4
3057 | 24576 | VA | SRVCc | Mixed mild | SRVCc_Mixed mild_4A | 4
3058 | 24588 | VA | SRVCc | Mixed mild | SRVCc_Mixed mild_4A | 4
3059 | 24001 | VA | RFCWc | Mixed mild | RFCWc_Mixed mild_4A | 4
3060 | 24002 | VA | RFCWc | Mixed mild | RFCWc_Mixed mild_4A | 4
3061 | 24003 | VA | RFCWc | Mixed mild | RFCWc_Mixed mild_4A | 4
3062 | 24004 | VA | RFCWc | Mixed mild | RFCWc_Mixed mild_4A | 4
3063 | 24005 | VA | RFCWc | Mixed mild | RFCWc_Mixed mild_4A | 4
3064 | 24006 | VA | RFCWc | Mixed mild | RFCWc_Mixed mild_4A | 4
3065 | 24007 | VA | RFCWc | Mixed mild | RFCWc_Mixed mild_4A | 4
3066 | 24008 | VA | RFCWc | Mixed mild | RFCWc_Mixed mild_4A | 4
3067 | 24009 | VA | RFCWc | Mixed mild | RFCWc_Mixed mild_4A | 4
3068 | 24010 | VA | RFCWc | Mixed mild | RFCWc_Mixed mild_4A | 4
3069 | 24011 | VA | RFCWc | Mixed mild | RFCWc_Mixed mild_4A | 4
3070 | 24012 | VA | RFCWc | Mixed mild | RFCWc_Mixed mild_4A | 4
3071 | 24013 | VA | RFCWc | Mixed mild | RFCWc_Mixed mild_4A | 4
3072 | 24014 | VA | RFCWc | Mixed mild | RFCWc_Mixed mild_4A | 4
3073 | 24015 | VA | RFCWc | Mixed mild | RFCWc_Mixed mild_4A | 4
3074 | 24016 | VA | RFCWc | Mixed mild | RFCWc_Mixed mild_4A | 4
3075 | 24017 | VA | RFCWc | Mixed mild | RFCWc_Mixed mild_4A | 4
3076 | 24018 | VA | RFCWc | Mixed mild | RFCWc_Mixed mild_4A | 4
3077 | 24019 | VA | RFCWc | Mixed mild | RFCWc_Mixed mild_4A | 4
3078 | 24022 | VA | RFCWc | Mixed mild | RFCWc_Mixed mild_4A | 4
3079 | 24023 | VA | RFCWc | Mixed mild | RFCWc_Mixed mild_4A | 4
3080 | 24024 | VA | RFCWc | Mixed mild | RFCWc_Mixed mild_4A | 4
3081 | 24025 | VA | RFCWc | Mixed mild | RFCWc_Mixed mild_4A | 4
3082 | 24026 | VA | RFCWc | Mixed mild | RFCWc_Mixed mild_4A | 4
3083 | 24027 | VA | RFCWc | Mixed mild | RFCWc_Mixed mild_4A | 4
3084 | 24028 | VA | RFCWc | Mixed mild | RFCWc_Mixed mild_4A | 4
3085 | 24029 | VA | RFCWc | Mixed mild | RFCWc_Mixed mild_4A | 4
3086 | 24030 | VA | RFCWc | Mixed mild | RFCWc_Mixed mild_4A | 4
3087 | 24031 | VA | RFCWc | Mixed mild | RFCWc_Mixed mild_4A | 4
3088 | 24032 | VA | RFCWc | Mixed mild | RFCWc_Mixed mild_4A | 4
3089 | 24033 | VA | RFCWc | Mixed mild | RFCWc_Mixed mild_4A | 4
3090 | 24034 | VA | RFCWc | Mixed mild | RFCWc_Mixed mild_4A | 4
3091 | 24035 | VA | RFCWc | Mixed mild | RFCWc_Mixed mild_4A | 4
3092 | 24036 | VA | RFCWc | Mixed mild | RFCWc_Mixed mild_4A | 4
3093 | 24037 | VA | RFCWc | Mixed mild | RFCWc_Mixed mild_4A | 4
3094 | 24038 | VA | RFCWc | Mixed mild | RFCWc_Mixed mild_4A | 4
3095 | 24179 | VA | RFCWc | Mixed mild | RFCWc_Mixed mild_4A | 4
3096 | 24064 | VA | RFCWc | Mixed mild | RFCWc_Mixed mild_4A | 4
3097 | 24066 | VA | RFCWc | Mixed mild | RFCWc_Mixed mild_4A | 4
3098 | 24077 | VA | RFCWc | Mixed mild | RFCWc_Mixed mild_4A | 4
3099 | 24083 | VA | RFCWc | Mixed mild | RFCWc_Mixed mild_4A | 4
3100 | 24085 | VA | RFCWc | Mixed mild | RFCWc_Mixed mild_4A | 4
3101 | 24090 | VA | RFCWc | Mixed mild | RFCWc_Mixed mild_4A | 4
3102 | 24130 | VA | RFCWc | Mixed mild | RFCWc_Mixed mild_4A | 4
3103 | 24155 | VA | RFCWc | Mixed mild | RFCWc_Mixed mild_4A | 4
3104 | 24175 | VA | RFCWc | Mixed mild | RFCWc_Mixed mild_4A | 4
3105 | 24422 | VA | RFCWc | Mixed mild | RFCWc_Mixed mild_4A | 4
3106 | 24438 | VA | RFCWc | Mixed mild | RFCWc_Mixed mild_4A | 4
3107 | 24450 | VA | RFCWc | Mixed mild | RFCWc_Mixed mild_4A | 4
3108 | 24579 | VA | RFCWc | Mixed mild | RFCWc_Mixed mild_4A | 4
3109 | 24020 | VA | RFCWc | Mixed mild | RFCWc_Mixed mild_4A | 4
3110 | 24059 | VA | RFCWc | Mixed mild | RFCWc_Mixed mild_4A | 4
3111 | 24065 | VA | RFCWc | Mixed mild | RFCWc_Mixed mild_4A | 4
3112 | 24070 | VA | RFCWc | Mixed mild | RFCWc_Mixed mild_4A | 4
3113 | 24079 | VA | RFCWc | Mixed mild | RFCWc_Mixed mild_4A | 4
3114 | 24087 | VA | RFCWc | Mixed mild | RFCWc_Mixed mild_4A | 4
3115 | 24101 | VA | RFCWc | Mixed mild | RFCWc_Mixed mild_4A | 4
3116 | 24153 | VA | RFCWc | Mixed mild | RFCWc_Mixed mild_4A | 4
3117 | 24053 | VA | RFCWc | Mixed mild | RFCWc_Mixed mild_4A | 4
3118 | 24055 | VA | RFCWc | Mixed mild | RFCWc_Mixed mild_4A | 4
3119 | 24076 | VA | RFCWc | Mixed mild | RFCWc_Mixed mild_4A | 4
3120 | 24082 | VA | RFCWc | Mixed mild | RFCWc_Mixed mild_4A | 4
3121 | 24088 | VA | RFCWc | Mixed mild | RFCWc_Mixed mild_4A | 4
3122 | 24091 | VA | RFCWc | Mixed mild | RFCWc_Mixed mild_4A | 4
3123 | 24120 | VA | RFCWc | Mixed mild | RFCWc_Mixed mild_4A | 4
3124 | 24133 | VA | RFCWc | Mixed mild | RFCWc_Mixed mild_4A | 4
3125 | 24165 | VA | RFCWc | Mixed mild | RFCWc_Mixed mild_4A | 4
3126 | 24171 | VA | RFCWc | Mixed mild | RFCWc_Mixed mild_4A | 4
3127 | 24177 | VA | RFCWc | Mixed mild | RFCWc_Mixed mild_4A | 4
3128 | 24185 | VA | RFCWc | Mixed mild | RFCWc_Mixed mild_4A | 4
3129 | 24317 | VA | RFCWc | Mixed mild | RFCWc_Mixed mild_4A | 4
3130 | 24328 | VA | RFCWc | Mixed mild | RFCWc_Mixed mild_4A | 4
3131 | 24343 | VA | RFCWc | Mixed mild | RFCWc_Mixed mild_4A | 4
3132 | 24380 | VA | RFCWc | Mixed mild | RFCWc_Mixed mild_4A | 4
3133 | 24105 | VA | RFCWc | Mixed mild | RFCWc_Mixed mild_4A | 4
3134 | 24312 | VA | RFCWc | Mixed mild | RFCWc_Mixed mild_4A | 4
3135 | 24325 | VA | RFCWc | Mixed mild | RFCWc_Mixed mild_4A | 4
3136 | 24330 | VA | RFCWc | Mixed mild | RFCWc_Mixed mild_4A | 4
3137 | 24333 | VA | RFCWc | Mixed mild | RFCWc_Mixed mild_4A | 4
3138 | 24347 | VA | RFCWc | Mixed mild | RFCWc_Mixed mild_4A | 4
3139 | 24350 | VA | RFCWc | Mixed mild | RFCWc_Mixed mild_4A | 4
3140 | 24351 | VA | RFCWc | Mixed mild | RFCWc_Mixed mild_4A | 4
3141 | 24352 | VA | RFCWc | Mixed mild | RFCWc_Mixed mild_4A | 4
3142 | 24360 | VA | RFCWc | Mixed mild | RFCWc_Mixed mild_4A | 4
3143 | 24381 | VA | RFCWc | Mixed mild | RFCWc_Mixed mild_4A | 4
3144 | 24054 | VA | RFCWc | Mixed mild | RFCWc_Mixed mild_4A | 4
3145 | 24078 | VA | RFCWc | Mixed mild | RFCWc_Mixed mild_4A | 4
3146 | 24089 | VA | RFCWc | Mixed mild | RFCWc_Mixed mild_4A | 4
3147 | 24102 | VA | RFCWc | Mixed mild | RFCWc_Mixed mild_4A | 4
3148 | 24112 | VA | RFCWc | Mixed mild | RFCWc_Mixed mild_4A | 4
3149 | 24148 | VA | RFCWc | Mixed mild | RFCWc_Mixed mild_4A | 4
3150 | 24168 | VA | RFCWc | Mixed mild | RFCWc_Mixed mild_4A | 4
3151 | 24530 | VA | RFCWc | Mixed mild | RFCWc_Mixed mild_4A | 4
3152 | 24069 | VA | SRVCc | Mixed mild | SRVCc_Mixed mild_4A | 4
3153 | 24137 | VA | SRVCc | Mixed mild | SRVCc_Mixed mild_4A | 4
3154 | 24139 | VA | SRVCc | Mixed mild | SRVCc_Mixed mild_4A | 4
3155 | 24161 | VA | SRVCc | Mixed mild | SRVCc_Mixed mild_4A | 4
3156 | 24176 | VA | SRVCc | Mixed mild | SRVCc_Mixed mild_4A | 4
3157 | 24527 | VA | SRVCc | Mixed mild | SRVCc_Mixed mild_4A | 4
3158 | 24531 | VA | SRVCc | Mixed mild | SRVCc_Mixed mild_4A | 4
3159 | 24540 | VA | SRVCc | Mixed mild | SRVCc_Mixed mild_4A | 4
3160 | 24541 | VA | SRVCc | Mixed mild | SRVCc_Mixed mild_4A | 4
3161 | 24549 | VA | SRVCc | Mixed mild | SRVCc_Mixed mild_4A | 4
3162 | 24563 | VA | SRVCc | Mixed mild | SRVCc_Mixed mild_4A | 4
3163 | 24566 | VA | SRVCc | Mixed mild | SRVCc_Mixed mild_4A | 4
3164 | 24586 | VA | SRVCc | Mixed mild | SRVCc_Mixed mild_4A | 4
3165 | 24067 | VA | RFCWc | Mixed mild | RFCWc_Mixed mild_4A | 4
3166 | 24092 | VA | RFCWc | Mixed mild | RFCWc_Mixed mild_4A | 4
3167 | 24121 | VA | RFCWc | Mixed mild | RFCWc_Mixed mild_4A | 4
3168 | 24146 | VA | RFCWc | Mixed mild | RFCWc_Mixed mild_4A | 4
3169 | 24151 | VA | RFCWc | Mixed mild | RFCWc_Mixed mild_4A | 4
3170 | 24184 | VA | RFCWc | Mixed mild | RFCWc_Mixed mild_4A | 4
3171 | 24058 | VA | RFCWc | Mixed mild | RFCWc_Mixed mild_4A | 4
3172 | 24084 | VA | RFCWc | Mixed mild | RFCWc_Mixed mild_4A | 4
3173 | 24126 | VA | RFCWc | Mixed mild | RFCWc_Mixed mild_4A | 4
3174 | 24132 | VA | RFCWc | Mixed mild | RFCWc_Mixed mild_4A | 4
3175 | 24141 | VA | RFCWc | Mixed mild | RFCWc_Mixed mild_4A | 4
3176 | 24301 | VA | RFCWc | Mixed mild | RFCWc_Mixed mild_4A | 4
3177 | 24313 | VA | RFCWc | Mixed mild | RFCWc_Mixed mild_4A | 4
3178 | 24324 | VA | RFCWc | Mixed mild | RFCWc_Mixed mild_4A | 4
3179 | 24060 | VA | RFCWc | Mixed mild | RFCWc_Mixed mild_4A | 4
3180 | 24061 | VA | RFCWc | Mixed mild | RFCWc_Mixed mild_4A | 4
3181 | 24062 | VA | RFCWc | Mixed mild | RFCWc_Mixed mild_4A | 4
3182 | 24063 | VA | RFCWc | Mixed mild | RFCWc_Mixed mild_4A | 4
3183 | 24068 | VA | RFCWc | Mixed mild | RFCWc_Mixed mild_4A | 4
3184 | 24073 | VA | RFCWc | Mixed mild | RFCWc_Mixed mild_4A | 4
3185 | 24111 | VA | RFCWc | Mixed mild | RFCWc_Mixed mild_4A | 4
3186 | 24128 | VA | RFCWc | Mixed mild | RFCWc_Mixed mild_4A | 4
3187 | 24138 | VA | RFCWc | Mixed mild | RFCWc_Mixed mild_4A | 4
3188 | 24149 | VA | RFCWc | Mixed mild | RFCWc_Mixed mild_4A | 4
3189 | 24162 | VA | RFCWc | Mixed mild | RFCWc_Mixed mild_4A | 4
3190 | 24072 | VA | RFCWc | Mixed mild | RFCWc_Mixed mild_4A | 4
3191 | 24095 | VA | RFCWc | Mixed mild | RFCWc_Mixed mild_4A | 4
3192 | 24104 | VA | RFCWc | Mixed mild | RFCWc_Mixed mild_4A | 4
3193 | 24122 | VA | RFCWc | Mixed mild | RFCWc_Mixed mild_4A | 4
3194 | 24174 | VA | RFCWc | Mixed mild | RFCWc_Mixed mild_4A | 4
3195 | 24503 | VA | RFCWc | Mixed mild | RFCWc_Mixed mild_4A | 4
3196 | 24523 | VA | RFCWc | Mixed mild | RFCWc_Mixed mild_4A | 4
3197 | 24536 | VA | RFCWc | Mixed mild | RFCWc_Mixed mild_4A | 4
3198 | 24556 | VA | RFCWc | Mixed mild | RFCWc_Mixed mild_4A | 4
3199 | 24570 | VA | RFCWc | Mixed mild | RFCWc_Mixed mild_4A | 4
3200 | 24415 | VA | SRVCc | Mixed mild | SRVCc_Mixed mild_4A | 4
3201 | 24416 | VA | SRVCc | Mixed mild | SRVCc_Mixed mild_4A | 4
3202 | 24435 | VA | SRVCc | Mixed mild | SRVCc_Mixed mild_4A | 4
3203 | 24473 | VA | SRVCc | Mixed mild | SRVCc_Mixed mild_4A | 4
3204 | 24555 | VA | SRVCc | Mixed mild | SRVCc_Mixed mild_4A | 4
3205 | 24578 | VA | SRVCc | Mixed mild | SRVCc_Mixed mild_4A | 4
3206 | 24127 | VA | RFCWc | Mixed mild | RFCWc_Mixed mild_4A | 4
3207 | 24131 | VA | RFCWc | Mixed mild | RFCWc_Mixed mild_4A | 4
3208 | 24426 | VA | RFCWc | Mixed mild | RFCWc_Mixed mild_4A | 4
3209 | 24129 | VA | RFCWc | Mixed mild | RFCWc_Mixed mild_4A | 4
3210 | 24142 | VA | RFCWc | Mixed mild | RFCWc_Mixed mild_4A | 4
3211 | 24124 | VA | RFCWc | Mixed mild | RFCWc_Mixed mild_4A | 4
3212 | 24134 | VA | RFCWc | Mixed mild | RFCWc_Mixed mild_4A | 4
3213 | 24314 | VA | RFCWc | Mixed mild | RFCWc_Mixed mild_4A | 4
3214 | 24315 | VA | RFCWc | Mixed mild | RFCWc_Mixed mild_4A | 4
3215 | 24318 | VA | RFCWc | Mixed mild | RFCWc_Mixed mild_4A | 4
3216 | 24366 | VA | RFCWc | Mixed mild | RFCWc_Mixed mild_4A | 4
3217 | 24445 | VA | SRVCc | Mixed mild | SRVCc_Mixed mild_4A | 4
3218 | 24448 | VA | SRVCc | Mixed mild | SRVCc_Mixed mild_4A | 4
3219 | 24457 | VA | SRVCc | Mixed mild | SRVCc_Mixed mild_4A | 4
3220 | 24474 | VA | SRVCc | Mixed mild | SRVCc_Mixed mild_4A | 4
3221 | 24086 | VA | RFCWc | Mixed mild | RFCWc_Mixed mild_4A | 4
3222 | 24093 | VA | RFCWc | Mixed mild | RFCWc_Mixed mild_4A | 4
3223 | 24136 | VA | RFCWc | Mixed mild | RFCWc_Mixed mild_4A | 4
3224 | 24147 | VA | RFCWc | Mixed mild | RFCWc_Mixed mild_4A | 4
3225 | 24150 | VA | RFCWc | Mixed mild | RFCWc_Mixed mild_4A | 4
3226 | 24167 | VA | RFCWc | Mixed mild | RFCWc_Mixed mild_4A | 4
3227 | 24201 | VA | RFCWc | Mixed mild | RFCWc_Mixed mild_4A | 4
3228 | 24202 | VA | RFCWc | Mixed mild | RFCWc_Mixed mild_4A | 4
3229 | 24210 | VA | RFCWc | Mixed mild | RFCWc_Mixed mild_4A | 4
3230 | 24211 | VA | RFCWc | Mixed mild | RFCWc_Mixed mild_4A | 4
3231 | 24212 | VA | RFCWc | Mixed mild | RFCWc_Mixed mild_4A | 4
3232 | 24236 | VA | RFCWc | Mixed mild | RFCWc_Mixed mild_4A | 4
3233 | 24258 | VA | RFCWc | Mixed mild | RFCWc_Mixed mild_4A | 4
3234 | 24270 | VA | RFCWc | Mixed mild | RFCWc_Mixed mild_4A | 4
3235 | 24292 | VA | RFCWc | Mixed mild | RFCWc_Mixed mild_4A | 4
3236 | 24319 | VA | RFCWc | Mixed mild | RFCWc_Mixed mild_4A | 4
3237 | 24327 | VA | RFCWc | Mixed mild | RFCWc_Mixed mild_4A | 4
3238 | 24340 | VA | RFCWc | Mixed mild | RFCWc_Mixed mild_4A | 4
3239 | 24361 | VA | RFCWc | Mixed mild | RFCWc_Mixed mild_4A | 4
3240 | 24370 | VA | RFCWc | Mixed mild | RFCWc_Mixed mild_4A | 4
3241 | 24203 | VA | RFCWc | Mixed mild | RFCWc_Mixed mild_4A | 4
3242 | 24209 | VA | RFCWc | Mixed mild | RFCWc_Mixed mild_4A | 4
3243 | 24221 | VA | RFCWc | Mixed mild | RFCWc_Mixed mild_4A | 4
3244 | 24230 | VA | RFCWc | Mixed mild | RFCWc_Mixed mild_4A | 4
3245 | 24244 | VA | RFCWc | Mixed mild | RFCWc_Mixed mild_4A | 4
3246 | 24245 | VA | RFCWc | Mixed mild | RFCWc_Mixed mild_4A | 4
3247 | 24250 | VA | RFCWc | Mixed mild | RFCWc_Mixed mild_4A | 4
3248 | 24251 | VA | RFCWc | Mixed mild | RFCWc_Mixed mild_4A | 4
3249 | 24271 | VA | RFCWc | Mixed mild | RFCWc_Mixed mild_4A | 4
3250 | 24290 | VA | RFCWc | Mixed mild | RFCWc_Mixed mild_4A | 4
3251 | 24215 | VA | RFCWc | Mixed mild | RFCWc_Mixed mild_4A | 4
3252 | 24216 | VA | RFCWc | Mixed mild | RFCWc_Mixed mild_4A | 4
3253 | 24219 | VA | RFCWc | Mixed mild | RFCWc_Mixed mild_4A | 4
3254 | 24246 | VA | RFCWc | Mixed mild | RFCWc_Mixed mild_4A | 4
3255 | 24273 | VA | RFCWc | Mixed mild | RFCWc_Mixed mild_4A | 4
3256 | 24279 | VA | RFCWc | Mixed mild | RFCWc_Mixed mild_4A | 4
3257 | 24283 | VA | RFCWc | Mixed mild | RFCWc_Mixed mild_4A | 4
3258 | 24293 | VA | RFCWc | Mixed mild | RFCWc_Mixed mild_4A | 4
3259 | 24217 | VA | RFCWc | Mixed mild | RFCWc_Mixed mild_4A | 4
3260 | 24225 | VA | RFCWc | Mixed mild | RFCWc_Mixed mild_4A | 4
3261 | 24239 | VA | RFCWc | Mixed mild | RFCWc_Mixed mild_4A | 4
3262 | 24256 | VA | RFCWc | Mixed mild | RFCWc_Mixed mild_4A | 4
3263 | 24260 | VA | RFCWc | Mixed mild | RFCWc_Mixed mild_4A | 4
3264 | 24603 | VA | RFCWc | Mixed mild | RFCWc_Mixed mild_4A | 4
3265 | 24614 | VA | RFCWc | Mixed mild | RFCWc_Mixed mild_4A | 4
3266 | 24620 | VA | RFCWc | Mixed mild | RFCWc_Mixed mild_4A | 4
3267 | 24622 | VA | RFCWc | Mixed mild | RFCWc_Mixed mild_4A | 4
3268 | 24624 | VA | RFCWc | Mixed mild | RFCWc_Mixed mild_4A | 4
3269 | 24627 | VA | RFCWc | Mixed mild | RFCWc_Mixed mild_4A | 4
3270 | 24628 | VA | RFCWc | Mixed mild | RFCWc_Mixed mild_4A | 4
3271 | 24631 | VA | RFCWc | Mixed mild | RFCWc_Mixed mild_4A | 4
3272 | 24634 | VA | RFCWc | Mixed mild | RFCWc_Mixed mild_4A | 4
3273 | 24639 | VA | RFCWc | Mixed mild | RFCWc_Mixed mild_4A | 4
3274 | 24646 | VA | RFCWc | Mixed mild | RFCWc_Mixed mild_4A | 4
3275 | 24649 | VA | RFCWc | Mixed mild | RFCWc_Mixed mild_4A | 4
3276 | 24656 | VA | RFCWc | Mixed mild | RFCWc_Mixed mild_4A | 4
3277 | 24657 | VA | RFCWc | Mixed mild | RFCWc_Mixed mild_4A | 4
3278 | 24658 | VA | RFCWc | Mixed mild | RFCWc_Mixed mild_4A | 4
3279 | 24220 | VA | RFCWc | Mixed mild | RFCWc_Mixed mild_4A | 4
3280 | 24226 | VA | RFCWc | Mixed mild | RFCWc_Mixed mild_4A | 4
3281 | 24228 | VA | RFCWc | Mixed mild | RFCWc_Mixed mild_4A | 4
3282 | 24237 | VA | RFCWc | Mixed mild | RFCWc_Mixed mild_4A | 4
3283 | 24269 | VA | RFCWc | Mixed mild | RFCWc_Mixed mild_4A | 4
3284 | 24272 | VA | RFCWc | Mixed mild | RFCWc_Mixed mild_4A | 4
3285 | 24607 | VA | RFCWc | Mixed mild | RFCWc_Mixed mild_4A | 4
3286 | 24218 | VA | RFCWc | Mixed mild | RFCWc_Mixed mild_4A | 4
3287 | 24243 | VA | RFCWc | Mixed mild | RFCWc_Mixed mild_4A | 4
3288 | 24248 | VA | RFCWc | Mixed mild | RFCWc_Mixed mild_4A | 4
3289 | 24263 | VA | RFCWc | Mixed mild | RFCWc_Mixed mild_4A | 4
3290 | 24265 | VA | RFCWc | Mixed mild | RFCWc_Mixed mild_4A | 4
3291 | 24277 | VA | RFCWc | Mixed mild | RFCWc_Mixed mild_4A | 4
3292 | 24281 | VA | RFCWc | Mixed mild | RFCWc_Mixed mild_4A | 4
3293 | 24282 | VA | RFCWc | Mixed mild | RFCWc_Mixed mild_4A | 4
3294 | 24224 | VA | RFCWc | Mixed mild | RFCWc_Mixed mild_4A | 4
3295 | 24266 | VA | RFCWc | Mixed mild | RFCWc_Mixed mild_4A | 4
3296 | 24280 | VA | RFCWc | Mixed mild | RFCWc_Mixed mild_4A | 4
3297 | 24609 | VA | RFCWc | Mixed mild | RFCWc_Mixed mild_4A | 4
3298 | 24311 | VA | RFCWc | Mixed mild | RFCWc_Mixed mild_4A | 4
3299 | 24316 | VA | RFCWc | Mixed mild | RFCWc_Mixed mild_4A | 4
3300 | 24354 | VA | RFCWc | Mixed mild | RFCWc_Mixed mild_4A | 4
3301 | 24368 | VA | RFCWc | Mixed mild | RFCWc_Mixed mild_4A | 4
3302 | 24374 | VA | RFCWc | Mixed mild | RFCWc_Mixed mild_4A | 4
3303 | 24375 | VA | RFCWc | Mixed mild | RFCWc_Mixed mild_4A | 4
3304 | 24378 | VA | RFCWc | Mixed mild | RFCWc_Mixed mild_4A | 4
3305 | 24326 | VA | RFCWc | Mixed mild | RFCWc_Mixed mild_4A | 4
3306 | 24348 | VA | RFCWc | Mixed mild | RFCWc_Mixed mild_4A | 4
3307 | 24363 | VA | RFCWc | Mixed mild | RFCWc_Mixed mild_4A | 4
3308 | 24322 | VA | RFCWc | Mixed mild | RFCWc_Mixed mild_4A | 4
3309 | 24323 | VA | RFCWc | Mixed mild | RFCWc_Mixed mild_4A | 4
3310 | 24382 | VA | RFCWc | Mixed mild | RFCWc_Mixed mild_4A | 4
3311 | 24377 | VA | RFCWc | Mixed mild | RFCWc_Mixed mild_4A | 4
3312 | 24601 | VA | RFCWc | Mixed mild | RFCWc_Mixed mild_4A | 4
3313 | 24602 | VA | RFCWc | Mixed mild | RFCWc_Mixed mild_4A | 4
3314 | 24604 | VA | RFCWc | Mixed mild | RFCWc_Mixed mild_4A | 4
3315 | 24605 | VA | RFCWc | Mixed mild | RFCWc_Mixed mild_4A | 4
3316 | 24606 | VA | RFCWc | Mixed mild | RFCWc_Mixed mild_4A | 4
3317 | 24608 | VA | RFCWc | Mixed mild | RFCWc_Mixed mild_4A | 4
3318 | 24612 | VA | RFCWc | Mixed mild | RFCWc_Mixed mild_4A | 4
3319 | 24613 | VA | RFCWc | Mixed mild | RFCWc_Mixed mild_4A | 4
3320 | 24619 | VA | RFCWc | Mixed mild | RFCWc_Mixed mild_4A | 4
3321 | 24630 | VA | RFCWc | Mixed mild | RFCWc_Mixed mild_4A | 4
3322 | 24635 | VA | RFCWc | Mixed mild | RFCWc_Mixed mild_4A | 4
3323 | 24637 | VA | RFCWc | Mixed mild | RFCWc_Mixed mild_4A | 4
3324 | 24640 | VA | RFCWc | Mixed mild | RFCWc_Mixed mild_4A | 4
3325 | 24641 | VA | RFCWc | Mixed mild | RFCWc_Mixed mild_4A | 4
3326 | 24647 | VA | RFCWc | Mixed mild | RFCWc_Mixed mild_4A | 4
3327 | 24651 | VA | RFCWc | Mixed mild | RFCWc_Mixed mild_4A | 4
3328 | 24402 | VA | SRVCc | Mixed mild | SRVCc_Mixed mild_4A | 4
3329 | 24412 | VA | SRVCc | Mixed mild | SRVCc_Mixed mild_4A | 4
3330 | 24460 | VA | SRVCc | Mixed mild | SRVCc_Mixed mild_4A | 4
3331 | 24484 | VA | SRVCc | Mixed mild | SRVCc_Mixed mild_4A | 4
3332 | 24487 | VA | SRVCc | Mixed mild | SRVCc_Mixed mild_4A | 4
3333 | 24413 | VA | SRVCc | Mixed mild | SRVCc_Mixed mild_4A | 4
3334 | 24433 | VA | SRVCc | Mixed mild | SRVCc_Mixed mild_4A | 4
3335 | 24442 | VA | SRVCc | Mixed mild | SRVCc_Mixed mild_4A | 4
3336 | 24458 | VA | SRVCc | Mixed mild | SRVCc_Mixed mild_4A | 4
3337 | 24465 | VA | SRVCc | Mixed mild | SRVCc_Mixed mild_4A | 4
3338 | 24505 | VA | RFCWc | Mixed mild | RFCWc_Mixed mild_4A | 4
3339 | 24506 | VA | RFCWc | Mixed mild | RFCWc_Mixed mild_4A | 4
3340 | 24513 | VA | RFCWc | Mixed mild | RFCWc_Mixed mild_4A | 4
3341 | 24514 | VA | RFCWc | Mixed mild | RFCWc_Mixed mild_4A | 4
3342 | 24515 | VA | RFCWc | Mixed mild | RFCWc_Mixed mild_4A | 4
3343 | 24701 | WV | RFCWc | Mixed mild | RFCWc_Mixed mild_4A | 4
3344 | 24712 | WV | RFCWc | Mixed mild | RFCWc_Mixed mild_4A | 4
3345 | 24714 | WV | RFCWc | Mixed mild | RFCWc_Mixed mild_4A | 4
3346 | 24715 | WV | RFCWc | Mixed mild | RFCWc_Mixed mild_4A | 4
3347 | 24724 | WV | RFCWc | Mixed mild | RFCWc_Mixed mild_4A | 4
3348 | 24729 | WV | RFCWc | Mixed mild | RFCWc_Mixed mild_4A | 4
3349 | 24731 | WV | RFCWc | Mixed mild | RFCWc_Mixed mild_4A | 4
3350 | 24732 | WV | RFCWc | Mixed mild | RFCWc_Mixed mild_4A | 4
3351 | 24733 | WV | RFCWc | Mixed mild | RFCWc_Mixed mild_4A | 4
3352 | 24736 | WV | RFCWc | Mixed mild | RFCWc_Mixed mild_4A | 4
3353 | 24737 | WV | RFCWc | Mixed mild | RFCWc_Mixed mild_4A | 4
3354 | 24738 | WV | RFCWc | Mixed mild | RFCWc_Mixed mild_4A | 4
3355 | 24739 | WV | RFCWc | Mixed mild | RFCWc_Mixed mild_4A | 4
3356 | 24740 | WV | RFCWc | Mixed mild | RFCWc_Mixed mild_4A | 4
3357 | 24747 | WV | RFCWc | Mixed mild | RFCWc_Mixed mild_4A | 4
3358 | 25820 | WV | RFCWc | Mixed mild | RFCWc_Mixed mild_4A | 4
3359 | 25841 | WV | RFCWc | Mixed mild | RFCWc_Mixed mild_4A | 4
3360 | 25902 | WV | RFCWc | Mixed mild | RFCWc_Mixed mild_4A | 4
3361 | 25922 | WV | RFCWc | Mixed mild | RFCWc_Mixed mild_4A | 4
3362 | 25971 | WV | RFCWc | Mixed mild | RFCWc_Mixed mild_4A | 4
3363 | 25979 | WV | RFCWc | Mixed mild | RFCWc_Mixed mild_4A | 4
3364 | 24716 | WV | RFCWc | Mixed mild | RFCWc_Mixed mild_4A | 4
3365 | 24719 | WV | RFCWc | Mixed mild | RFCWc_Mixed mild_4A | 4
3366 | 24726 | WV | RFCWc | Mixed mild | RFCWc_Mixed mild_4A | 4
3367 | 24818 | WV | RFCWc | Mixed mild | RFCWc_Mixed mild_4A | 4
3368 | 24822 | WV | RFCWc | Mixed mild | RFCWc_Mixed mild_4A | 4
3369 | 24823 | WV | RFCWc | Mixed mild | RFCWc_Mixed mild_4A | 4
3370 | 24827 | WV | RFCWc | Mixed mild | RFCWc_Mixed mild_4A | 4
3371 | 24828 | WV | RFCWc | Mixed mild | RFCWc_Mixed mild_4A | 4
3372 | 24834 | WV | RFCWc | Mixed mild | RFCWc_Mixed mild_4A | 4
3373 | 24839 | WV | RFCWc | Mixed mild | RFCWc_Mixed mild_4A | 4
3374 | 24844 | WV | RFCWc | Mixed mild | RFCWc_Mixed mild_4A | 4
3375 | 24845 | WV | RFCWc | Mixed mild | RFCWc_Mixed mild_4A | 4
3376 | 24847 | WV | RFCWc | Mixed mild | RFCWc_Mixed mild_4A | 4
3377 | 24849 | WV | RFCWc | Mixed mild | RFCWc_Mixed mild_4A | 4
3378 | 24854 | WV | RFCWc | Mixed mild | RFCWc_Mixed mild_4A | 4
3379 | 24857 | WV | RFCWc | Mixed mild | RFCWc_Mixed mild_4A | 4
3380 | 24860 | WV | RFCWc | Mixed mild | RFCWc_Mixed mild_4A | 4
3381 | 24867 | WV | RFCWc | Mixed mild | RFCWc_Mixed mild_4A | 4
3382 | 24868 | WV | RFCWc | Mixed mild | RFCWc_Mixed mild_4A | 4
3383 | 24869 | WV | RFCWc | Mixed mild | RFCWc_Mixed mild_4A | 4
3384 | 24870 | WV | RFCWc | Mixed mild | RFCWc_Mixed mild_4A | 4
3385 | 24874 | WV | RFCWc | Mixed mild | RFCWc_Mixed mild_4A | 4
3386 | 24880 | WV | RFCWc | Mixed mild | RFCWc_Mixed mild_4A | 4
3387 | 24882 | WV | RFCWc | Mixed mild | RFCWc_Mixed mild_4A | 4
3388 | 24898 | WV | RFCWc | Mixed mild | RFCWc_Mixed mild_4A | 4
3389 | 25617 | WV | RFCWc | Mixed mild | RFCWc_Mixed mild_4A | 4
3390 | 25810 | WV | RFCWc | Mixed mild | RFCWc_Mixed mild_4A | 4
3391 | 25811 | WV | RFCWc | Mixed mild | RFCWc_Mixed mild_4A | 4
3392 | 25826 | WV | RFCWc | Mixed mild | RFCWc_Mixed mild_4A | 4
3393 | 25845 | WV | RFCWc | Mixed mild | RFCWc_Mixed mild_4A | 4
3394 | 25848 | WV | RFCWc | Mixed mild | RFCWc_Mixed mild_4A | 4
3395 | 25870 | WV | RFCWc | Mixed mild | RFCWc_Mixed mild_4A | 4
3396 | 25875 | WV | RFCWc | Mixed mild | RFCWc_Mixed mild_4A | 4
3397 | 25876 | WV | RFCWc | Mixed mild | RFCWc_Mixed mild_4A | 4
3398 | 25882 | WV | RFCWc | Mixed mild | RFCWc_Mixed mild_4A | 4
3399 | 25913 | WV | RFCWc | Mixed mild | RFCWc_Mixed mild_4A | 4
3400 | 25916 | WV | RFCWc | Mixed mild | RFCWc_Mixed mild_4A | 4
3401 | 25928 | WV | RFCWc | Mixed mild | RFCWc_Mixed mild_4A | 4
3402 | 25943 | WV | RFCWc | Mixed mild | RFCWc_Mixed mild_4A | 4
3403 | 24801 | WV | RFCWc | Mixed mild | RFCWc_Mixed mild_4A | 4
3404 | 24808 | WV | RFCWc | Mixed mild | RFCWc_Mixed mild_4A | 4
3405 | 24811 | WV | RFCWc | Mixed mild | RFCWc_Mixed mild_4A | 4
3406 | 24813 | WV | RFCWc | Mixed mild | RFCWc_Mixed mild_4A | 4
3407 | 24815 | WV | RFCWc | Mixed mild | RFCWc_Mixed mild_4A | 4
3408 | 24816 | WV | RFCWc | Mixed mild | RFCWc_Mixed mild_4A | 4
3409 | 24817 | WV | RFCWc | Mixed mild | RFCWc_Mixed mild_4A | 4
3410 | 24826 | WV | RFCWc | Mixed mild | RFCWc_Mixed mild_4A | 4
3411 | 24829 | WV | RFCWc | Mixed mild | RFCWc_Mixed mild_4A | 4
3412 | 24830 | WV | RFCWc | Mixed mild | RFCWc_Mixed mild_4A | 4
3413 | 24831 | WV | RFCWc | Mixed mild | RFCWc_Mixed mild_4A | 4
3414 | 24836 | WV | RFCWc | Mixed mild | RFCWc_Mixed mild_4A | 4
3415 | 24843 | WV | RFCWc | Mixed mild | RFCWc_Mixed mild_4A | 4
3416 | 24846 | WV | RFCWc | Mixed mild | RFCWc_Mixed mild_4A | 4
3417 | 24848 | WV | RFCWc | Mixed mild | RFCWc_Mixed mild_4A | 4
3418 | 24850 | WV | RFCWc | Mixed mild | RFCWc_Mixed mild_4A | 4
3419 | 24853 | WV | RFCWc | Mixed mild | RFCWc_Mixed mild_4A | 4
3420 | 24855 | WV | RFCWc | Mixed mild | RFCWc_Mixed mild_4A | 4
3421 | 24861 | WV | RFCWc | Mixed mild | RFCWc_Mixed mild_4A | 4
3422 | 24862 | WV | RFCWc | Mixed mild | RFCWc_Mixed mild_4A | 4
3423 | 24866 | WV | RFCWc | Mixed mild | RFCWc_Mixed mild_4A | 4
3424 | 24871 | WV | RFCWc | Mixed mild | RFCWc_Mixed mild_4A | 4
3425 | 24872 | WV | RFCWc | Mixed mild | RFCWc_Mixed mild_4A | 4
3426 | 24873 | WV | RFCWc | Mixed mild | RFCWc_Mixed mild_4A | 4
3427 | 24878 | WV | RFCWc | Mixed mild | RFCWc_Mixed mild_4A | 4
3428 | 24879 | WV | RFCWc | Mixed mild | RFCWc_Mixed mild_4A | 4
3429 | 24881 | WV | RFCWc | Mixed mild | RFCWc_Mixed mild_4A | 4
3430 | 24884 | WV | RFCWc | Mixed mild | RFCWc_Mixed mild_4A | 4
3431 | 24887 | WV | RFCWc | Mixed mild | RFCWc_Mixed mild_4A | 4
3432 | 24888 | WV | RFCWc | Mixed mild | RFCWc_Mixed mild_4A | 4
3433 | 24892 | WV | RFCWc | Mixed mild | RFCWc_Mixed mild_4A | 4
3434 | 24894 | WV | RFCWc | Mixed mild | RFCWc_Mixed mild_4A | 4
3435 | 24895 | WV | RFCWc | Mixed mild | RFCWc_Mixed mild_4A | 4
3436 | 24851 | WV | RFCWc | Mixed mild | RFCWc_Mixed mild_4A | 4
3437 | 25608 | WV | RFCWc | Mixed mild | RFCWc_Mixed mild_4A | 4
3438 | 25621 | WV | RFCWc | Mixed mild | RFCWc_Mixed mild_4A | 4
3439 | 25650 | WV | RFCWc | Mixed mild | RFCWc_Mixed mild_4A | 4
3440 | 25651 | WV | RFCWc | Mixed mild | RFCWc_Mixed mild_4A | 4
3441 | 25661 | WV | RFCWc | Mixed mild | RFCWc_Mixed mild_4A | 4
3442 | 25666 | WV | RFCWc | Mixed mild | RFCWc_Mixed mild_4A | 4
3443 | 25667 | WV | RFCWc | Mixed mild | RFCWc_Mixed mild_4A | 4
3444 | 25670 | WV | RFCWc | Mixed mild | RFCWc_Mixed mild_4A | 4
3445 | 25671 | WV | RFCWc | Mixed mild | RFCWc_Mixed mild_4A | 4
3446 | 25672 | WV | RFCWc | Mixed mild | RFCWc_Mixed mild_4A | 4
3447 | 25674 | WV | RFCWc | Mixed mild | RFCWc_Mixed mild_4A | 4
3448 | 25676 | WV | RFCWc | Mixed mild | RFCWc_Mixed mild_4A | 4
3449 | 25678 | WV | RFCWc | Mixed mild | RFCWc_Mixed mild_4A | 4
3450 | 25685 | WV | RFCWc | Mixed mild | RFCWc_Mixed mild_4A | 4
3451 | 25686 | WV | RFCWc | Mixed mild | RFCWc_Mixed mild_4A | 4
3452 | 25688 | WV | RFCWc | Mixed mild | RFCWc_Mixed mild_4A | 4
3453 | 25690 | WV | RFCWc | Mixed mild | RFCWc_Mixed mild_4A | 4
3454 | 25691 | WV | RFCWc | Mixed mild | RFCWc_Mixed mild_4A | 4
3455 | 25692 | WV | RFCWc | Mixed mild | RFCWc_Mixed mild_4A | 4
3456 | 25696 | WV | RFCWc | Mixed mild | RFCWc_Mixed mild_4A | 4
3457 | 24941 | WV | RFCWc | Mixed mild | RFCWc_Mixed mild_4A | 4
3458 | 24945 | WV | RFCWc | Mixed mild | RFCWc_Mixed mild_4A | 4
3459 | 24951 | WV | RFCWc | Mixed mild | RFCWc_Mixed mild_4A | 4
3460 | 24974 | WV | RFCWc | Mixed mild | RFCWc_Mixed mild_4A | 4
3461 | 24983 | WV | RFCWc | Mixed mild | RFCWc_Mixed mild_4A | 4
3462 | 24984 | WV | RFCWc | Mixed mild | RFCWc_Mixed mild_4A | 4
3463 | 24993 | WV | RFCWc | Mixed mild | RFCWc_Mixed mild_4A | 4
3464 | 25003 | WV | RFCWc | Mixed mild | RFCWc_Mixed mild_4A | 4
3465 | 25202 | WV | RFCWc | Mixed mild | RFCWc_Mixed mild_4A | 4
3466 | 25501 | WV | RFCWc | Mixed mild | RFCWc_Mixed mild_4A | 4
3467 | 25506 | WV | RFCWc | Mixed mild | RFCWc_Mixed mild_4A | 4
3468 | 25510 | WV | RFCWc | Mixed mild | RFCWc_Mixed mild_4A | 4
3469 | 25521 | WV | RFCWc | Mixed mild | RFCWc_Mixed mild_4A | 4
3470 | 25523 | WV | RFCWc | Mixed mild | RFCWc_Mixed mild_4A | 4
3471 | 25524 | WV | RFCWc | Mixed mild | RFCWc_Mixed mild_4A | 4
3472 | 25526 | WV | RFCWc | Mixed mild | RFCWc_Mixed mild_4A | 4
3473 | 25529 | WV | RFCWc | Mixed mild | RFCWc_Mixed mild_4A | 4
3474 | 25534 | WV | RFCWc | Mixed mild | RFCWc_Mixed mild_4A | 4
3475 | 25540 | WV | RFCWc | Mixed mild | RFCWc_Mixed mild_4A | 4
3476 | 25544 | WV | RFCWc | Mixed mild | RFCWc_Mixed mild_4A | 4
3477 | 25557 | WV | RFCWc | Mixed mild | RFCWc_Mixed mild_4A | 4
3478 | 25559 | WV | RFCWc | Mixed mild | RFCWc_Mixed mild_4A | 4
3479 | 25564 | WV | RFCWc | Mixed mild | RFCWc_Mixed mild_4A | 4
3480 | 25565 | WV | RFCWc | Mixed mild | RFCWc_Mixed mild_4A | 4
3481 | 25567 | WV | RFCWc | Mixed mild | RFCWc_Mixed mild_4A | 4
3482 | 25571 | WV | RFCWc | Mixed mild | RFCWc_Mixed mild_4A | 4
3483 | 25573 | WV | RFCWc | Mixed mild | RFCWc_Mixed mild_4A | 4
3484 | 25699 | WV | RFCWc | Mixed mild | RFCWc_Mixed mild_4A | 4
3485 | 25015 | WV | RFCWc | Mixed mild | RFCWc_Mixed mild_4A | 4
3486 | 25025 | WV | RFCWc | Mixed mild | RFCWc_Mixed mild_4A | 4
3487 | 25026 | WV | RFCWc | Mixed mild | RFCWc_Mixed mild_4A | 4
3488 | 25035 | WV | RFCWc | Mixed mild | RFCWc_Mixed mild_4A | 4
3489 | 25039 | WV | RFCWc | Mixed mild | RFCWc_Mixed mild_4A | 4
3490 | 25045 | WV | RFCWc | Mixed mild | RFCWc_Mixed mild_4A | 4
3491 | 25054 | WV | RFCWc | Mixed mild | RFCWc_Mixed mild_4A | 4
3492 | 25061 | WV | RFCWc | Mixed mild | RFCWc_Mixed mild_4A | 4
3493 | 25064 | WV | RFCWc | Mixed mild | RFCWc_Mixed mild_4A | 4
3494 | 25067 | WV | RFCWc | Mixed mild | RFCWc_Mixed mild_4A | 4
3495 | 25071 | WV | RFCWc | Mixed mild | RFCWc_Mixed mild_4A | 4
3496 | 25075 | WV | RFCWc | Mixed mild | RFCWc_Mixed mild_4A | 4
3497 | 25079 | WV | RFCWc | Mixed mild | RFCWc_Mixed mild_4A | 4
3498 | 25086 | WV | RFCWc | Mixed mild | RFCWc_Mixed mild_4A | 4
3499 | 25102 | WV | RFCWc | Mixed mild | RFCWc_Mixed mild_4A | 4
3500 | 25103 | WV | RFCWc | Mixed mild | RFCWc_Mixed mild_4A | 4
3501 | 25107 | WV | RFCWc | Mixed mild | RFCWc_Mixed mild_4A | 4
3502 | 25110 | WV | RFCWc | Mixed mild | RFCWc_Mixed mild_4A | 4
3503 | 25112 | WV | RFCWc | Mixed mild | RFCWc_Mixed mild_4A | 4
3504 | 25124 | WV | RFCWc | Mixed mild | RFCWc_Mixed mild_4A | 4
3505 | 25126 | WV | RFCWc | Mixed mild | RFCWc_Mixed mild_4A | 4
3506 | 25132 | WV | RFCWc | Mixed mild | RFCWc_Mixed mild_4A | 4
3507 | 25134 | WV | RFCWc | Mixed mild | RFCWc_Mixed mild_4A | 4
3508 | 25143 | WV | RFCWc | Mixed mild | RFCWc_Mixed mild_4A | 4
3509 | 25156 | WV | RFCWc | Mixed mild | RFCWc_Mixed mild_4A | 4
3510 | 25159 | WV | RFCWc | Mixed mild | RFCWc_Mixed mild_4A | 4
3511 | 25160 | WV | RFCWc | Mixed mild | RFCWc_Mixed mild_4A | 4
3512 | 25162 | WV | RFCWc | Mixed mild | RFCWc_Mixed mild_4A | 4
3513 | 25177 | WV | RFCWc | Mixed mild | RFCWc_Mixed mild_4A | 4
3514 | 25201 | WV | RFCWc | Mixed mild | RFCWc_Mixed mild_4A | 4
3515 | 25214 | WV | RFCWc | Mixed mild | RFCWc_Mixed mild_4A | 4
3516 | 25248 | WV | RFCWc | Mixed mild | RFCWc_Mixed mild_4A | 4
3517 | 25286 | WV | RFCWc | Mixed mild | RFCWc_Mixed mild_4A | 4
3518 | 25301 | WV | RFCWc | Mixed mild | RFCWc_Mixed mild_4A | 4
3519 | 25302 | WV | RFCWc | Mixed mild | RFCWc_Mixed mild_4A | 4
3520 | 25303 | WV | RFCWc | Mixed mild | RFCWc_Mixed mild_4A | 4
3521 | 25304 | WV | RFCWc | Mixed mild | RFCWc_Mixed mild_4A | 4
3522 | 25305 | WV | RFCWc | Mixed mild | RFCWc_Mixed mild_4A | 4
3523 | 25306 | WV | RFCWc | Mixed mild | RFCWc_Mixed mild_4A | 4
3524 | 25309 | WV | RFCWc | Mixed mild | RFCWc_Mixed mild_4A | 4
3525 | 25311 | WV | RFCWc | Mixed mild | RFCWc_Mixed mild_4A | 4
3526 | 25312 | WV | RFCWc | Mixed mild | RFCWc_Mixed mild_4A | 4
3527 | 25313 | WV | RFCWc | Mixed mild | RFCWc_Mixed mild_4A | 4
3528 | 25314 | WV | RFCWc | Mixed mild | RFCWc_Mixed mild_4A | 4
3529 | 25315 | WV | RFCWc | Mixed mild | RFCWc_Mixed mild_4A | 4
3530 | 25317 | WV | RFCWc | Mixed mild | RFCWc_Mixed mild_4A | 4
3531 | 25320 | WV | RFCWc | Mixed mild | RFCWc_Mixed mild_4A | 4
3532 | 25321 | WV | RFCWc | Mixed mild | RFCWc_Mixed mild_4A | 4
3533 | 25322 | WV | RFCWc | Mixed mild | RFCWc_Mixed mild_4A | 4
3534 | 25323 | WV | RFCWc | Mixed mild | RFCWc_Mixed mild_4A | 4
3535 | 25324 | WV | RFCWc | Mixed mild | RFCWc_Mixed mild_4A | 4
3536 | 25325 | WV | RFCWc | Mixed mild | RFCWc_Mixed mild_4A | 4
3537 | 25326 | WV | RFCWc | Mixed mild | RFCWc_Mixed mild_4A | 4
3538 | 25327 | WV | RFCWc | Mixed mild | RFCWc_Mixed mild_4A | 4
3539 | 25328 | WV | RFCWc | Mixed mild | RFCWc_Mixed mild_4A | 4
3540 | 25329 | WV | RFCWc | Mixed mild | RFCWc_Mixed mild_4A | 4
3541 | 25330 | WV | RFCWc | Mixed mild | RFCWc_Mixed mild_4A | 4
3542 | 25331 | WV | RFCWc | Mixed mild | RFCWc_Mixed mild_4A | 4
3543 | 25332 | WV | RFCWc | Mixed mild | RFCWc_Mixed mild_4A | 4
3544 | 25333 | WV | RFCWc | Mixed mild | RFCWc_Mixed mild_4A | 4
3545 | 25334 | WV | RFCWc | Mixed mild | RFCWc_Mixed mild_4A | 4
3546 | 25335 | WV | RFCWc | Mixed mild | RFCWc_Mixed mild_4A | 4
3547 | 25336 | WV | RFCWc | Mixed mild | RFCWc_Mixed mild_4A | 4
3548 | 25337 | WV | RFCWc | Mixed mild | RFCWc_Mixed mild_4A | 4
3549 | 25338 | WV | RFCWc | Mixed mild | RFCWc_Mixed mild_4A | 4
3550 | 25339 | WV | RFCWc | Mixed mild | RFCWc_Mixed mild_4A | 4
3551 | 25356 | WV | RFCWc | Mixed mild | RFCWc_Mixed mild_4A | 4
3552 | 25361 | WV | RFCWc | Mixed mild | RFCWc_Mixed mild_4A | 4
3553 | 25362 | WV | RFCWc | Mixed mild | RFCWc_Mixed mild_4A | 4
3554 | 25364 | WV | RFCWc | Mixed mild | RFCWc_Mixed mild_4A | 4
3555 | 25387 | WV | RFCWc | Mixed mild | RFCWc_Mixed mild_4A | 4
3556 | 25389 | WV | RFCWc | Mixed mild | RFCWc_Mixed mild_4A | 4
3557 | 25396 | WV | RFCWc | Mixed mild | RFCWc_Mixed mild_4A | 4
3558 | 25005 | WV | RFCWc | Mixed mild | RFCWc_Mixed mild_4A | 4
3559 | 25164 | WV | RFCWc | Mixed mild | RFCWc_Mixed mild_4A | 4
3560 | 25243 | WV | RFCWc | Mixed mild | RFCWc_Mixed mild_4A | 4
3561 | 25244 | WV | RFCWc | Mixed mild | RFCWc_Mixed mild_4A | 4
3562 | 25251 | WV | RFCWc | Mixed mild | RFCWc_Mixed mild_4A | 4
3563 | 25252 | WV | RFCWc | Mixed mild | RFCWc_Mixed mild_4A | 4
3564 | 25259 | WV | RFCWc | Mixed mild | RFCWc_Mixed mild_4A | 4
3565 | 25266 | WV | RFCWc | Mixed mild | RFCWc_Mixed mild_4A | 4
3566 | 25270 | WV | RFCWc | Mixed mild | RFCWc_Mixed mild_4A | 4
3567 | 25276 | WV | RFCWc | Mixed mild | RFCWc_Mixed mild_4A | 4
3568 | 25009 | WV | RFCWc | Mixed mild | RFCWc_Mixed mild_4A | 4
3569 | 25021 | WV | RFCWc | Mixed mild | RFCWc_Mixed mild_4A | 4
3570 | 25024 | WV | RFCWc | Mixed mild | RFCWc_Mixed mild_4A | 4
3571 | 25028 | WV | RFCWc | Mixed mild | RFCWc_Mixed mild_4A | 4
3572 | 25049 | WV | RFCWc | Mixed mild | RFCWc_Mixed mild_4A | 4
3573 | 25051 | WV | RFCWc | Mixed mild | RFCWc_Mixed mild_4A | 4
3574 | 25053 | WV | RFCWc | Mixed mild | RFCWc_Mixed mild_4A | 4
3575 | 25081 | WV | RFCWc | Mixed mild | RFCWc_Mixed mild_4A | 4
3576 | 25093 | WV | RFCWc | Mixed mild | RFCWc_Mixed mild_4A | 4
3577 | 25108 | WV | RFCWc | Mixed mild | RFCWc_Mixed mild_4A | 4
3578 | 25114 | WV | RFCWc | Mixed mild | RFCWc_Mixed mild_4A | 4
3579 | 25130 | WV | RFCWc | Mixed mild | RFCWc_Mixed mild_4A | 4
3580 | 25142 | WV | RFCWc | Mixed mild | RFCWc_Mixed mild_4A | 4
3581 | 25148 | WV | RFCWc | Mixed mild | RFCWc_Mixed mild_4A | 4
3582 | 25149 | WV | RFCWc | Mixed mild | RFCWc_Mixed mild_4A | 4
3583 | 25154 | WV | RFCWc | Mixed mild | RFCWc_Mixed mild_4A | 4
3584 | 25165 | WV | RFCWc | Mixed mild | RFCWc_Mixed mild_4A | 4
3585 | 25169 | WV | RFCWc | Mixed mild | RFCWc_Mixed mild_4A | 4
3586 | 25181 | WV | RFCWc | Mixed mild | RFCWc_Mixed mild_4A | 4
3587 | 25193 | WV | RFCWc | Mixed mild | RFCWc_Mixed mild_4A | 4
3588 | 25203 | WV | RFCWc | Mixed mild | RFCWc_Mixed mild_4A | 4
3589 | 25204 | WV | RFCWc | Mixed mild | RFCWc_Mixed mild_4A | 4
3590 | 25205 | WV | RFCWc | Mixed mild | RFCWc_Mixed mild_4A | 4
3591 | 25206 | WV | RFCWc | Mixed mild | RFCWc_Mixed mild_4A | 4
3592 | 25208 | WV | RFCWc | Mixed mild | RFCWc_Mixed mild_4A | 4
3593 | 25508 | WV | RFCWc | Mixed mild | RFCWc_Mixed mild_4A | 4
3594 | 25011 | WV | RFCWc | Mixed mild | RFCWc_Mixed mild_4A | 4
3595 | 25033 | WV | RFCWc | Mixed mild | RFCWc_Mixed mild_4A | 4
3596 | 25070 | WV | RFCWc | Mixed mild | RFCWc_Mixed mild_4A | 4
3597 | 25082 | WV | RFCWc | Mixed mild | RFCWc_Mixed mild_4A | 4
3598 | 25109 | WV | RFCWc | Mixed mild | RFCWc_Mixed mild_4A | 4
3599 | 25123 | WV | RFCWc | Mixed mild | RFCWc_Mixed mild_4A | 4
3600 | 25168 | WV | RFCWc | Mixed mild | RFCWc_Mixed mild_4A | 4
3601 | 25213 | WV | RFCWc | Mixed mild | RFCWc_Mixed mild_4A | 4
3602 | 25245 | WV | RFCWc | Mixed mild | RFCWc_Mixed mild_4A | 4
3603 | 25541 | WV | RFCWc | Mixed mild | RFCWc_Mixed mild_4A | 4
3604 | 25560 | WV | RFCWc | Mixed mild | RFCWc_Mixed mild_4A | 4
3605 | 25569 | WV | RFCWc | Mixed mild | RFCWc_Mixed mild_4A | 4
3606 | 25019 | WV | RFCWc | Mixed mild | RFCWc_Mixed mild_4A | 4
3607 | 25030 | WV | RFCWc | Mixed mild | RFCWc_Mixed mild_4A | 4
3608 | 25043 | WV | RFCWc | Mixed mild | RFCWc_Mixed mild_4A | 4
3609 | 25063 | WV | RFCWc | Mixed mild | RFCWc_Mixed mild_4A | 4
3610 | 25088 | WV | RFCWc | Mixed mild | RFCWc_Mixed mild_4A | 4
3611 | 25111 | WV | RFCWc | Mixed mild | RFCWc_Mixed mild_4A | 4
3612 | 25113 | WV | RFCWc | Mixed mild | RFCWc_Mixed mild_4A | 4
3613 | 25125 | WV | RFCWc | Mixed mild | RFCWc_Mixed mild_4A | 4
3614 | 25133 | WV | RFCWc | Mixed mild | RFCWc_Mixed mild_4A | 4
3615 | 25141 | WV | RFCWc | Mixed mild | RFCWc_Mixed mild_4A | 4
3616 | 25211 | WV | RFCWc | Mixed mild | RFCWc_Mixed mild_4A | 4
3617 | 25235 | WV | RFCWc | Mixed mild | RFCWc_Mixed mild_4A | 4
3618 | 25285 | WV | RFCWc | Mixed mild | RFCWc_Mixed mild_4A | 4
3619 | 26617 | WV | RFCWc | Mixed mild | RFCWc_Mixed mild_4A | 4
3620 | 25022 | WV | RFCWc | Mixed mild | RFCWc_Mixed mild_4A | 4
3621 | 25047 | WV | RFCWc | Mixed mild | RFCWc_Mixed mild_4A | 4
3622 | 25076 | WV | RFCWc | Mixed mild | RFCWc_Mixed mild_4A | 4
3623 | 25121 | WV | RFCWc | Mixed mild | RFCWc_Mixed mild_4A | 4
3624 | 25183 | WV | RFCWc | Mixed mild | RFCWc_Mixed mild_4A | 4
3625 | 25505 | WV | RFCWc | Mixed mild | RFCWc_Mixed mild_4A | 4
3626 | 25547 | WV | RFCWc | Mixed mild | RFCWc_Mixed mild_4A | 4
3627 | 25601 | WV | RFCWc | Mixed mild | RFCWc_Mixed mild_4A | 4
3628 | 25606 | WV | RFCWc | Mixed mild | RFCWc_Mixed mild_4A | 4
3629 | 25607 | WV | RFCWc | Mixed mild | RFCWc_Mixed mild_4A | 4
3630 | 25611 | WV | RFCWc | Mixed mild | RFCWc_Mixed mild_4A | 4
3631 | 25612 | WV | RFCWc | Mixed mild | RFCWc_Mixed mild_4A | 4
3632 | 25614 | WV | RFCWc | Mixed mild | RFCWc_Mixed mild_4A | 4
3633 | 25624 | WV | RFCWc | Mixed mild | RFCWc_Mixed mild_4A | 4
3634 | 25625 | WV | RFCWc | Mixed mild | RFCWc_Mixed mild_4A | 4
3635 | 25628 | WV | RFCWc | Mixed mild | RFCWc_Mixed mild_4A | 4
3636 | 25630 | WV | RFCWc | Mixed mild | RFCWc_Mixed mild_4A | 4
3637 | 25632 | WV | RFCWc | Mixed mild | RFCWc_Mixed mild_4A | 4
3638 | 25634 | WV | RFCWc | Mixed mild | RFCWc_Mixed mild_4A | 4
3639 | 25635 | WV | RFCWc | Mixed mild | RFCWc_Mixed mild_4A | 4
3640 | 25637 | WV | RFCWc | Mixed mild | RFCWc_Mixed mild_4A | 4
3641 | 25638 | WV | RFCWc | Mixed mild | RFCWc_Mixed mild_4A | 4
3642 | 25639 | WV | RFCWc | Mixed mild | RFCWc_Mixed mild_4A | 4
3643 | 25644 | WV | RFCWc | Mixed mild | RFCWc_Mixed mild_4A | 4
3644 | 25646 | WV | RFCWc | Mixed mild | RFCWc_Mixed mild_4A | 4
3645 | 25647 | WV | RFCWc | Mixed mild | RFCWc_Mixed mild_4A | 4
3646 | 25649 | WV | RFCWc | Mixed mild | RFCWc_Mixed mild_4A | 4
3647 | 25652 | WV | RFCWc | Mixed mild | RFCWc_Mixed mild_4A | 4
3648 | 25653 | WV | RFCWc | Mixed mild | RFCWc_Mixed mild_4A | 4
3649 | 25654 | WV | RFCWc | Mixed mild | RFCWc_Mixed mild_4A | 4
3650 | 26203 | WV | RFCWc | Mixed mild | RFCWc_Mixed mild_4A | 4
3651 | 26217 | WV | RFCWc | Mixed mild | RFCWc_Mixed mild_4A | 4
3652 | 26335 | WV | RFCWc | Mixed mild | RFCWc_Mixed mild_4A | 4
3653 | 26376 | WV | RFCWc | Mixed mild | RFCWc_Mixed mild_4A | 4
3654 | 26412 | WV | RFCWc | Mixed mild | RFCWc_Mixed mild_4A | 4
3655 | 26447 | WV | RFCWc | Mixed mild | RFCWc_Mixed mild_4A | 4
3656 | 26611 | WV | RFCWc | Mixed mild | RFCWc_Mixed mild_4A | 4
3657 | 26615 | WV | RFCWc | Mixed mild | RFCWc_Mixed mild_4A | 4
3658 | 26619 | WV | RFCWc | Mixed mild | RFCWc_Mixed mild_4A | 4
3659 | 26621 | WV | RFCWc | Mixed mild | RFCWc_Mixed mild_4A | 4
3660 | 26623 | WV | RFCWc | Mixed mild | RFCWc_Mixed mild_4A | 4
3661 | 26624 | WV | RFCWc | Mixed mild | RFCWc_Mixed mild_4A | 4
3662 | 26627 | WV | RFCWc | Mixed mild | RFCWc_Mixed mild_4A | 4
3663 | 26629 | WV | RFCWc | Mixed mild | RFCWc_Mixed mild_4A | 4
3664 | 26631 | WV | RFCWc | Mixed mild | RFCWc_Mixed mild_4A | 4
3665 | 26636 | WV | RFCWc | Mixed mild | RFCWc_Mixed mild_4A | 4
3666 | 25106 | WV | RFCWc | Mixed mild | RFCWc_Mixed mild_4A | 4
3667 | 25187 | WV | RFCWc | Mixed mild | RFCWc_Mixed mild_4A | 4
3668 | 25239 | WV | RFCWc | Mixed mild | RFCWc_Mixed mild_4A | 4
3669 | 25241 | WV | RFCWc | Mixed mild | RFCWc_Mixed mild_4A | 4
3670 | 25247 | WV | RFCWc | Mixed mild | RFCWc_Mixed mild_4A | 4
3671 | 25253 | WV | RFCWc | Mixed mild | RFCWc_Mixed mild_4A | 4
3672 | 25260 | WV | RFCWc | Mixed mild | RFCWc_Mixed mild_4A | 4
3673 | 25264 | WV | RFCWc | Mixed mild | RFCWc_Mixed mild_4A | 4
3674 | 25265 | WV | RFCWc | Mixed mild | RFCWc_Mixed mild_4A | 4
3675 | 25287 | WV | RFCWc | Mixed mild | RFCWc_Mixed mild_4A | 4
3676 | 25502 | WV | RFCWc | Mixed mild | RFCWc_Mixed mild_4A | 4
3677 | 25503 | WV | RFCWc | Mixed mild | RFCWc_Mixed mild_4A | 4
3678 | 25515 | WV | RFCWc | Mixed mild | RFCWc_Mixed mild_4A | 4
3679 | 25520 | WV | RFCWc | Mixed mild | RFCWc_Mixed mild_4A | 4
3680 | 25550 | WV | RFCWc | Mixed mild | RFCWc_Mixed mild_4A | 4
3681 | 25231 | WV | RFCWc | Mixed mild | RFCWc_Mixed mild_4A | 4
3682 | 25262 | WV | RFCWc | Mixed mild | RFCWc_Mixed mild_4A | 4
3683 | 25271 | WV | RFCWc | Mixed mild | RFCWc_Mixed mild_4A | 4
3684 | 25275 | WV | RFCWc | Mixed mild | RFCWc_Mixed mild_4A | 4
3685 | 26133 | WV | RFCWc | Mixed mild | RFCWc_Mixed mild_4A | 4
3686 | 26143 | WV | RFCWc | Mixed mild | RFCWc_Mixed mild_4A | 4
3687 | 26160 | WV | RFCWc | Mixed mild | RFCWc_Mixed mild_4A | 4
3688 | 26164 | WV | RFCWc | Mixed mild | RFCWc_Mixed mild_4A | 4
3689 | 26169 | WV | RFCWc | Mixed mild | RFCWc_Mixed mild_4A | 4
3690 | 25234 | WV | RFCWc | Mixed mild | RFCWc_Mixed mild_4A | 4
3691 | 25261 | WV | RFCWc | Mixed mild | RFCWc_Mixed mild_4A | 4
3692 | 25268 | WV | RFCWc | Mixed mild | RFCWc_Mixed mild_4A | 4
3693 | 26136 | WV | RFCWc | Mixed mild | RFCWc_Mixed mild_4A | 4
3694 | 26137 | WV | RFCWc | Mixed mild | RFCWc_Mixed mild_4A | 4
3695 | 26138 | WV | RFCWc | Mixed mild | RFCWc_Mixed mild_4A | 4
3696 | 26141 | WV | RFCWc | Mixed mild | RFCWc_Mixed mild_4A | 4
3697 | 26147 | WV | RFCWc | Mixed mild | RFCWc_Mixed mild_4A | 4
3698 | 26151 | WV | RFCWc | Mixed mild | RFCWc_Mixed mild_4A | 4
3699 | 26152 | WV | RFCWc | Mixed mild | RFCWc_Mixed mild_4A | 4
3700 | 26161 | WV | RFCWc | Mixed mild | RFCWc_Mixed mild_4A | 4
3701 | 26180 | WV | RFCWc | Mixed mild | RFCWc_Mixed mild_4A | 4
3702 | 26337 | WV | RFCWc | Mixed mild | RFCWc_Mixed mild_4A | 4
3703 | 25267 | WV | RFCWc | Mixed mild | RFCWc_Mixed mild_4A | 4
3704 | 26342 | WV | RFCWc | Mixed mild | RFCWc_Mixed mild_4A | 4
3705 | 26351 | WV | RFCWc | Mixed mild | RFCWc_Mixed mild_4A | 4
3706 | 26384 | WV | RFCWc | Mixed mild | RFCWc_Mixed mild_4A | 4
3707 | 26411 | WV | RFCWc | Mixed mild | RFCWc_Mixed mild_4A | 4
3708 | 26430 | WV | RFCWc | Mixed mild | RFCWc_Mixed mild_4A | 4
3709 | 26443 | WV | RFCWc | Mixed mild | RFCWc_Mixed mild_4A | 4
3710 | 26638 | WV | RFCWc | Mixed mild | RFCWc_Mixed mild_4A | 4
3711 | 25401 | WV | RFCWc | Mixed mild | RFCWc_Mixed mild_4A | 4
3712 | 25402 | WV | RFCWc | Mixed mild | RFCWc_Mixed mild_4A | 4
3713 | 25403 | WV | RFCWc | Mixed mild | RFCWc_Mixed mild_4A | 4
3714 | 25404 | WV | RFCWc | Mixed mild | RFCWc_Mixed mild_4A | 4
3715 | 25405 | WV | RFCWc | Mixed mild | RFCWc_Mixed mild_4A | 4
3716 | 25411 | WV | RFCWc | Mixed mild | RFCWc_Mixed mild_4A | 4
3717 | 25413 | WV | RFCWc | Mixed mild | RFCWc_Mixed mild_4A | 4
3718 | 25419 | WV | RFCWc | Mixed mild | RFCWc_Mixed mild_4A | 4
3719 | 25420 | WV | RFCWc | Mixed mild | RFCWc_Mixed mild_4A | 4
3720 | 25421 | WV | RFCWc | Mixed mild | RFCWc_Mixed mild_4A | 4
3721 | 25427 | WV | RFCWc | Mixed mild | RFCWc_Mixed mild_4A | 4
3722 | 25428 | WV | RFCWc | Mixed mild | RFCWc_Mixed mild_4A | 4
3723 | 25430 | WV | RFCWc | Mixed mild | RFCWc_Mixed mild_4A | 4
3724 | 25443 | WV | RFCWc | Mixed mild | RFCWc_Mixed mild_4A | 4
3725 | 25414 | WV | RFCWc | Mixed mild | RFCWc_Mixed mild_4A | 4
3726 | 25423 | WV | RFCWc | Mixed mild | RFCWc_Mixed mild_4A | 4
3727 | 25425 | WV | RFCWc | Mixed mild | RFCWc_Mixed mild_4A | 4
3728 | 25432 | WV | RFCWc | Mixed mild | RFCWc_Mixed mild_4A | 4
3729 | 25438 | WV | RFCWc | Mixed mild | RFCWc_Mixed mild_4A | 4
3730 | 25441 | WV | RFCWc | Mixed mild | RFCWc_Mixed mild_4A | 4
3731 | 25442 | WV | RFCWc | Mixed mild | RFCWc_Mixed mild_4A | 4
3732 | 25446 | WV | RFCWc | Mixed mild | RFCWc_Mixed mild_4A | 4
3733 | 25422 | WV | RFCWc | Mixed mild | RFCWc_Mixed mild_4A | 4
3734 | 25434 | WV | RFCWc | Mixed mild | RFCWc_Mixed mild_4A | 4
3735 | 25504 | WV | RFCWc | Mixed mild | RFCWc_Mixed mild_4A | 4
3736 | 25537 | WV | RFCWc | Mixed mild | RFCWc_Mixed mild_4A | 4
3737 | 25545 | WV | RFCWc | Mixed mild | RFCWc_Mixed mild_4A | 4
3738 | 25701 | WV | RFCWc | Mixed mild | RFCWc_Mixed mild_4A | 4
3739 | 25702 | WV | RFCWc | Mixed mild | RFCWc_Mixed mild_4A | 4
3740 | 25703 | WV | RFCWc | Mixed mild | RFCWc_Mixed mild_4A | 4
3741 | 25704 | WV | RFCWc | Mixed mild | RFCWc_Mixed mild_4A | 4
3742 | 25705 | WV | RFCWc | Mixed mild | RFCWc_Mixed mild_4A | 4
3743 | 25706 | WV | RFCWc | Mixed mild | RFCWc_Mixed mild_4A | 4
3744 | 25707 | WV | RFCWc | Mixed mild | RFCWc_Mixed mild_4A | 4
3745 | 25708 | WV | RFCWc | Mixed mild | RFCWc_Mixed mild_4A | 4
3746 | 25709 | WV | RFCWc | Mixed mild | RFCWc_Mixed mild_4A | 4
3747 | 25710 | WV | RFCWc | Mixed mild | RFCWc_Mixed mild_4A | 4
3748 | 25711 | WV | RFCWc | Mixed mild | RFCWc_Mixed mild_4A | 4
3749 | 25712 | WV | RFCWc | Mixed mild | RFCWc_Mixed mild_4A | 4
3750 | 25713 | WV | RFCWc | Mixed mild | RFCWc_Mixed mild_4A | 4
3751 | 25714 | WV | RFCWc | Mixed mild | RFCWc_Mixed mild_4A | 4
3752 | 25715 | WV | RFCWc | Mixed mild | RFCWc_Mixed mild_4A | 4
3753 | 25716 | WV | RFCWc | Mixed mild | RFCWc_Mixed mild_4A | 4
3754 | 25717 | WV | RFCWc | Mixed mild | RFCWc_Mixed mild_4A | 4
3755 | 25718 | WV | RFCWc | Mixed mild | RFCWc_Mixed mild_4A | 4
3756 | 25719 | WV | RFCWc | Mixed mild | RFCWc_Mixed mild_4A | 4
3757 | 25720 | WV | RFCWc | Mixed mild | RFCWc_Mixed mild_4A | 4
3758 | 25721 | WV | RFCWc | Mixed mild | RFCWc_Mixed mild_4A | 4
3759 | 25722 | WV | RFCWc | Mixed mild | RFCWc_Mixed mild_4A | 4
3760 | 25723 | WV | RFCWc | Mixed mild | RFCWc_Mixed mild_4A | 4
3761 | 25724 | WV | RFCWc | Mixed mild | RFCWc_Mixed mild_4A | 4
3762 | 25725 | WV | RFCWc | Mixed mild | RFCWc_Mixed mild_4A | 4
3763 | 25726 | WV | RFCWc | Mixed mild | RFCWc_Mixed mild_4A | 4
3764 | 25727 | WV | RFCWc | Mixed mild | RFCWc_Mixed mild_4A | 4
3765 | 25728 | WV | RFCWc | Mixed mild | RFCWc_Mixed mild_4A | 4
3766 | 25729 | WV | RFCWc | Mixed mild | RFCWc_Mixed mild_4A | 4
3767 | 25755 | WV | RFCWc | Mixed mild | RFCWc_Mixed mild_4A | 4
3768 | 25772 | WV | RFCWc | Mixed mild | RFCWc_Mixed mild_4A | 4
3769 | 25773 | WV | RFCWc | Mixed mild | RFCWc_Mixed mild_4A | 4
3770 | 25774 | WV | RFCWc | Mixed mild | RFCWc_Mixed mild_4A | 4
3771 | 25775 | WV | RFCWc | Mixed mild | RFCWc_Mixed mild_4A | 4
3772 | 25776 | WV | RFCWc | Mixed mild | RFCWc_Mixed mild_4A | 4
3773 | 25777 | WV | RFCWc | Mixed mild | RFCWc_Mixed mild_4A | 4
3774 | 25778 | WV | RFCWc | Mixed mild | RFCWc_Mixed mild_4A | 4
3775 | 25779 | WV | RFCWc | Mixed mild | RFCWc_Mixed mild_4A | 4
3776 | 25507 | WV | RFCWc | Mixed mild | RFCWc_Mixed mild_4A | 4
3777 | 25511 | WV | RFCWc | Mixed mild | RFCWc_Mixed mild_4A | 4
3778 | 25512 | WV | RFCWc | Mixed mild | RFCWc_Mixed mild_4A | 4
3779 | 25514 | WV | RFCWc | Mixed mild | RFCWc_Mixed mild_4A | 4
3780 | 25517 | WV | RFCWc | Mixed mild | RFCWc_Mixed mild_4A | 4
3781 | 25530 | WV | RFCWc | Mixed mild | RFCWc_Mixed mild_4A | 4
3782 | 25535 | WV | RFCWc | Mixed mild | RFCWc_Mixed mild_4A | 4
3783 | 25555 | WV | RFCWc | Mixed mild | RFCWc_Mixed mild_4A | 4
3784 | 25562 | WV | RFCWc | Mixed mild | RFCWc_Mixed mild_4A | 4
3785 | 25570 | WV | RFCWc | Mixed mild | RFCWc_Mixed mild_4A | 4
3786 | 25669 | WV | RFCWc | Mixed mild | RFCWc_Mixed mild_4A | 4
3787 | 26101 | WV | RFCWc | Mixed mild | RFCWc_Mixed mild_4A | 4
3788 | 26102 | WV | RFCWc | Mixed mild | RFCWc_Mixed mild_4A | 4
3789 | 26103 | WV | RFCWc | Mixed mild | RFCWc_Mixed mild_4A | 4
3790 | 26104 | WV | RFCWc | Mixed mild | RFCWc_Mixed mild_4A | 4
3791 | 26105 | WV | RFCWc | Mixed mild | RFCWc_Mixed mild_4A | 4
3792 | 26106 | WV | RFCWc | Mixed mild | RFCWc_Mixed mild_4A | 4
3793 | 26120 | WV | RFCWc | Mixed mild | RFCWc_Mixed mild_4A | 4
3794 | 26121 | WV | RFCWc | Mixed mild | RFCWc_Mixed mild_4A | 4
3795 | 26142 | WV | RFCWc | Mixed mild | RFCWc_Mixed mild_4A | 4
3796 | 26150 | WV | RFCWc | Mixed mild | RFCWc_Mixed mild_4A | 4
3797 | 26170 | WV | RFCWc | Mixed mild | RFCWc_Mixed mild_4A | 4
3798 | 26181 | WV | RFCWc | Mixed mild | RFCWc_Mixed mild_4A | 4
3799 | 26184 | WV | RFCWc | Mixed mild | RFCWc_Mixed mild_4A | 4
3800 | 26187 | WV | RFCWc | Mixed mild | RFCWc_Mixed mild_4A | 4
3801 | 26134 | WV | RFCWc | Mixed mild | RFCWc_Mixed mild_4A | 4
3802 | 26146 | WV | RFCWc | Mixed mild | RFCWc_Mixed mild_4A | 4
3803 | 26346 | WV | RFCWc | Mixed mild | RFCWc_Mixed mild_4A | 4
3804 | 26148 | WV | RFCWc | Mixed mild | RFCWc_Mixed mild_4A | 4
3805 | 26178 | WV | RFCWc | Mixed mild | RFCWc_Mixed mild_4A | 4
3806 | 26325 | WV | RFCWc | Mixed mild | RFCWc_Mixed mild_4A | 4
3807 | 26327 | WV | RFCWc | Mixed mild | RFCWc_Mixed mild_4A | 4
3808 | 26362 | WV | RFCWc | Mixed mild | RFCWc_Mixed mild_4A | 4
3809 | 26415 | WV | RFCWc | Mixed mild | RFCWc_Mixed mild_4A | 4
3810 | 26421 | WV | RFCWc | Mixed mild | RFCWc_Mixed mild_4A | 4
3811 | 26456 | WV | RFCWc | Mixed mild | RFCWc_Mixed mild_4A | 4
3812 | 26149 | WV | RFCWc | Mixed mild | RFCWc_Mixed mild_4A | 4
3813 | 26175 | WV | RFCWc | Mixed mild | RFCWc_Mixed mild_4A | 4
3814 | 26320 | WV | RFCWc | Mixed mild | RFCWc_Mixed mild_4A | 4
3815 | 26434 | WV | RFCWc | Mixed mild | RFCWc_Mixed mild_4A | 4
3816 | 27006 | NC | SRVCc | Mixed mild | SRVCc_Mixed mild_4A | 4
3817 | 27014 | NC | SRVCc | Mixed mild | SRVCc_Mixed mild_4A | 4
3818 | 27028 | NC | SRVCc | Mixed mild | SRVCc_Mixed mild_4A | 4
3819 | 27055 | NC | SRVCc | Mixed mild | SRVCc_Mixed mild_4A | 4
3820 | 28625 | NC | SRVCc | Mixed mild | SRVCc_Mixed mild_4A | 4
3821 | 28634 | NC | SRVCc | Mixed mild | SRVCc_Mixed mild_4A | 4
3822 | 27007 | NC | SRVCc | Mixed mild | SRVCc_Mixed mild_4A | 4
3823 | 27017 | NC | SRVCc | Mixed mild | SRVCc_Mixed mild_4A | 4
3824 | 27024 | NC | SRVCc | Mixed mild | SRVCc_Mixed mild_4A | 4
3825 | 27030 | NC | SRVCc | Mixed mild | SRVCc_Mixed mild_4A | 4
3826 | 27041 | NC | SRVCc | Mixed mild | SRVCc_Mixed mild_4A | 4
3827 | 27043 | NC | SRVCc | Mixed mild | SRVCc_Mixed mild_4A | 4
3828 | 27047 | NC | SRVCc | Mixed mild | SRVCc_Mixed mild_4A | 4
3829 | 27049 | NC | SRVCc | Mixed mild | SRVCc_Mixed mild_4A | 4
3830 | 27053 | NC | SRVCc | Mixed mild | SRVCc_Mixed mild_4A | 4
3831 | 28621 | NC | SRVCc | Mixed mild | SRVCc_Mixed mild_4A | 4
3832 | 28623 | NC | SRVCc | Mixed mild | SRVCc_Mixed mild_4A | 4
3833 | 28676 | NC | SRVCc | Mixed mild | SRVCc_Mixed mild_4A | 4
3834 | 28683 | NC | SRVCc | Mixed mild | SRVCc_Mixed mild_4A | 4
3835 | 27009 | NC | SRVCc | Mixed mild | SRVCc_Mixed mild_4A | 4
3836 | 27016 | NC | SRVCc | Mixed mild | SRVCc_Mixed mild_4A | 4
3837 | 27019 | NC | SRVCc | Mixed mild | SRVCc_Mixed mild_4A | 4
3838 | 27021 | NC | SRVCc | Mixed mild | SRVCc_Mixed mild_4A | 4
3839 | 27022 | NC | SRVCc | Mixed mild | SRVCc_Mixed mild_4A | 4
3840 | 27025 | NC | SRVCc | Mixed mild | SRVCc_Mixed mild_4A | 4
3841 | 27042 | NC | SRVCc | Mixed mild | SRVCc_Mixed mild_4A | 4
3842 | 27045 | NC | SRVCc | Mixed mild | SRVCc_Mixed mild_4A | 4
3843 | 27046 | NC | SRVCc | Mixed mild | SRVCc_Mixed mild_4A | 4
3844 | 27050 | NC | SRVCc | Mixed mild | SRVCc_Mixed mild_4A | 4
3845 | 27052 | NC | SRVCc | Mixed mild | SRVCc_Mixed mild_4A | 4
3846 | 27357 | NC | SRVCc | Mixed mild | SRVCc_Mixed mild_4A | 4
3847 | 27010 | NC | SRVCc | Mixed mild | SRVCc_Mixed mild_4A | 4
3848 | 27012 | NC | SRVCc | Mixed mild | SRVCc_Mixed mild_4A | 4
3849 | 27023 | NC | SRVCc | Mixed mild | SRVCc_Mixed mild_4A | 4
3850 | 27040 | NC | SRVCc | Mixed mild | SRVCc_Mixed mild_4A | 4
3851 | 27051 | NC | SRVCc | Mixed mild | SRVCc_Mixed mild_4A | 4
3852 | 27094 | NC | SRVCc | Mixed mild | SRVCc_Mixed mild_4A | 4
3853 | 27099 | NC | SRVCc | Mixed mild | SRVCc_Mixed mild_4A | 4
3854 | 27101 | NC | SRVCc | Mixed mild | SRVCc_Mixed mild_4A | 4
3855 | 27102 | NC | SRVCc | Mixed mild | SRVCc_Mixed mild_4A | 4
3856 | 27103 | NC | SRVCc | Mixed mild | SRVCc_Mixed mild_4A | 4
3857 | 27104 | NC | SRVCc | Mixed mild | SRVCc_Mixed mild_4A | 4
3858 | 27105 | NC | SRVCc | Mixed mild | SRVCc_Mixed mild_4A | 4
3859 | 27106 | NC | SRVCc | Mixed mild | SRVCc_Mixed mild_4A | 4
3860 | 27107 | NC | SRVCc | Mixed mild | SRVCc_Mixed mild_4A | 4
3861 | 27108 | NC | SRVCc | Mixed mild | SRVCc_Mixed mild_4A | 4
3862 | 27109 | NC | SRVCc | Mixed mild | SRVCc_Mixed mild_4A | 4
3863 | 27110 | NC | SRVCc | Mixed mild | SRVCc_Mixed mild_4A | 4
3864 | 27111 | NC | SRVCc | Mixed mild | SRVCc_Mixed mild_4A | 4
3865 | 27113 | NC | SRVCc | Mixed mild | SRVCc_Mixed mild_4A | 4
3866 | 27114 | NC | SRVCc | Mixed mild | SRVCc_Mixed mild_4A | 4
3867 | 27115 | NC | SRVCc | Mixed mild | SRVCc_Mixed mild_4A | 4
3868 | 27116 | NC | SRVCc | Mixed mild | SRVCc_Mixed mild_4A | 4
3869 | 27117 | NC | SRVCc | Mixed mild | SRVCc_Mixed mild_4A | 4
3870 | 27120 | NC | SRVCc | Mixed mild | SRVCc_Mixed mild_4A | 4
3871 | 27127 | NC | SRVCc | Mixed mild | SRVCc_Mixed mild_4A | 4
3872 | 27130 | NC | SRVCc | Mixed mild | SRVCc_Mixed mild_4A | 4
3873 | 27150 | NC | SRVCc | Mixed mild | SRVCc_Mixed mild_4A | 4
3874 | 27152 | NC | SRVCc | Mixed mild | SRVCc_Mixed mild_4A | 4
3875 | 27155 | NC | SRVCc | Mixed mild | SRVCc_Mixed mild_4A | 4
3876 | 27157 | NC | SRVCc | Mixed mild | SRVCc_Mixed mild_4A | 4
3877 | 27199 | NC | SRVCc | Mixed mild | SRVCc_Mixed mild_4A | 4
3878 | 27235 | NC | SRVCc | Mixed mild | SRVCc_Mixed mild_4A | 4
3879 | 27265 | NC | SRVCc | Mixed mild | SRVCc_Mixed mild_4A | 4
3880 | 27284 | NC | SRVCc | Mixed mild | SRVCc_Mixed mild_4A | 4
3881 | 27285 | NC | SRVCc | Mixed mild | SRVCc_Mixed mild_4A | 4
3882 | 27011 | NC | SRVCc | Mixed mild | SRVCc_Mixed mild_4A | 4
3883 | 27018 | NC | SRVCc | Mixed mild | SRVCc_Mixed mild_4A | 4
3884 | 27020 | NC | SRVCc | Mixed mild | SRVCc_Mixed mild_4A | 4
3885 | 28642 | NC | SRVCc | Mixed mild | SRVCc_Mixed mild_4A | 4
3886 | 28689 | NC | SRVCc | Mixed mild | SRVCc_Mixed mild_4A | 4
3887 | 27013 | NC | SRVCc | Mixed mild | SRVCc_Mixed mild_4A | 4
3888 | 28010 | NC | SRVCc | Mixed mild | SRVCc_Mixed mild_4A | 4
3889 | 28036 | NC | SRVCc | Mixed mild | SRVCc_Mixed mild_4A | 4
3890 | 28115 | NC | SRVCc | Mixed mild | SRVCc_Mixed mild_4A | 4
3891 | 28117 | NC | SRVCc | Mixed mild | SRVCc_Mixed mild_4A | 4
3892 | 28123 | NC | SRVCc | Mixed mild | SRVCc_Mixed mild_4A | 4
3893 | 28125 | NC | SRVCc | Mixed mild | SRVCc_Mixed mild_4A | 4
3894 | 28166 | NC | SRVCc | Mixed mild | SRVCc_Mixed mild_4A | 4
3895 | 28636 | NC | SRVCc | Mixed mild | SRVCc_Mixed mild_4A | 4
3896 | 28660 | NC | SRVCc | Mixed mild | SRVCc_Mixed mild_4A | 4
3897 | 28677 | NC | SRVCc | Mixed mild | SRVCc_Mixed mild_4A | 4
3898 | 28678 | NC | SRVCc | Mixed mild | SRVCc_Mixed mild_4A | 4
3899 | 28687 | NC | SRVCc | Mixed mild | SRVCc_Mixed mild_4A | 4
3900 | 28688 | NC | SRVCc | Mixed mild | SRVCc_Mixed mild_4A | 4
3901 | 28699 | NC | SRVCc | Mixed mild | SRVCc_Mixed mild_4A | 4
3902 | 28606 | NC | SRVCc | Mixed mild | SRVCc_Mixed mild_4A | 4
3903 | 28618 | NC | SRVCc | Mixed mild | SRVCc_Mixed mild_4A | 4
3904 | 28624 | NC | SRVCc | Mixed mild | SRVCc_Mixed mild_4A | 4
3905 | 28635 | NC | SRVCc | Mixed mild | SRVCc_Mixed mild_4A | 4
3906 | 28640 | NC | SRVCc | Mixed mild | SRVCc_Mixed mild_4A | 4
3907 | 28644 | NC | SRVCc | Mixed mild | SRVCc_Mixed mild_4A | 4
3908 | 28645 | NC | SRVCc | Mixed mild | SRVCc_Mixed mild_4A | 4
3909 | 28649 | NC | SRVCc | Mixed mild | SRVCc_Mixed mild_4A | 4
3910 | 28651 | NC | SRVCc | Mixed mild | SRVCc_Mixed mild_4A | 4
3911 | 28654 | NC | SRVCc | Mixed mild | SRVCc_Mixed mild_4A | 4
3912 | 28656 | NC | SRVCc | Mixed mild | SRVCc_Mixed mild_4A | 4
3913 | 28659 | NC | SRVCc | Mixed mild | SRVCc_Mixed mild_4A | 4
3914 | 28665 | NC | SRVCc | Mixed mild | SRVCc_Mixed mild_4A | 4
3915 | 28669 | NC | SRVCc | Mixed mild | SRVCc_Mixed mild_4A | 4
3916 | 28670 | NC | SRVCc | Mixed mild | SRVCc_Mixed mild_4A | 4
3917 | 28675 | NC | SRVCc | Mixed mild | SRVCc_Mixed mild_4A | 4
3918 | 28681 | NC | SRVCc | Mixed mild | SRVCc_Mixed mild_4A | 4
3919 | 28685 | NC | SRVCc | Mixed mild | SRVCc_Mixed mild_4A | 4
3920 | 28694 | NC | SRVCc | Mixed mild | SRVCc_Mixed mild_4A | 4
3921 | 28697 | NC | SRVCc | Mixed mild | SRVCc_Mixed mild_4A | 4
3922 | 27027 | NC | SRVCc | Mixed mild | SRVCc_Mixed mild_4A | 4
3923 | 27048 | NC | SRVCc | Mixed mild | SRVCc_Mixed mild_4A | 4
3924 | 27214 | NC | SRVCc | Mixed mild | SRVCc_Mixed mild_4A | 4
3925 | 27249 | NC | SRVCc | Mixed mild | SRVCc_Mixed mild_4A | 4
3926 | 27288 | NC | SRVCc | Mixed mild | SRVCc_Mixed mild_4A | 4
3927 | 27289 | NC | SRVCc | Mixed mild | SRVCc_Mixed mild_4A | 4
3928 | 27311 | NC | SRVCc | Mixed mild | SRVCc_Mixed mild_4A | 4
3929 | 27320 | NC | SRVCc | Mixed mild | SRVCc_Mixed mild_4A | 4
3930 | 27326 | NC | SRVCc | Mixed mild | SRVCc_Mixed mild_4A | 4
3931 | 27358 | NC | SRVCc | Mixed mild | SRVCc_Mixed mild_4A | 4
3932 | 27375 | NC | SRVCc | Mixed mild | SRVCc_Mixed mild_4A | 4
3933 | 27201 | NC | SRVCc | Mixed mild | SRVCc_Mixed mild_4A | 4
3934 | 27202 | NC | SRVCc | Mixed mild | SRVCc_Mixed mild_4A | 4
3935 | 27215 | NC | SRVCc | Mixed mild | SRVCc_Mixed mild_4A | 4
3936 | 27216 | NC | SRVCc | Mixed mild | SRVCc_Mixed mild_4A | 4
3937 | 27217 | NC | SRVCc | Mixed mild | SRVCc_Mixed mild_4A | 4
3938 | 27243 | NC | SRVCc | Mixed mild | SRVCc_Mixed mild_4A | 4
3939 | 27244 | NC | SRVCc | Mixed mild | SRVCc_Mixed mild_4A | 4
3940 | 27253 | NC | SRVCc | Mixed mild | SRVCc_Mixed mild_4A | 4
3941 | 27258 | NC | SRVCc | Mixed mild | SRVCc_Mixed mild_4A | 4
3942 | 27298 | NC | SRVCc | Mixed mild | SRVCc_Mixed mild_4A | 4
3943 | 27302 | NC | SRVCc | Mixed mild | SRVCc_Mixed mild_4A | 4
3944 | 27340 | NC | SRVCc | Mixed mild | SRVCc_Mixed mild_4A | 4
3945 | 27344 | NC | SRVCc | Mixed mild | SRVCc_Mixed mild_4A | 4
3946 | 27349 | NC | SRVCc | Mixed mild | SRVCc_Mixed mild_4A | 4
3947 | 27359 | NC | SRVCc | Mixed mild | SRVCc_Mixed mild_4A | 4
3948 | 27207 | NC | SRVCc | Mixed mild | SRVCc_Mixed mild_4A | 4
3949 | 27213 | NC | SRVCc | Mixed mild | SRVCc_Mixed mild_4A | 4
3950 | 27252 | NC | SRVCc | Mixed mild | SRVCc_Mixed mild_4A | 4
3951 | 27256 | NC | SRVCc | Mixed mild | SRVCc_Mixed mild_4A | 4
3952 | 27312 | NC | SRVCc | Mixed mild | SRVCc_Mixed mild_4A | 4
3953 | 27330 | NC | SRVCc | Mixed mild | SRVCc_Mixed mild_4A | 4
3954 | 27332 | NC | SRVCc | Mixed mild | SRVCc_Mixed mild_4A | 4
3955 | 27502 | NC | SRVCc | Mixed mild | SRVCc_Mixed mild_4A | 4
3956 | 27516 | NC | SRVCc | Mixed mild | SRVCc_Mixed mild_4A | 4
3957 | 27517 | NC | SRVCc | Mixed mild | SRVCc_Mixed mild_4A | 4
3958 | 27519 | NC | SRVCc | Mixed mild | SRVCc_Mixed mild_4A | 4
3959 | 27523 | NC | SRVCc | Mixed mild | SRVCc_Mixed mild_4A | 4
3960 | 27540 | NC | SRVCc | Mixed mild | SRVCc_Mixed mild_4A | 4
3961 | 27559 | NC | SRVCc | Mixed mild | SRVCc_Mixed mild_4A | 4
3962 | 27562 | NC | SRVCc | Mixed mild | SRVCc_Mixed mild_4A | 4
3963 | 27713 | NC | SRVCc | Mixed mild | SRVCc_Mixed mild_4A | 4
3964 | 27212 | NC | SRVCc | Mixed mild | SRVCc_Mixed mild_4A | 4
3965 | 27291 | NC | SRVCc | Mixed mild | SRVCc_Mixed mild_4A | 4
3966 | 27305 | NC | SRVCc | Mixed mild | SRVCc_Mixed mild_4A | 4
3967 | 27314 | NC | SRVCc | Mixed mild | SRVCc_Mixed mild_4A | 4
3968 | 27315 | NC | SRVCc | Mixed mild | SRVCc_Mixed mild_4A | 4
3969 | 27343 | NC | SRVCc | Mixed mild | SRVCc_Mixed mild_4A | 4
3970 | 27379 | NC | SRVCc | Mixed mild | SRVCc_Mixed mild_4A | 4
3971 | 27261 | NC | SRVCc | Mixed mild | SRVCc_Mixed mild_4A | 4
3972 | 27264 | NC | SRVCc | Mixed mild | SRVCc_Mixed mild_4A | 4
3973 | 27268 | NC | SRVCc | Mixed mild | SRVCc_Mixed mild_4A | 4
3974 | 27282 | NC | SRVCc | Mixed mild | SRVCc_Mixed mild_4A | 4
3975 | 27301 | NC | SRVCc | Mixed mild | SRVCc_Mixed mild_4A | 4
3976 | 27310 | NC | SRVCc | Mixed mild | SRVCc_Mixed mild_4A | 4
3977 | 27342 | NC | SRVCc | Mixed mild | SRVCc_Mixed mild_4A | 4
3978 | 27377 | NC | SRVCc | Mixed mild | SRVCc_Mixed mild_4A | 4
3979 | 27401 | NC | SRVCc | Mixed mild | SRVCc_Mixed mild_4A | 4
3980 | 27402 | NC | SRVCc | Mixed mild | SRVCc_Mixed mild_4A | 4
3981 | 27403 | NC | SRVCc | Mixed mild | SRVCc_Mixed mild_4A | 4
3982 | 27404 | NC | SRVCc | Mixed mild | SRVCc_Mixed mild_4A | 4
3983 | 27405 | NC | SRVCc | Mixed mild | SRVCc_Mixed mild_4A | 4
3984 | 27406 | NC | SRVCc | Mixed mild | SRVCc_Mixed mild_4A | 4
3985 | 27407 | NC | SRVCc | Mixed mild | SRVCc_Mixed mild_4A | 4
3986 | 27408 | NC | SRVCc | Mixed mild | SRVCc_Mixed mild_4A | 4
3987 | 27409 | NC | SRVCc | Mixed mild | SRVCc_Mixed mild_4A | 4
3988 | 27410 | NC | SRVCc | Mixed mild | SRVCc_Mixed mild_4A | 4
3989 | 27411 | NC | SRVCc | Mixed mild | SRVCc_Mixed mild_4A | 4
3990 | 27412 | NC | SRVCc | Mixed mild | SRVCc_Mixed mild_4A | 4
3991 | 27413 | NC | SRVCc | Mixed mild | SRVCc_Mixed mild_4A | 4
3992 | 27415 | NC | SRVCc | Mixed mild | SRVCc_Mixed mild_4A | 4
3993 | 27416 | NC | SRVCc | Mixed mild | SRVCc_Mixed mild_4A | 4
3994 | 27417 | NC | SRVCc | Mixed mild | SRVCc_Mixed mild_4A | 4
3995 | 27419 | NC | SRVCc | Mixed mild | SRVCc_Mixed mild_4A | 4
3996 | 27420 | NC | SRVCc | Mixed mild | SRVCc_Mixed mild_4A | 4
3997 | 27425 | NC | SRVCc | Mixed mild | SRVCc_Mixed mild_4A | 4
3998 | 27429 | NC | SRVCc | Mixed mild | SRVCc_Mixed mild_4A | 4
3999 | 27435 | NC | SRVCc | Mixed mild | SRVCc_Mixed mild_4A | 4
4000 | 27438 | NC | SRVCc | Mixed mild | SRVCc_Mixed mild_4A | 4
4001 | 27455 | NC | SRVCc | Mixed mild | SRVCc_Mixed mild_4A | 4
4002 | 27495 | NC | SRVCc | Mixed mild | SRVCc_Mixed mild_4A | 4
4003 | 27497 | NC | SRVCc | Mixed mild | SRVCc_Mixed mild_4A | 4
4004 | 27498 | NC | SRVCc | Mixed mild | SRVCc_Mixed mild_4A | 4
4005 | 27499 | NC | SRVCc | Mixed mild | SRVCc_Mixed mild_4A | 4
4006 | 27231 | NC | SRVCc | Mixed mild | SRVCc_Mixed mild_4A | 4
4007 | 27541 | NC | SRVCc | Mixed mild | SRVCc_Mixed mild_4A | 4
4008 | 27565 | NC | SRVCc | Mixed mild | SRVCc_Mixed mild_4A | 4
4009 | 27572 | NC | SRVCc | Mixed mild | SRVCc_Mixed mild_4A | 4
4010 | 27573 | NC | SRVCc | Mixed mild | SRVCc_Mixed mild_4A | 4
4011 | 27574 | NC | SRVCc | Mixed mild | SRVCc_Mixed mild_4A | 4
4012 | 27583 | NC | SRVCc | Mixed mild | SRVCc_Mixed mild_4A | 4
4013 | 27278 | NC | SRVCc | Mixed mild | SRVCc_Mixed mild_4A | 4
4014 | 27510 | NC | SRVCc | Mixed mild | SRVCc_Mixed mild_4A | 4
4015 | 27514 | NC | SRVCc | Mixed mild | SRVCc_Mixed mild_4A | 4
4016 | 27515 | NC | SRVCc | Mixed mild | SRVCc_Mixed mild_4A | 4
4017 | 27599 | NC | SRVCc | Mixed mild | SRVCc_Mixed mild_4A | 4
4018 | 27705 | NC | SRVCc | Mixed mild | SRVCc_Mixed mild_4A | 4
4019 | 27707 | NC | SRVCc | Mixed mild | SRVCc_Mixed mild_4A | 4
4020 | 27712 | NC | SRVCc | Mixed mild | SRVCc_Mixed mild_4A | 4
4021 | 27503 | NC | SRVCc | Mixed mild | SRVCc_Mixed mild_4A | 4
4022 | 27560 | NC | SRVCc | Mixed mild | SRVCc_Mixed mild_4A | 4
4023 | 27613 | NC | SRVCc | Mixed mild | SRVCc_Mixed mild_4A | 4
4024 | 27617 | NC | SRVCc | Mixed mild | SRVCc_Mixed mild_4A | 4
4025 | 27701 | NC | SRVCc | Mixed mild | SRVCc_Mixed mild_4A | 4
4026 | 27702 | NC | SRVCc | Mixed mild | SRVCc_Mixed mild_4A | 4
4027 | 27703 | NC | SRVCc | Mixed mild | SRVCc_Mixed mild_4A | 4
4028 | 27704 | NC | SRVCc | Mixed mild | SRVCc_Mixed mild_4A | 4
4029 | 27706 | NC | SRVCc | Mixed mild | SRVCc_Mixed mild_4A | 4
4030 | 27708 | NC | SRVCc | Mixed mild | SRVCc_Mixed mild_4A | 4
4031 | 27709 | NC | SRVCc | Mixed mild | SRVCc_Mixed mild_4A | 4
4032 | 27710 | NC | SRVCc | Mixed mild | SRVCc_Mixed mild_4A | 4
4033 | 27715 | NC | SRVCc | Mixed mild | SRVCc_Mixed mild_4A | 4
4034 | 27717 | NC | SRVCc | Mixed mild | SRVCc_Mixed mild_4A | 4
4035 | 27722 | NC | SRVCc | Mixed mild | SRVCc_Mixed mild_4A | 4
4036 | 27501 | NC | SRVCc | Mixed mild | SRVCc_Mixed mild_4A | 4
4037 | 27504 | NC | SRVCc | Mixed mild | SRVCc_Mixed mild_4A | 4
4038 | 27505 | NC | SRVCc | Mixed mild | SRVCc_Mixed mild_4A | 4
4039 | 27506 | NC | SRVCc | Mixed mild | SRVCc_Mixed mild_4A | 4
4040 | 27521 | NC | SRVCc | Mixed mild | SRVCc_Mixed mild_4A | 4
4041 | 27526 | NC | SRVCc | Mixed mild | SRVCc_Mixed mild_4A | 4
4042 | 27543 | NC | SRVCc | Mixed mild | SRVCc_Mixed mild_4A | 4
4043 | 27546 | NC | SRVCc | Mixed mild | SRVCc_Mixed mild_4A | 4
4044 | 27552 | NC | SRVCc | Mixed mild | SRVCc_Mixed mild_4A | 4
4045 | 27592 | NC | SRVCc | Mixed mild | SRVCc_Mixed mild_4A | 4
4046 | 28323 | NC | SRVCc | Mixed mild | SRVCc_Mixed mild_4A | 4
4047 | 28334 | NC | SRVCc | Mixed mild | SRVCc_Mixed mild_4A | 4
4048 | 28339 | NC | SRVCc | Mixed mild | SRVCc_Mixed mild_4A | 4
4049 | 28356 | NC | SRVCc | Mixed mild | SRVCc_Mixed mild_4A | 4
4050 | 28368 | NC | SRVCc | Mixed mild | SRVCc_Mixed mild_4A | 4
4051 | 28390 | NC | SRVCc | Mixed mild | SRVCc_Mixed mild_4A | 4
4052 | 27331 | NC | SRVCc | Mixed mild | SRVCc_Mixed mild_4A | 4
4053 | 28355 | NC | SRVCc | Mixed mild | SRVCc_Mixed mild_4A | 4
4054 | 27511 | NC | SRVCc | Mixed mild | SRVCc_Mixed mild_4A | 4
4055 | 27512 | NC | SRVCc | Mixed mild | SRVCc_Mixed mild_4A | 4
4056 | 27513 | NC | SRVCc | Mixed mild | SRVCc_Mixed mild_4A | 4
4057 | 27518 | NC | SRVCc | Mixed mild | SRVCc_Mixed mild_4A | 4
4058 | 27522 | NC | SRVCc | Mixed mild | SRVCc_Mixed mild_4A | 4
4059 | 27539 | NC | SRVCc | Mixed mild | SRVCc_Mixed mild_4A | 4
4060 | 27545 | NC | SRVCc | Mixed mild | SRVCc_Mixed mild_4A | 4
4061 | 27571 | NC | SRVCc | Mixed mild | SRVCc_Mixed mild_4A | 4
4062 | 27587 | NC | SRVCc | Mixed mild | SRVCc_Mixed mild_4A | 4
4063 | 27588 | NC | SRVCc | Mixed mild | SRVCc_Mixed mild_4A | 4
4064 | 27596 | NC | SRVCc | Mixed mild | SRVCc_Mixed mild_4A | 4
4065 | 27601 | NC | SRVCc | Mixed mild | SRVCc_Mixed mild_4A | 4
4066 | 27602 | NC | SRVCc | Mixed mild | SRVCc_Mixed mild_4A | 4
4067 | 27604 | NC | SRVCc | Mixed mild | SRVCc_Mixed mild_4A | 4
4068 | 27605 | NC | SRVCc | Mixed mild | SRVCc_Mixed mild_4A | 4
4069 | 27606 | NC | SRVCc | Mixed mild | SRVCc_Mixed mild_4A | 4
4070 | 27607 | NC | SRVCc | Mixed mild | SRVCc_Mixed mild_4A | 4
4071 | 27608 | NC | SRVCc | Mixed mild | SRVCc_Mixed mild_4A | 4
4072 | 27609 | NC | SRVCc | Mixed mild | SRVCc_Mixed mild_4A | 4
4073 | 27611 | NC | SRVCc | Mixed mild | SRVCc_Mixed mild_4A | 4
4074 | 27612 | NC | SRVCc | Mixed mild | SRVCc_Mixed mild_4A | 4
4075 | 27614 | NC | SRVCc | Mixed mild | SRVCc_Mixed mild_4A | 4
4076 | 27615 | NC | SRVCc | Mixed mild | SRVCc_Mixed mild_4A | 4
4077 | 27616 | NC | SRVCc | Mixed mild | SRVCc_Mixed mild_4A | 4
4078 | 27619 | NC | SRVCc | Mixed mild | SRVCc_Mixed mild_4A | 4
4079 | 27620 | NC | SRVCc | Mixed mild | SRVCc_Mixed mild_4A | 4
4080 | 27622 | NC | SRVCc | Mixed mild | SRVCc_Mixed mild_4A | 4
4081 | 27623 | NC | SRVCc | Mixed mild | SRVCc_Mixed mild_4A | 4
4082 | 27624 | NC | SRVCc | Mixed mild | SRVCc_Mixed mild_4A | 4
4083 | 27627 | NC | SRVCc | Mixed mild | SRVCc_Mixed mild_4A | 4
4084 | 27628 | NC | SRVCc | Mixed mild | SRVCc_Mixed mild_4A | 4
4085 | 27629 | NC | SRVCc | Mixed mild | SRVCc_Mixed mild_4A | 4
4086 | 27636 | NC | SRVCc | Mixed mild | SRVCc_Mixed mild_4A | 4
4087 | 27640 | NC | SRVCc | Mixed mild | SRVCc_Mixed mild_4A | 4
4088 | 27656 | NC | SRVCc | Mixed mild | SRVCc_Mixed mild_4A | 4
4089 | 27658 | NC | SRVCc | Mixed mild | SRVCc_Mixed mild_4A | 4
4090 | 27661 | NC | SRVCc | Mixed mild | SRVCc_Mixed mild_4A | 4
4091 | 27675 | NC | SRVCc | Mixed mild | SRVCc_Mixed mild_4A | 4
4092 | 27676 | NC | SRVCc | Mixed mild | SRVCc_Mixed mild_4A | 4
4093 | 27690 | NC | SRVCc | Mixed mild | SRVCc_Mixed mild_4A | 4
4094 | 27697 | NC | SRVCc | Mixed mild | SRVCc_Mixed mild_4A | 4
4095 | 27699 | NC | SRVCc | Mixed mild | SRVCc_Mixed mild_4A | 4
4096 | 27507 | NC | SRVCc | Mixed mild | SRVCc_Mixed mild_4A | 4
4097 | 27536 | NC | SRVCc | Mixed mild | SRVCc_Mixed mild_4A | 4
4098 | 27537 | NC | SRVCc | Mixed mild | SRVCc_Mixed mild_4A | 4
4099 | 27544 | NC | SRVCc | Mixed mild | SRVCc_Mixed mild_4A | 4
4100 | 27553 | NC | SRVCc | Mixed mild | SRVCc_Mixed mild_4A | 4
4101 | 27556 | NC | SRVCc | Mixed mild | SRVCc_Mixed mild_4A | 4
4102 | 27563 | NC | SRVCc | Mixed mild | SRVCc_Mixed mild_4A | 4
4103 | 27584 | NC | SRVCc | Mixed mild | SRVCc_Mixed mild_4A | 4
4104 | 27509 | NC | SRVCc | Mixed mild | SRVCc_Mixed mild_4A | 4
4105 | 27525 | NC | SRVCc | Mixed mild | SRVCc_Mixed mild_4A | 4
4106 | 27581 | NC | SRVCc | Mixed mild | SRVCc_Mixed mild_4A | 4
4107 | 27582 | NC | SRVCc | Mixed mild | SRVCc_Mixed mild_4A | 4
4108 | 27508 | NC | SRVCc | Mixed mild | SRVCc_Mixed mild_4A | 4
4109 | 27549 | NC | SRVCc | Mixed mild | SRVCc_Mixed mild_4A | 4
4110 | 27589 | NC | SRVCc | Mixed mild | SRVCc_Mixed mild_4A | 4
4111 | 27816 | NC | SRVCc | Mixed mild | SRVCc_Mixed mild_4A | 4
4112 | 27882 | NC | SRVCc | Mixed mild | SRVCc_Mixed mild_4A | 4
4113 | 27551 | NC | SRVCc | Mixed mild | SRVCc_Mixed mild_4A | 4
4114 | 27570 | NC | SRVCc | Mixed mild | SRVCc_Mixed mild_4A | 4
4115 | 27586 | NC | SRVCc | Mixed mild | SRVCc_Mixed mild_4A | 4
4116 | 27594 | NC | SRVCc | Mixed mild | SRVCc_Mixed mild_4A | 4
4117 | 27842 | NC | SRVCc | Mixed mild | SRVCc_Mixed mild_4A | 4
4118 | 27844 | NC | SRVCc | Mixed mild | SRVCc_Mixed mild_4A | 4
4119 | 27850 | NC | SRVCc | Mixed mild | SRVCc_Mixed mild_4A | 4
4120 | 27801 | NC | SRVCc | Mixed mild | SRVCc_Mixed mild_4A | 4
4121 | 27804 | NC | SRVCc | Mixed mild | SRVCc_Mixed mild_4A | 4
4122 | 27809 | NC | SRVCc | Mixed mild | SRVCc_Mixed mild_4A | 4
4123 | 27856 | NC | SRVCc | Mixed mild | SRVCc_Mixed mild_4A | 4
4124 | 27868 | NC | SRVCc | Mixed mild | SRVCc_Mixed mild_4A | 4
4125 | 27878 | NC | SRVCc | Mixed mild | SRVCc_Mixed mild_4A | 4
4126 | 27891 | NC | SRVCc | Mixed mild | SRVCc_Mixed mild_4A | 4
4127 | 27805 | NC | SRVCc | Mixed mild | SRVCc_Mixed mild_4A | 4
4128 | 27820 | NC | SRVCc | Mixed mild | SRVCc_Mixed mild_4A | 4
4129 | 27831 | NC | SRVCc | Mixed mild | SRVCc_Mixed mild_4A | 4
4130 | 27832 | NC | SRVCc | Mixed mild | SRVCc_Mixed mild_4A | 4
4131 | 27845 | NC | SRVCc | Mixed mild | SRVCc_Mixed mild_4A | 4
4132 | 27853 | NC | SRVCc | Mixed mild | SRVCc_Mixed mild_4A | 4
4133 | 27855 | NC | SRVCc | Mixed mild | SRVCc_Mixed mild_4A | 4
4134 | 27862 | NC | SRVCc | Mixed mild | SRVCc_Mixed mild_4A | 4
4135 | 27866 | NC | SRVCc | Mixed mild | SRVCc_Mixed mild_4A | 4
4136 | 27867 | NC | SRVCc | Mixed mild | SRVCc_Mixed mild_4A | 4
4137 | 27869 | NC | SRVCc | Mixed mild | SRVCc_Mixed mild_4A | 4
4138 | 27876 | NC | SRVCc | Mixed mild | SRVCc_Mixed mild_4A | 4
4139 | 27877 | NC | SRVCc | Mixed mild | SRVCc_Mixed mild_4A | 4
4140 | 27897 | NC | SRVCc | Mixed mild | SRVCc_Mixed mild_4A | 4
4141 | 27818 | NC | SRVCc | Mixed mild | SRVCc_Mixed mild_4A | 4
4142 | 27910 | NC | SRVCc | Mixed mild | SRVCc_Mixed mild_4A | 4
4143 | 27922 | NC | SRVCc | Mixed mild | SRVCc_Mixed mild_4A | 4
4144 | 27942 | NC | SRVCc | Mixed mild | SRVCc_Mixed mild_4A | 4
4145 | 27986 | NC | SRVCc | Mixed mild | SRVCc_Mixed mild_4A | 4
4146 | 27847 | NC | SRVCc | Mixed mild | SRVCc_Mixed mild_4A | 4
4147 | 27849 | NC | SRVCc | Mixed mild | SRVCc_Mixed mild_4A | 4
4148 | 27872 | NC | SRVCc | Mixed mild | SRVCc_Mixed mild_4A | 4
4149 | 27924 | NC | SRVCc | Mixed mild | SRVCc_Mixed mild_4A | 4
4150 | 27957 | NC | SRVCc | Mixed mild | SRVCc_Mixed mild_4A | 4
4151 | 27967 | NC | SRVCc | Mixed mild | SRVCc_Mixed mild_4A | 4
4152 | 27983 | NC | SRVCc | Mixed mild | SRVCc_Mixed mild_4A | 4
4153 | 27823 | NC | SRVCc | Mixed mild | SRVCc_Mixed mild_4A | 4
4154 | 27839 | NC | SRVCc | Mixed mild | SRVCc_Mixed mild_4A | 4
4155 | 27870 | NC | SRVCc | Mixed mild | SRVCc_Mixed mild_4A | 4
4156 | 27887 | NC | SRVCc | Mixed mild | SRVCc_Mixed mild_4A | 4
4157 | 27890 | NC | SRVCc | Mixed mild | SRVCc_Mixed mild_4A | 4
4158 | 27919 | NC | SRVCc | Mixed mild | SRVCc_Mixed mild_4A | 4
4159 | 27926 | NC | SRVCc | Mixed mild | SRVCc_Mixed mild_4A | 4
4160 | 27935 | NC | SRVCc | Mixed mild | SRVCc_Mixed mild_4A | 4
4161 | 27937 | NC | SRVCc | Mixed mild | SRVCc_Mixed mild_4A | 4
4162 | 27938 | NC | SRVCc | Mixed mild | SRVCc_Mixed mild_4A | 4
4163 | 27946 | NC | SRVCc | Mixed mild | SRVCc_Mixed mild_4A | 4
4164 | 27969 | NC | SRVCc | Mixed mild | SRVCc_Mixed mild_4A | 4
4165 | 27979 | NC | SRVCc | Mixed mild | SRVCc_Mixed mild_4A | 4
4166 | 28037 | NC | SRVCc | Mixed mild | SRVCc_Mixed mild_4A | 4
4167 | 28090 | NC | SRVCc | Mixed mild | SRVCc_Mixed mild_4A | 4
4168 | 28093 | NC | SRVCc | Mixed mild | SRVCc_Mixed mild_4A | 4
4169 | 28168 | NC | SRVCc | Mixed mild | SRVCc_Mixed mild_4A | 4
4170 | 28650 | NC | SRVCc | Mixed mild | SRVCc_Mixed mild_4A | 4
4171 | 28673 | NC | SRVCc | Mixed mild | SRVCc_Mixed mild_4A | 4
4172 | 28017 | NC | SRVCc | Mixed mild | SRVCc_Mixed mild_4A | 4
4173 | 28020 | NC | SRVCc | Mixed mild | SRVCc_Mixed mild_4A | 4
4174 | 28038 | NC | SRVCc | Mixed mild | SRVCc_Mixed mild_4A | 4
4175 | 28040 | NC | SRVCc | Mixed mild | SRVCc_Mixed mild_4A | 4
4176 | 28042 | NC | SRVCc | Mixed mild | SRVCc_Mixed mild_4A | 4
4177 | 28073 | NC | SRVCc | Mixed mild | SRVCc_Mixed mild_4A | 4
4178 | 28089 | NC | SRVCc | Mixed mild | SRVCc_Mixed mild_4A | 4
4179 | 28114 | NC | SRVCc | Mixed mild | SRVCc_Mixed mild_4A | 4
4180 | 28136 | NC | SRVCc | Mixed mild | SRVCc_Mixed mild_4A | 4
4181 | 28150 | NC | SRVCc | Mixed mild | SRVCc_Mixed mild_4A | 4
4182 | 28151 | NC | SRVCc | Mixed mild | SRVCc_Mixed mild_4A | 4
4183 | 28152 | NC | SRVCc | Mixed mild | SRVCc_Mixed mild_4A | 4
4184 | 28169 | NC | SRVCc | Mixed mild | SRVCc_Mixed mild_4A | 4
4185 | 28612 | NC | SRVCc | Mixed mild | SRVCc_Mixed mild_4A | 4
4186 | 28018 | NC | SRVCc | Mixed mild | SRVCc_Mixed mild_4A | 4
4187 | 28019 | NC | SRVCc | Mixed mild | SRVCc_Mixed mild_4A | 4
4188 | 28024 | NC | SRVCc | Mixed mild | SRVCc_Mixed mild_4A | 4
4189 | 28043 | NC | SRVCc | Mixed mild | SRVCc_Mixed mild_4A | 4
4190 | 28074 | NC | SRVCc | Mixed mild | SRVCc_Mixed mild_4A | 4
4191 | 28076 | NC | SRVCc | Mixed mild | SRVCc_Mixed mild_4A | 4
4192 | 28139 | NC | SRVCc | Mixed mild | SRVCc_Mixed mild_4A | 4
4193 | 28160 | NC | SRVCc | Mixed mild | SRVCc_Mixed mild_4A | 4
4194 | 28167 | NC | SRVCc | Mixed mild | SRVCc_Mixed mild_4A | 4
4195 | 28711 | NC | SRVCc | Mixed mild | SRVCc_Mixed mild_4A | 4
4196 | 28720 | NC | SRVCc | Mixed mild | SRVCc_Mixed mild_4A | 4
4197 | 28746 | NC | SRVCc | Mixed mild | SRVCc_Mixed mild_4A | 4
4198 | 28752 | NC | SRVCc | Mixed mild | SRVCc_Mixed mild_4A | 4
4199 | 28756 | NC | SRVCc | Mixed mild | SRVCc_Mixed mild_4A | 4
4200 | 28601 | NC | SRVCc | Mixed mild | SRVCc_Mixed mild_4A | 4
4201 | 28602 | NC | SRVCc | Mixed mild | SRVCc_Mixed mild_4A | 4
4202 | 28619 | NC | SRVCc | Mixed mild | SRVCc_Mixed mild_4A | 4
4203 | 28628 | NC | SRVCc | Mixed mild | SRVCc_Mixed mild_4A | 4
4204 | 28637 | NC | SRVCc | Mixed mild | SRVCc_Mixed mild_4A | 4
4205 | 28641 | NC | SRVCc | Mixed mild | SRVCc_Mixed mild_4A | 4
4206 | 28647 | NC | SRVCc | Mixed mild | SRVCc_Mixed mild_4A | 4
4207 | 28655 | NC | SRVCc | Mixed mild | SRVCc_Mixed mild_4A | 4
4208 | 28657 | NC | SRVCc | Mixed mild | SRVCc_Mixed mild_4A | 4
4209 | 28666 | NC | SRVCc | Mixed mild | SRVCc_Mixed mild_4A | 4
4210 | 28671 | NC | SRVCc | Mixed mild | SRVCc_Mixed mild_4A | 4
4211 | 28680 | NC | SRVCc | Mixed mild | SRVCc_Mixed mild_4A | 4
4212 | 28690 | NC | SRVCc | Mixed mild | SRVCc_Mixed mild_4A | 4
4213 | 28761 | NC | SRVCc | Mixed mild | SRVCc_Mixed mild_4A | 4
4214 | 28603 | NC | SRVCc | Mixed mild | SRVCc_Mixed mild_4A | 4
4215 | 28609 | NC | SRVCc | Mixed mild | SRVCc_Mixed mild_4A | 4
4216 | 28610 | NC | SRVCc | Mixed mild | SRVCc_Mixed mild_4A | 4
4217 | 28613 | NC | SRVCc | Mixed mild | SRVCc_Mixed mild_4A | 4
4218 | 28658 | NC | SRVCc | Mixed mild | SRVCc_Mixed mild_4A | 4
4219 | 28682 | NC | SRVCc | Mixed mild | SRVCc_Mixed mild_4A | 4
4220 | 28722 | NC | SRVCc | Mixed mild | SRVCc_Mixed mild_4A | 4
4221 | 28731 | NC | SRVCc | Mixed mild | SRVCc_Mixed mild_4A | 4
4222 | 28750 | NC | SRVCc | Mixed mild | SRVCc_Mixed mild_4A | 4
4223 | 28773 | NC | SRVCc | Mixed mild | SRVCc_Mixed mild_4A | 4
4224 | 28782 | NC | SRVCc | Mixed mild | SRVCc_Mixed mild_4A | 4
4225 | 28792 | NC | SRVCc | Mixed mild | SRVCc_Mixed mild_4A | 4
4226 | 28714 | NC | SRVCc | Mixed mild | SRVCc_Mixed mild_4A | 4
4227 | 28749 | NC | SRVCc | Mixed mild | SRVCc_Mixed mild_4A | 4
4228 | 28762 | NC | SRVCc | Mixed mild | SRVCc_Mixed mild_4A | 4
4229 | 28777 | NC | SRVCc | Mixed mild | SRVCc_Mixed mild_4A | 4
4230 | 28605 | NC | SRVCc | Mixed mild | SRVCc_Mixed mild_4A | 4
4231 | 28611 | NC | SRVCc | Mixed mild | SRVCc_Mixed mild_4A | 4
4232 | 28630 | NC | SRVCc | Mixed mild | SRVCc_Mixed mild_4A | 4
4233 | 28633 | NC | SRVCc | Mixed mild | SRVCc_Mixed mild_4A | 4
4234 | 28638 | NC | SRVCc | Mixed mild | SRVCc_Mixed mild_4A | 4
4235 | 28661 | NC | SRVCc | Mixed mild | SRVCc_Mixed mild_4A | 4
4236 | 28667 | NC | SRVCc | Mixed mild | SRVCc_Mixed mild_4A | 4
4237 | 28701 | NC | SRVCc | Mixed mild | SRVCc_Mixed mild_4A | 4
4238 | 28704 | NC | SRVCc | Mixed mild | SRVCc_Mixed mild_4A | 4
4239 | 28709 | NC | SRVCc | Mixed mild | SRVCc_Mixed mild_4A | 4
4240 | 28715 | NC | SRVCc | Mixed mild | SRVCc_Mixed mild_4A | 4
4241 | 28716 | NC | SRVCc | Mixed mild | SRVCc_Mixed mild_4A | 4
4242 | 28721 | NC | SRVCc | Mixed mild | SRVCc_Mixed mild_4A | 4
4243 | 28728 | NC | SRVCc | Mixed mild | SRVCc_Mixed mild_4A | 4
4244 | 28730 | NC | SRVCc | Mixed mild | SRVCc_Mixed mild_4A | 4
4245 | 28732 | NC | SRVCc | Mixed mild | SRVCc_Mixed mild_4A | 4
4246 | 28748 | NC | SRVCc | Mixed mild | SRVCc_Mixed mild_4A | 4
4247 | 28753 | NC | SRVCc | Mixed mild | SRVCc_Mixed mild_4A | 4
4248 | 28754 | NC | SRVCc | Mixed mild | SRVCc_Mixed mild_4A | 4
4249 | 28757 | NC | SRVCc | Mixed mild | SRVCc_Mixed mild_4A | 4
4250 | 28759 | NC | SRVCc | Mixed mild | SRVCc_Mixed mild_4A | 4
4251 | 28770 | NC | SRVCc | Mixed mild | SRVCc_Mixed mild_4A | 4
4252 | 28776 | NC | SRVCc | Mixed mild | SRVCc_Mixed mild_4A | 4
4253 | 28778 | NC | SRVCc | Mixed mild | SRVCc_Mixed mild_4A | 4
4254 | 28787 | NC | SRVCc | Mixed mild | SRVCc_Mixed mild_4A | 4
4255 | 28791 | NC | SRVCc | Mixed mild | SRVCc_Mixed mild_4A | 4
4256 | 28801 | NC | SRVCc | Mixed mild | SRVCc_Mixed mild_4A | 4
4257 | 28802 | NC | SRVCc | Mixed mild | SRVCc_Mixed mild_4A | 4
4258 | 28803 | NC | SRVCc | Mixed mild | SRVCc_Mixed mild_4A | 4
4259 | 28804 | NC | SRVCc | Mixed mild | SRVCc_Mixed mild_4A | 4
4260 | 28805 | NC | SRVCc | Mixed mild | SRVCc_Mixed mild_4A | 4
4261 | 28806 | NC | SRVCc | Mixed mild | SRVCc_Mixed mild_4A | 4
4262 | 28810 | NC | SRVCc | Mixed mild | SRVCc_Mixed mild_4A | 4
4263 | 28813 | NC | SRVCc | Mixed mild | SRVCc_Mixed mild_4A | 4
4264 | 28814 | NC | SRVCc | Mixed mild | SRVCc_Mixed mild_4A | 4
4265 | 28815 | NC | SRVCc | Mixed mild | SRVCc_Mixed mild_4A | 4
4266 | 28816 | NC | SRVCc | Mixed mild | SRVCc_Mixed mild_4A | 4
4267 | 28743 | NC | SRVCc | Mixed mild | SRVCc_Mixed mild_4A | 4
4268 | 28702 | NC | SRVCc | Mixed mild | SRVCc_Mixed mild_4A | 4
4269 | 28713 | NC | SRVCc | Mixed mild | SRVCc_Mixed mild_4A | 4
4270 | 28719 | NC | SRVCc | Mixed mild | SRVCc_Mixed mild_4A | 4
4271 | 28771 | NC | SRVCc | Mixed mild | SRVCc_Mixed mild_4A | 4
4272 | 28781 | NC | SRVCc | Mixed mild | SRVCc_Mixed mild_4A | 4
4273 | 28789 | NC | SRVCc | Mixed mild | SRVCc_Mixed mild_4A | 4
4274 | 28733 | NC | SRVCc | Mixed mild | SRVCc_Mixed mild_4A | 4
4275 | 28710 | NC | SRVCc | Mixed mild | SRVCc_Mixed mild_4A | 4
4276 | 28724 | NC | SRVCc | Mixed mild | SRVCc_Mixed mild_4A | 4
4277 | 28726 | NC | SRVCc | Mixed mild | SRVCc_Mixed mild_4A | 4
4278 | 28727 | NC | SRVCc | Mixed mild | SRVCc_Mixed mild_4A | 4
4279 | 28729 | NC | SRVCc | Mixed mild | SRVCc_Mixed mild_4A | 4
4280 | 28735 | NC | SRVCc | Mixed mild | SRVCc_Mixed mild_4A | 4
4281 | 28739 | NC | SRVCc | Mixed mild | SRVCc_Mixed mild_4A | 4
4282 | 28742 | NC | SRVCc | Mixed mild | SRVCc_Mixed mild_4A | 4
4283 | 28758 | NC | SRVCc | Mixed mild | SRVCc_Mixed mild_4A | 4
4284 | 28760 | NC | SRVCc | Mixed mild | SRVCc_Mixed mild_4A | 4
4285 | 28766 | NC | SRVCc | Mixed mild | SRVCc_Mixed mild_4A | 4
4286 | 28768 | NC | SRVCc | Mixed mild | SRVCc_Mixed mild_4A | 4
4287 | 28784 | NC | SRVCc | Mixed mild | SRVCc_Mixed mild_4A | 4
4288 | 28790 | NC | SRVCc | Mixed mild | SRVCc_Mixed mild_4A | 4
4289 | 28793 | NC | SRVCc | Mixed mild | SRVCc_Mixed mild_4A | 4
4290 | 28707 | NC | SRVCc | Mixed mild | SRVCc_Mixed mild_4A | 4
4291 | 28717 | NC | SRVCc | Mixed mild | SRVCc_Mixed mild_4A | 4
4292 | 28723 | NC | SRVCc | Mixed mild | SRVCc_Mixed mild_4A | 4
4293 | 28725 | NC | SRVCc | Mixed mild | SRVCc_Mixed mild_4A | 4
4294 | 28734 | NC | SRVCc | Mixed mild | SRVCc_Mixed mild_4A | 4
4295 | 28736 | NC | SRVCc | Mixed mild | SRVCc_Mixed mild_4A | 4
4296 | 28741 | NC | SRVCc | Mixed mild | SRVCc_Mixed mild_4A | 4
4297 | 28747 | NC | SRVCc | Mixed mild | SRVCc_Mixed mild_4A | 4
4298 | 28751 | NC | SRVCc | Mixed mild | SRVCc_Mixed mild_4A | 4
4299 | 28774 | NC | SRVCc | Mixed mild | SRVCc_Mixed mild_4A | 4
4300 | 28779 | NC | SRVCc | Mixed mild | SRVCc_Mixed mild_4A | 4
4301 | 28783 | NC | SRVCc | Mixed mild | SRVCc_Mixed mild_4A | 4
4302 | 28788 | NC | SRVCc | Mixed mild | SRVCc_Mixed mild_4A | 4
4303 | 28708 | NC | SRVCc | Mixed mild | SRVCc_Mixed mild_4A | 4
4304 | 28712 | NC | SRVCc | Mixed mild | SRVCc_Mixed mild_4A | 4
4305 | 28718 | NC | SRVCc | Mixed mild | SRVCc_Mixed mild_4A | 4
4306 | 28772 | NC | SRVCc | Mixed mild | SRVCc_Mixed mild_4A | 4
4307 | 28744 | NC | SRVCc | Mixed mild | SRVCc_Mixed mild_4A | 4
4308 | 28763 | NC | SRVCc | Mixed mild | SRVCc_Mixed mild_4A | 4
4309 | 28775 | NC | SRVCc | Mixed mild | SRVCc_Mixed mild_4A | 4
4310 | 28901 | NC | SRVCc | Mixed mild | SRVCc_Mixed mild_4A | 4
4311 | 28738 | NC | SRVCc | Mixed mild | SRVCc_Mixed mild_4A | 4
4312 | 28745 | NC | SRVCc | Mixed mild | SRVCc_Mixed mild_4A | 4
4313 | 28785 | NC | SRVCc | Mixed mild | SRVCc_Mixed mild_4A | 4
4314 | 28786 | NC | SRVCc | Mixed mild | SRVCc_Mixed mild_4A | 4
4315 | 28902 | NC | SRVCc | Mixed mild | SRVCc_Mixed mild_4A | 4
4316 | 28904 | NC | SRVCc | Mixed mild | SRVCc_Mixed mild_4A | 4
4317 | 28906 | NC | SRVCc | Mixed mild | SRVCc_Mixed mild_4A | 4
4318 | 28909 | NC | SRVCc | Mixed mild | SRVCc_Mixed mild_4A | 4
4319 | 28903 | NC | SRVCc | Mixed mild | SRVCc_Mixed mild_4A | 4
4320 | 28905 | NC | SRVCc | Mixed mild | SRVCc_Mixed mild_4A | 4
4321 | 30148 | GA | SRSOc | Mixed mild | SRSOc_Mixed mild_4A | 4
4322 | 30533 | GA | SRSOc | Mixed mild | SRSOc_Mixed mild_4A | 4
4323 | 30536 | GA | SRSOc | Mixed mild | SRSOc_Mixed mild_4A | 4
4324 | 30105 | GA | SRSOc | Mixed mild | SRSOc_Mixed mild_4A | 4
4325 | 30124 | GA | SRSOc | Mixed mild | SRSOc_Mixed mild_4A | 4
4326 | 30125 | GA | SRSOc | Mixed mild | SRSOc_Mixed mild_4A | 4
4327 | 30129 | GA | SRSOc | Mixed mild | SRSOc_Mixed mild_4A | 4
4328 | 30147 | GA | SRSOc | Mixed mild | SRSOc_Mixed mild_4A | 4
4329 | 30149 | GA | SRSOc | Mixed mild | SRSOc_Mixed mild_4A | 4
4330 | 30162 | GA | SRSOc | Mixed mild | SRSOc_Mixed mild_4A | 4
4331 | 30164 | GA | SRSOc | Mixed mild | SRSOc_Mixed mild_4A | 4
4332 | 30165 | GA | SRSOc | Mixed mild | SRSOc_Mixed mild_4A | 4
4333 | 30172 | GA | SRSOc | Mixed mild | SRSOc_Mixed mild_4A | 4
4334 | 30173 | GA | SRSOc | Mixed mild | SRSOc_Mixed mild_4A | 4
4335 | 30701 | GA | SRSOc | Mixed mild | SRSOc_Mixed mild_4A | 4
4336 | 30733 | GA | SRSOc | Mixed mild | SRSOc_Mixed mild_4A | 4
4337 | 30747 | GA | SRSOc | Mixed mild | SRSOc_Mixed mild_4A | 4
4338 | 30175 | GA | SRSOc | Mixed mild | SRSOc_Mixed mild_4A | 4
4339 | 30703 | GA | SRSOc | Mixed mild | SRSOc_Mixed mild_4A | 4
4340 | 30705 | GA | SRSOc | Mixed mild | SRSOc_Mixed mild_4A | 4
4341 | 30721 | GA | SRSOc | Mixed mild | SRSOc_Mixed mild_4A | 4
4342 | 30732 | GA | SRSOc | Mixed mild | SRSOc_Mixed mild_4A | 4
4343 | 30734 | GA | SRSOc | Mixed mild | SRSOc_Mixed mild_4A | 4
4344 | 30735 | GA | SRSOc | Mixed mild | SRSOc_Mixed mild_4A | 4
4345 | 30746 | GA | SRSOc | Mixed mild | SRSOc_Mixed mild_4A | 4
4346 | 30730 | GA | SRSOc | Mixed mild | SRSOc_Mixed mild_4A | 4
4347 | 30731 | GA | SRSOc | Mixed mild | SRSOc_Mixed mild_4A | 4
4348 | 30753 | GA | SRSOc | Mixed mild | SRSOc_Mixed mild_4A | 4
4349 | 30177 | GA | SRSOc | Mixed mild | SRSOc_Mixed mild_4A | 4
4350 | 30540 | GA | SRSOc | Mixed mild | SRSOc_Mixed mild_4A | 4
4351 | 30513 | GA | SRSOc | Mixed mild | SRSOc_Mixed mild_4A | 4
4352 | 30522 | GA | SRSOc | Mixed mild | SRSOc_Mixed mild_4A | 4
4353 | 30539 | GA | SRSOc | Mixed mild | SRSOc_Mixed mild_4A | 4
4354 | 30501 | GA | SRSOc | Mixed mild | SRSOc_Mixed mild_4A | 4
4355 | 30502 | GA | SRSOc | Mixed mild | SRSOc_Mixed mild_4A | 4
4356 | 30503 | GA | SRSOc | Mixed mild | SRSOc_Mixed mild_4A | 4
4357 | 30504 | GA | SRSOc | Mixed mild | SRSOc_Mixed mild_4A | 4
4358 | 30507 | GA | SRSOc | Mixed mild | SRSOc_Mixed mild_4A | 4
4359 | 30510 | GA | SRSOc | Mixed mild | SRSOc_Mixed mild_4A | 4
4360 | 30527 | GA | SRSOc | Mixed mild | SRSOc_Mixed mild_4A | 4
4361 | 30528 | GA | SRSOc | Mixed mild | SRSOc_Mixed mild_4A | 4
4362 | 30531 | GA | SRSOc | Mixed mild | SRSOc_Mixed mild_4A | 4
4363 | 30542 | GA | SRSOc | Mixed mild | SRSOc_Mixed mild_4A | 4
4364 | 30543 | GA | SRSOc | Mixed mild | SRSOc_Mixed mild_4A | 4
4365 | 30554 | GA | SRSOc | Mixed mild | SRSOc_Mixed mild_4A | 4
4366 | 30564 | GA | SRSOc | Mixed mild | SRSOc_Mixed mild_4A | 4
4367 | 30566 | GA | SRSOc | Mixed mild | SRSOc_Mixed mild_4A | 4
4368 | 30567 | GA | SRSOc | Mixed mild | SRSOc_Mixed mild_4A | 4
4369 | 30575 | GA | SRSOc | Mixed mild | SRSOc_Mixed mild_4A | 4
4370 | 30511 | GA | SRSOc | Mixed mild | SRSOc_Mixed mild_4A | 4
4371 | 30523 | GA | SRSOc | Mixed mild | SRSOc_Mixed mild_4A | 4
4372 | 30535 | GA | SRSOc | Mixed mild | SRSOc_Mixed mild_4A | 4
4373 | 30563 | GA | SRSOc | Mixed mild | SRSOc_Mixed mild_4A | 4
4374 | 30571 | GA | SRSOc | Mixed mild | SRSOc_Mixed mild_4A | 4
4375 | 30577 | GA | SRSOc | Mixed mild | SRSOc_Mixed mild_4A | 4
4376 | 30580 | GA | SRSOc | Mixed mild | SRSOc_Mixed mild_4A | 4
4377 | 30521 | GA | SRSOc | Mixed mild | SRSOc_Mixed mild_4A | 4
4378 | 30529 | GA | SRSOc | Mixed mild | SRSOc_Mixed mild_4A | 4
4379 | 30530 | GA | SRSOc | Mixed mild | SRSOc_Mixed mild_4A | 4
4380 | 30547 | GA | SRSOc | Mixed mild | SRSOc_Mixed mild_4A | 4
4381 | 30558 | GA | SRSOc | Mixed mild | SRSOc_Mixed mild_4A | 4
4382 | 30633 | GA | SRSOc | Mixed mild | SRSOc_Mixed mild_4A | 4
4383 | 30512 | GA | SRSOc | Mixed mild | SRSOc_Mixed mild_4A | 4
4384 | 30541 | GA | SRSOc | Mixed mild | SRSOc_Mixed mild_4A | 4
4385 | 30555 | GA | SRSOc | Mixed mild | SRSOc_Mixed mild_4A | 4
4386 | 30559 | GA | SRSOc | Mixed mild | SRSOc_Mixed mild_4A | 4
4387 | 30560 | GA | SRSOc | Mixed mild | SRSOc_Mixed mild_4A | 4
4388 | 30572 | GA | SRSOc | Mixed mild | SRSOc_Mixed mild_4A | 4
4389 | 30597 | GA | SRSOc | Mixed mild | SRSOc_Mixed mild_4A | 4
4390 | 30514 | GA | SRSOc | Mixed mild | SRSOc_Mixed mild_4A | 4
4391 | 30582 | GA | SRSOc | Mixed mild | SRSOc_Mixed mild_4A | 4
4392 | 30516 | GA | SRSOc | Mixed mild | SRSOc_Mixed mild_4A | 4
4393 | 30520 | GA | SRSOc | Mixed mild | SRSOc_Mixed mild_4A | 4
4394 | 30538 | GA | SRSOc | Mixed mild | SRSOc_Mixed mild_4A | 4
4395 | 30553 | GA | SRSOc | Mixed mild | SRSOc_Mixed mild_4A | 4
4396 | 30557 | GA | SRSOc | Mixed mild | SRSOc_Mixed mild_4A | 4
4397 | 30639 | GA | SRSOc | Mixed mild | SRSOc_Mixed mild_4A | 4
4398 | 30662 | GA | SRSOc | Mixed mild | SRSOc_Mixed mild_4A | 4
4399 | 30545 | GA | SRSOc | Mixed mild | SRSOc_Mixed mild_4A | 4
4400 | 30525 | GA | SRSOc | Mixed mild | SRSOc_Mixed mild_4A | 4
4401 | 30537 | GA | SRSOc | Mixed mild | SRSOc_Mixed mild_4A | 4
4402 | 30552 | GA | SRSOc | Mixed mild | SRSOc_Mixed mild_4A | 4
4403 | 30562 | GA | SRSOc | Mixed mild | SRSOc_Mixed mild_4A | 4
4404 | 30568 | GA | SRSOc | Mixed mild | SRSOc_Mixed mild_4A | 4
4405 | 30573 | GA | SRSOc | Mixed mild | SRSOc_Mixed mild_4A | 4
4406 | 30576 | GA | SRSOc | Mixed mild | SRSOc_Mixed mild_4A | 4
4407 | 30581 | GA | SRSOc | Mixed mild | SRSOc_Mixed mild_4A | 4
4408 | 30546 | GA | SRSOc | Mixed mild | SRSOc_Mixed mild_4A | 4
4409 | 30598 | GA | SRSOc | Mixed mild | SRSOc_Mixed mild_4A | 4
4410 | 30708 | GA | SRSOc | Mixed mild | SRSOc_Mixed mild_4A | 4
4411 | 30711 | GA | SRSOc | Mixed mild | SRSOc_Mixed mild_4A | 4
4412 | 30724 | GA | SRSOc | Mixed mild | SRSOc_Mixed mild_4A | 4
4413 | 30751 | GA | SRSOc | Mixed mild | SRSOc_Mixed mild_4A | 4
4414 | 30707 | GA | SRSOc | Mixed mild | SRSOc_Mixed mild_4A | 4
4415 | 30725 | GA | SRSOc | Mixed mild | SRSOc_Mixed mild_4A | 4
4416 | 30728 | GA | SRSOc | Mixed mild | SRSOc_Mixed mild_4A | 4
4417 | 30736 | GA | SRSOc | Mixed mild | SRSOc_Mixed mild_4A | 4
4418 | 30738 | GA | SRSOc | Mixed mild | SRSOc_Mixed mild_4A | 4
4419 | 30739 | GA | SRSOc | Mixed mild | SRSOc_Mixed mild_4A | 4
4420 | 30740 | GA | SRSOc | Mixed mild | SRSOc_Mixed mild_4A | 4
4421 | 30741 | GA | SRSOc | Mixed mild | SRSOc_Mixed mild_4A | 4
4422 | 30742 | GA | SRSOc | Mixed mild | SRSOc_Mixed mild_4A | 4
4423 | 30750 | GA | SRSOc | Mixed mild | SRSOc_Mixed mild_4A | 4
4424 | 30710 | GA | SRSOc | Mixed mild | SRSOc_Mixed mild_4A | 4
4425 | 30726 | GA | SRSOc | Mixed mild | SRSOc_Mixed mild_4A | 4
4426 | 30755 | GA | SRSOc | Mixed mild | SRSOc_Mixed mild_4A | 4
4427 | 30719 | GA | SRSOc | Mixed mild | SRSOc_Mixed mild_4A | 4
4428 | 30720 | GA | SRSOc | Mixed mild | SRSOc_Mixed mild_4A | 4
4429 | 30722 | GA | SRSOc | Mixed mild | SRSOc_Mixed mild_4A | 4
4430 | 30756 | GA | SRSOc | Mixed mild | SRSOc_Mixed mild_4A | 4
4431 | 30752 | GA | SRSOc | Mixed mild | SRSOc_Mixed mild_4A | 4
4432 | 30757 | GA | SRSOc | Mixed mild | SRSOc_Mixed mild_4A | 4
4433 | 37010 | TN | SRTVc | Mixed mild | SRTVc_Mixed mild_4A | 4
4434 | 37032 | TN | SRTVc | Mixed mild | SRTVc_Mixed mild_4A | 4
4435 | 37043 | TN | SRTVc | Mixed mild | SRTVc_Mixed mild_4A | 4
4436 | 37048 | TN | SRTVc | Mixed mild | SRTVc_Mixed mild_4A | 4
4437 | 37049 | TN | SRTVc | Mixed mild | SRTVc_Mixed mild_4A | 4
4438 | 37072 | TN | SRTVc | Mixed mild | SRTVc_Mixed mild_4A | 4
4439 | 37073 | TN | SRTVc | Mixed mild | SRTVc_Mixed mild_4A | 4
4440 | 37080 | TN | SRTVc | Mixed mild | SRTVc_Mixed mild_4A | 4
4441 | 37141 | TN | SRTVc | Mixed mild | SRTVc_Mixed mild_4A | 4
4442 | 37146 | TN | SRTVc | Mixed mild | SRTVc_Mixed mild_4A | 4
4443 | 37148 | TN | SRTVc | Mixed mild | SRTVc_Mixed mild_4A | 4
4444 | 37152 | TN | SRTVc | Mixed mild | SRTVc_Mixed mild_4A | 4
4445 | 37172 | TN | SRTVc | Mixed mild | SRTVc_Mixed mild_4A | 4
4446 | 37188 | TN | SRTVc | Mixed mild | SRTVc_Mixed mild_4A | 4
4447 | 37015 | TN | SRTVc | Mixed mild | SRTVc_Mixed mild_4A | 4
4448 | 37035 | TN | SRTVc | Mixed mild | SRTVc_Mixed mild_4A | 4
4449 | 37040 | TN | SRTVc | Mixed mild | SRTVc_Mixed mild_4A | 4
4450 | 37041 | TN | SRTVc | Mixed mild | SRTVc_Mixed mild_4A | 4
4451 | 37042 | TN | SRTVc | Mixed mild | SRTVc_Mixed mild_4A | 4
4452 | 37044 | TN | SRTVc | Mixed mild | SRTVc_Mixed mild_4A | 4
4453 | 37050 | TN | SRTVc | Mixed mild | SRTVc_Mixed mild_4A | 4
4454 | 37051 | TN | SRTVc | Mixed mild | SRTVc_Mixed mild_4A | 4
4455 | 37052 | TN | SRTVc | Mixed mild | SRTVc_Mixed mild_4A | 4
4456 | 37061 | TN | SRTVc | Mixed mild | SRTVc_Mixed mild_4A | 4
4457 | 37079 | TN | SRTVc | Mixed mild | SRTVc_Mixed mild_4A | 4
4458 | 37142 | TN | SRTVc | Mixed mild | SRTVc_Mixed mild_4A | 4
4459 | 37171 | TN | SRTVc | Mixed mild | SRTVc_Mixed mild_4A | 4
4460 | 37191 | TN | SRTVc | Mixed mild | SRTVc_Mixed mild_4A | 4
4461 | 42223 | KY | SRTVc | Mixed mild | SRTVc_Mixed mild_4A | 4
4462 | 37011 | TN | SRTVc | Mixed mild | SRTVc_Mixed mild_4A | 4
4463 | 37013 | TN | SRTVc | Mixed mild | SRTVc_Mixed mild_4A | 4
4464 | 37024 | TN | SRTVc | Mixed mild | SRTVc_Mixed mild_4A | 4
4465 | 37027 | TN | SRTVc | Mixed mild | SRTVc_Mixed mild_4A | 4
4466 | 37064 | TN | SRTVc | Mixed mild | SRTVc_Mixed mild_4A | 4
4467 | 37070 | TN | SRTVc | Mixed mild | SRTVc_Mixed mild_4A | 4
4468 | 37076 | TN | SRTVc | Mixed mild | SRTVc_Mixed mild_4A | 4
4469 | 37086 | TN | SRTVc | Mixed mild | SRTVc_Mixed mild_4A | 4
4470 | 37115 | TN | SRTVc | Mixed mild | SRTVc_Mixed mild_4A | 4
4471 | 37116 | TN | SRTVc | Mixed mild | SRTVc_Mixed mild_4A | 4
4472 | 37122 | TN | SRTVc | Mixed mild | SRTVc_Mixed mild_4A | 4
4473 | 37135 | TN | SRTVc | Mixed mild | SRTVc_Mixed mild_4A | 4
4474 | 37138 | TN | SRTVc | Mixed mild | SRTVc_Mixed mild_4A | 4
4475 | 37143 | TN | SRTVc | Mixed mild | SRTVc_Mixed mild_4A | 4
4476 | 37189 | TN | SRTVc | Mixed mild | SRTVc_Mixed mild_4A | 4
4477 | 37201 | TN | SRTVc | Mixed mild | SRTVc_Mixed mild_4A | 4
4478 | 37202 | TN | SRTVc | Mixed mild | SRTVc_Mixed mild_4A | 4
4479 | 37203 | TN | SRTVc | Mixed mild | SRTVc_Mixed mild_4A | 4
4480 | 37204 | TN | SRTVc | Mixed mild | SRTVc_Mixed mild_4A | 4
4481 | 37205 | TN | SRTVc | Mixed mild | SRTVc_Mixed mild_4A | 4
4482 | 37206 | TN | SRTVc | Mixed mild | SRTVc_Mixed mild_4A | 4
4483 | 37207 | TN | SRTVc | Mixed mild | SRTVc_Mixed mild_4A | 4
4484 | 37208 | TN | SRTVc | Mixed mild | SRTVc_Mixed mild_4A | 4
4485 | 37209 | TN | SRTVc | Mixed mild | SRTVc_Mixed mild_4A | 4
4486 | 37210 | TN | SRTVc | Mixed mild | SRTVc_Mixed mild_4A | 4
4487 | 37211 | TN | SRTVc | Mixed mild | SRTVc_Mixed mild_4A | 4
4488 | 37212 | TN | SRTVc | Mixed mild | SRTVc_Mixed mild_4A | 4
4489 | 37213 | TN | SRTVc | Mixed mild | SRTVc_Mixed mild_4A | 4
4490 | 37214 | TN | SRTVc | Mixed mild | SRTVc_Mixed mild_4A | 4
4491 | 37215 | TN | SRTVc | Mixed mild | SRTVc_Mixed mild_4A | 4
4492 | 37216 | TN | SRTVc | Mixed mild | SRTVc_Mixed mild_4A | 4
4493 | 37217 | TN | SRTVc | Mixed mild | SRTVc_Mixed mild_4A | 4
4494 | 37218 | TN | SRTVc | Mixed mild | SRTVc_Mixed mild_4A | 4
4495 | 37219 | TN | SRTVc | Mixed mild | SRTVc_Mixed mild_4A | 4
4496 | 37220 | TN | SRTVc | Mixed mild | SRTVc_Mixed mild_4A | 4
4497 | 37221 | TN | SRTVc | Mixed mild | SRTVc_Mixed mild_4A | 4
4498 | 37222 | TN | SRTVc | Mixed mild | SRTVc_Mixed mild_4A | 4
4499 | 37224 | TN | SRTVc | Mixed mild | SRTVc_Mixed mild_4A | 4
4500 | 37227 | TN | SRTVc | Mixed mild | SRTVc_Mixed mild_4A | 4
4501 | 37228 | TN | SRTVc | Mixed mild | SRTVc_Mixed mild_4A | 4
4502 | 37229 | TN | SRTVc | Mixed mild | SRTVc_Mixed mild_4A | 4
4503 | 37232 | TN | SRTVc | Mixed mild | SRTVc_Mixed mild_4A | 4
4504 | 37234 | TN | SRTVc | Mixed mild | SRTVc_Mixed mild_4A | 4
4505 | 37235 | TN | SRTVc | Mixed mild | SRTVc_Mixed mild_4A | 4
4506 | 37236 | TN | SRTVc | Mixed mild | SRTVc_Mixed mild_4A | 4
4507 | 37238 | TN | SRTVc | Mixed mild | SRTVc_Mixed mild_4A | 4
4508 | 37240 | TN | SRTVc | Mixed mild | SRTVc_Mixed mild_4A | 4
4509 | 37242 | TN | SRTVc | Mixed mild | SRTVc_Mixed mild_4A | 4
4510 | 37243 | TN | SRTVc | Mixed mild | SRTVc_Mixed mild_4A | 4
4511 | 37246 | TN | SRTVc | Mixed mild | SRTVc_Mixed mild_4A | 4
4512 | 37250 | TN | SRTVc | Mixed mild | SRTVc_Mixed mild_4A | 4
4513 | 37012 | TN | SRTVc | Mixed mild | SRTVc_Mixed mild_4A | 4
4514 | 37016 | TN | SRTVc | Mixed mild | SRTVc_Mixed mild_4A | 4
4515 | 37071 | TN | SRTVc | Mixed mild | SRTVc_Mixed mild_4A | 4
4516 | 37085 | TN | SRTVc | Mixed mild | SRTVc_Mixed mild_4A | 4
4517 | 37087 | TN | SRTVc | Mixed mild | SRTVc_Mixed mild_4A | 4
4518 | 37088 | TN | SRTVc | Mixed mild | SRTVc_Mixed mild_4A | 4
4519 | 37090 | TN | SRTVc | Mixed mild | SRTVc_Mixed mild_4A | 4
4520 | 37095 | TN | SRTVc | Mixed mild | SRTVc_Mixed mild_4A | 4
4521 | 37118 | TN | SRTVc | Mixed mild | SRTVc_Mixed mild_4A | 4
4522 | 37121 | TN | SRTVc | Mixed mild | SRTVc_Mixed mild_4A | 4
4523 | 37184 | TN | SRTVc | Mixed mild | SRTVc_Mixed mild_4A | 4
4524 | 37059 | TN | SRTVc | Mixed mild | SRTVc_Mixed mild_4A | 4
4525 | 37166 | TN | SRTVc | Mixed mild | SRTVc_Mixed mild_4A | 4
4526 | 38544 | TN | SRTVc | Mixed mild | SRTVc_Mixed mild_4A | 4
4527 | 38548 | TN | SRTVc | Mixed mild | SRTVc_Mixed mild_4A | 4
4528 | 38567 | TN | SRTVc | Mixed mild | SRTVc_Mixed mild_4A | 4
4529 | 38569 | TN | SRTVc | Mixed mild | SRTVc_Mixed mild_4A | 4
4530 | 38581 | TN | SRTVc | Mixed mild | SRTVc_Mixed mild_4A | 4
4531 | 38582 | TN | SRTVc | Mixed mild | SRTVc_Mixed mild_4A | 4
4532 | 38583 | TN | SRTVc | Mixed mild | SRTVc_Mixed mild_4A | 4
4533 | 37030 | TN | SRTVc | Mixed mild | SRTVc_Mixed mild_4A | 4
4534 | 37057 | TN | SRTVc | Mixed mild | SRTVc_Mixed mild_4A | 4
4535 | 37074 | TN | SRTVc | Mixed mild | SRTVc_Mixed mild_4A | 4
4536 | 37145 | TN | SRTVc | Mixed mild | SRTVc_Mixed mild_4A | 4
4537 | 37151 | TN | SRTVc | Mixed mild | SRTVc_Mixed mild_4A | 4
4538 | 38547 | TN | SRTVc | Mixed mild | SRTVc_Mixed mild_4A | 4
4539 | 38552 | TN | SRTVc | Mixed mild | SRTVc_Mixed mild_4A | 4
4540 | 38560 | TN | SRTVc | Mixed mild | SRTVc_Mixed mild_4A | 4
4541 | 38563 | TN | SRTVc | Mixed mild | SRTVc_Mixed mild_4A | 4
4542 | 37014 | TN | SRTVc | Mixed mild | SRTVc_Mixed mild_4A | 4
4543 | 37025 | TN | SRTVc | Mixed mild | SRTVc_Mixed mild_4A | 4
4544 | 37046 | TN | SRTVc | Mixed mild | SRTVc_Mixed mild_4A | 4
4545 | 37060 | TN | SRTVc | Mixed mild | SRTVc_Mixed mild_4A | 4
4546 | 37062 | TN | SRTVc | Mixed mild | SRTVc_Mixed mild_4A | 4
4547 | 37065 | TN | SRTVc | Mixed mild | SRTVc_Mixed mild_4A | 4
4548 | 37067 | TN | SRTVc | Mixed mild | SRTVc_Mixed mild_4A | 4
4549 | 37068 | TN | SRTVc | Mixed mild | SRTVc_Mixed mild_4A | 4
4550 | 37069 | TN | SRTVc | Mixed mild | SRTVc_Mixed mild_4A | 4
4551 | 37082 | TN | SRTVc | Mixed mild | SRTVc_Mixed mild_4A | 4
4552 | 37174 | TN | SRTVc | Mixed mild | SRTVc_Mixed mild_4A | 4
4553 | 37179 | TN | SRTVc | Mixed mild | SRTVc_Mixed mild_4A | 4
4554 | 38401 | TN | SRTVc | Mixed mild | SRTVc_Mixed mild_4A | 4
4555 | 38476 | TN | SRTVc | Mixed mild | SRTVc_Mixed mild_4A | 4
4556 | 37020 | TN | SRTVc | Mixed mild | SRTVc_Mixed mild_4A | 4
4557 | 37037 | TN | SRTVc | Mixed mild | SRTVc_Mixed mild_4A | 4
4558 | 37063 | TN | SRTVc | Mixed mild | SRTVc_Mixed mild_4A | 4
4559 | 37089 | TN | SRTVc | Mixed mild | SRTVc_Mixed mild_4A | 4
4560 | 37127 | TN | SRTVc | Mixed mild | SRTVc_Mixed mild_4A | 4
4561 | 37128 | TN | SRTVc | Mixed mild | SRTVc_Mixed mild_4A | 4
4562 | 37129 | TN | SRTVc | Mixed mild | SRTVc_Mixed mild_4A | 4
4563 | 37130 | TN | SRTVc | Mixed mild | SRTVc_Mixed mild_4A | 4
4564 | 37131 | TN | SRTVc | Mixed mild | SRTVc_Mixed mild_4A | 4
4565 | 37132 | TN | SRTVc | Mixed mild | SRTVc_Mixed mild_4A | 4
4566 | 37133 | TN | SRTVc | Mixed mild | SRTVc_Mixed mild_4A | 4
4567 | 37149 | TN | SRTVc | Mixed mild | SRTVc_Mixed mild_4A | 4
4568 | 37153 | TN | SRTVc | Mixed mild | SRTVc_Mixed mild_4A | 4
4569 | 37160 | TN | SRTVc | Mixed mild | SRTVc_Mixed mild_4A | 4
4570 | 37167 | TN | SRTVc | Mixed mild | SRTVc_Mixed mild_4A | 4
4571 | 37180 | TN | SRTVc | Mixed mild | SRTVc_Mixed mild_4A | 4
4572 | 37036 | TN | SRTVc | Mixed mild | SRTVc_Mixed mild_4A | 4
4573 | 37187 | TN | SRTVc | Mixed mild | SRTVc_Mixed mild_4A | 4
4574 | 37018 | TN | SRTVc | Mixed mild | SRTVc_Mixed mild_4A | 4
4575 | 37026 | TN | SRTVc | Mixed mild | SRTVc_Mixed mild_4A | 4
4576 | 37110 | TN | SRTVc | Mixed mild | SRTVc_Mixed mild_4A | 4
4577 | 37190 | TN | SRTVc | Mixed mild | SRTVc_Mixed mild_4A | 4
4578 | 37357 | TN | SRTVc | Mixed mild | SRTVc_Mixed mild_4A | 4
4579 | 37034 | TN | SRTVc | Mixed mild | SRTVc_Mixed mild_4A | 4
4580 | 37091 | TN | SRTVc | Mixed mild | SRTVc_Mixed mild_4A | 4
4581 | 37144 | TN | SRTVc | Mixed mild | SRTVc_Mixed mild_4A | 4
4582 | 37161 | TN | SRTVc | Mixed mild | SRTVc_Mixed mild_4A | 4
4583 | 37183 | TN | SRTVc | Mixed mild | SRTVc_Mixed mild_4A | 4
4584 | 37334 | TN | SRTVc | Mixed mild | SRTVc_Mixed mild_4A | 4
4585 | 37360 | TN | SRTVc | Mixed mild | SRTVc_Mixed mild_4A | 4
4586 | 37388 | TN | SRTVc | Mixed mild | SRTVc_Mixed mild_4A | 4
4587 | 37330 | TN | SRTVc | Mixed mild | SRTVc_Mixed mild_4A | 4
4588 | 37342 | TN | SRTVc | Mixed mild | SRTVc_Mixed mild_4A | 4
4589 | 37355 | TN | SRTVc | Mixed mild | SRTVc_Mixed mild_4A | 4
4590 | 37366 | TN | SRTVc | Mixed mild | SRTVc_Mixed mild_4A | 4
4591 | 37382 | TN | SRTVc | Mixed mild | SRTVc_Mixed mild_4A | 4
4592 | 37389 | TN | SRTVc | Mixed mild | SRTVc_Mixed mild_4A | 4
4593 | 37019 | TN | SRTVc | Mixed mild | SRTVc_Mixed mild_4A | 4
4594 | 37047 | TN | SRTVc | Mixed mild | SRTVc_Mixed mild_4A | 4
4595 | 38451 | TN | SRTVc | Mixed mild | SRTVc_Mixed mild_4A | 4
4596 | 38472 | TN | SRTVc | Mixed mild | SRTVc_Mixed mild_4A | 4
4597 | 37022 | TN | SRTVc | Mixed mild | SRTVc_Mixed mild_4A | 4
4598 | 37031 | TN | SRTVc | Mixed mild | SRTVc_Mixed mild_4A | 4
4599 | 37066 | TN | SRTVc | Mixed mild | SRTVc_Mixed mild_4A | 4
4600 | 37075 | TN | SRTVc | Mixed mild | SRTVc_Mixed mild_4A | 4
4601 | 37077 | TN | SRTVc | Mixed mild | SRTVc_Mixed mild_4A | 4
4602 | 37119 | TN | SRTVc | Mixed mild | SRTVc_Mixed mild_4A | 4
4603 | 37186 | TN | SRTVc | Mixed mild | SRTVc_Mixed mild_4A | 4
4604 | 37083 | TN | SRTVc | Mixed mild | SRTVc_Mixed mild_4A | 4
4605 | 37150 | TN | SRTVc | Mixed mild | SRTVc_Mixed mild_4A | 4
4606 | 38588 | TN | SRTVc | Mixed mild | SRTVc_Mixed mild_4A | 4
4607 | 37023 | TN | SRTVc | Mixed mild | SRTVc_Mixed mild_4A | 4
4608 | 37028 | TN | SRTVc | Mixed mild | SRTVc_Mixed mild_4A | 4
4609 | 37058 | TN | SRTVc | Mixed mild | SRTVc_Mixed mild_4A | 4
4610 | 37175 | TN | SRTVc | Mixed mild | SRTVc_Mixed mild_4A | 4
4611 | 37178 | TN | SRTVc | Mixed mild | SRTVc_Mixed mild_4A | 4
4612 | 37033 | TN | SRTVc | Mixed mild | SRTVc_Mixed mild_4A | 4
4613 | 37055 | TN | SRTVc | Mixed mild | SRTVc_Mixed mild_4A | 4
4614 | 37096 | TN | SRTVc | Mixed mild | SRTVc_Mixed mild_4A | 4
4615 | 37097 | TN | SRTVc | Mixed mild | SRTVc_Mixed mild_4A | 4
4616 | 37098 | TN | SRTVc | Mixed mild | SRTVc_Mixed mild_4A | 4
4617 | 37101 | TN | SRTVc | Mixed mild | SRTVc_Mixed mild_4A | 4
4618 | 37137 | TN | SRTVc | Mixed mild | SRTVc_Mixed mild_4A | 4
4619 | 37140 | TN | SRTVc | Mixed mild | SRTVc_Mixed mild_4A | 4
4620 | 38454 | TN | SRTVc | Mixed mild | SRTVc_Mixed mild_4A | 4
4621 | 38461 | TN | SRTVc | Mixed mild | SRTVc_Mixed mild_4A | 4
4622 | 38462 | TN | SRTVc | Mixed mild | SRTVc_Mixed mild_4A | 4
4623 | 38487 | TN | SRTVc | Mixed mild | SRTVc_Mixed mild_4A | 4
4624 | 37029 | TN | SRTVc | Mixed mild | SRTVc_Mixed mild_4A | 4
4625 | 37056 | TN | SRTVc | Mixed mild | SRTVc_Mixed mild_4A | 4
4626 | 37165 | TN | SRTVc | Mixed mild | SRTVc_Mixed mild_4A | 4
4627 | 37181 | TN | SRTVc | Mixed mild | SRTVc_Mixed mild_4A | 4
4628 | 38501 | TN | SRTVc | Mixed mild | SRTVc_Mixed mild_4A | 4
4629 | 38506 | TN | SRTVc | Mixed mild | SRTVc_Mixed mild_4A | 4
4630 | 38545 | TN | SRTVc | Mixed mild | SRTVc_Mixed mild_4A | 4
4631 | 38551 | TN | SRTVc | Mixed mild | SRTVc_Mixed mild_4A | 4
4632 | 38562 | TN | SRTVc | Mixed mild | SRTVc_Mixed mild_4A | 4
4633 | 38564 | TN | SRTVc | Mixed mild | SRTVc_Mixed mild_4A | 4
4634 | 38568 | TN | SRTVc | Mixed mild | SRTVc_Mixed mild_4A | 4
4635 | 38474 | TN | SRTVc | Mixed mild | SRTVc_Mixed mild_4A | 4
4636 | 38483 | TN | SRTVc | Mixed mild | SRTVc_Mixed mild_4A | 4
4637 | 38485 | TN | SRTVc | Mixed mild | SRTVc_Mixed mild_4A | 4
4638 | 38425 | TN | SRTVc | Mixed mild | SRTVc_Mixed mild_4A | 4
4639 | 38449 | TN | SRTVc | Mixed mild | SRTVc_Mixed mild_4A | 4
4640 | 38453 | TN | SRTVc | Mixed mild | SRTVc_Mixed mild_4A | 4
4641 | 38455 | TN | SRTVc | Mixed mild | SRTVc_Mixed mild_4A | 4
4642 | 38456 | TN | SRTVc | Mixed mild | SRTVc_Mixed mild_4A | 4
4643 | 38459 | TN | SRTVc | Mixed mild | SRTVc_Mixed mild_4A | 4
4644 | 38460 | TN | SRTVc | Mixed mild | SRTVc_Mixed mild_4A | 4
4645 | 38464 | TN | SRTVc | Mixed mild | SRTVc_Mixed mild_4A | 4
4646 | 38468 | TN | SRTVc | Mixed mild | SRTVc_Mixed mild_4A | 4
4647 | 38473 | TN | SRTVc | Mixed mild | SRTVc_Mixed mild_4A | 4
4648 | 38477 | TN | SRTVc | Mixed mild | SRTVc_Mixed mild_4A | 4
4649 | 38478 | TN | SRTVc | Mixed mild | SRTVc_Mixed mild_4A | 4
4650 | 37328 | TN | SRTVc | Mixed mild | SRTVc_Mixed mild_4A | 4
4651 | 37335 | TN | SRTVc | Mixed mild | SRTVc_Mixed mild_4A | 4
4652 | 37345 | TN | SRTVc | Mixed mild | SRTVc_Mixed mild_4A | 4
4653 | 37348 | TN | SRTVc | Mixed mild | SRTVc_Mixed mild_4A | 4
4654 | 37359 | TN | SRTVc | Mixed mild | SRTVc_Mixed mild_4A | 4
4655 | 38488 | TN | SRTVc | Mixed mild | SRTVc_Mixed mild_4A | 4
4656 | 37185 | TN | SRTVc | Mixed mild | SRTVc_Mixed mild_4A | 4
4657 | 37078 | TN | SRTVc | Mixed mild | SRTVc_Mixed mild_4A | 4
4658 | 37134 | TN | SRTVc | Mixed mild | SRTVc_Mixed mild_4A | 4
4659 | 38402 | TN | SRTVc | Mixed mild | SRTVc_Mixed mild_4A | 4
4660 | 38482 | TN | SRTVc | Mixed mild | SRTVc_Mixed mild_4A | 4
4661 | 38450 | TN | SRTVc | Mixed mild | SRTVc_Mixed mild_4A | 4
4662 | 38452 | TN | SRTVc | Mixed mild | SRTVc_Mixed mild_4A | 4
4663 | 38463 | TN | SRTVc | Mixed mild | SRTVc_Mixed mild_4A | 4
4664 | 38471 | TN | SRTVc | Mixed mild | SRTVc_Mixed mild_4A | 4
4665 | 38475 | TN | SRTVc | Mixed mild | SRTVc_Mixed mild_4A | 4
4666 | 38486 | TN | SRTVc | Mixed mild | SRTVc_Mixed mild_4A | 4
4667 | 37367 | TN | SRTVc | Mixed mild | SRTVc_Mixed mild_4A | 4
4668 | 38559 | TN | SRTVc | Mixed mild | SRTVc_Mixed mild_4A | 4
4669 | 38585 | TN | SRTVc | Mixed mild | SRTVc_Mixed mild_4A | 4
4670 | 37301 | TN | SRTVc | Mixed mild | SRTVc_Mixed mild_4A | 4
4671 | 37305 | TN | SRTVc | Mixed mild | SRTVc_Mixed mild_4A | 4
4672 | 37313 | TN | SRTVc | Mixed mild | SRTVc_Mixed mild_4A | 4
4673 | 37324 | TN | SRTVc | Mixed mild | SRTVc_Mixed mild_4A | 4
4674 | 37339 | TN | SRTVc | Mixed mild | SRTVc_Mixed mild_4A | 4
4675 | 37356 | TN | SRTVc | Mixed mild | SRTVc_Mixed mild_4A | 4
4676 | 37365 | TN | SRTVc | Mixed mild | SRTVc_Mixed mild_4A | 4
4677 | 37374 | TN | SRTVc | Mixed mild | SRTVc_Mixed mild_4A | 4
4678 | 37387 | TN | SRTVc | Mixed mild | SRTVc_Mixed mild_4A | 4
4679 | 37397 | TN | SRTVc | Mixed mild | SRTVc_Mixed mild_4A | 4
4680 | 37378 | TN | SRTVc | Mixed mild | SRTVc_Mixed mild_4A | 4
4681 | 37394 | TN | SRTVc | Mixed mild | SRTVc_Mixed mild_4A | 4
4682 | 38550 | TN | SRTVc | Mixed mild | SRTVc_Mixed mild_4A | 4
4683 | 37327 | TN | SRTVc | Mixed mild | SRTVc_Mixed mild_4A | 4
4684 | 37338 | TN | SRTVc | Mixed mild | SRTVc_Mixed mild_4A | 4
4685 | 37377 | TN | SRTVc | Mixed mild | SRTVc_Mixed mild_4A | 4
4686 | 37379 | TN | SRTVc | Mixed mild | SRTVc_Mixed mild_4A | 4
4687 | 37306 | TN | SRTVc | Mixed mild | SRTVc_Mixed mild_4A | 4
4688 | 37352 | TN | SRTVc | Mixed mild | SRTVc_Mixed mild_4A | 4
4689 | 37398 | TN | SRTVc | Mixed mild | SRTVc_Mixed mild_4A | 4
4690 | 38541 | TN | SRTVc | Mixed mild | SRTVc_Mixed mild_4A | 4
4691 | 38573 | TN | SRTVc | Mixed mild | SRTVc_Mixed mild_4A | 4
4692 | 38575 | TN | SRTVc | Mixed mild | SRTVc_Mixed mild_4A | 4
4693 | 37318 | TN | SRTVc | Mixed mild | SRTVc_Mixed mild_4A | 4
4694 | 37375 | TN | SRTVc | Mixed mild | SRTVc_Mixed mild_4A | 4
4695 | 37376 | TN | SRTVc | Mixed mild | SRTVc_Mixed mild_4A | 4
4696 | 37380 | TN | SRTVc | Mixed mild | SRTVc_Mixed mild_4A | 4
4697 | 37383 | TN | SRTVc | Mixed mild | SRTVc_Mixed mild_4A | 4
4698 | 37302 | TN | SRTVc | Mixed mild | SRTVc_Mixed mild_4A | 4
4699 | 37304 | TN | SRTVc | Mixed mild | SRTVc_Mixed mild_4A | 4
4700 | 37308 | TN | SRTVc | Mixed mild | SRTVc_Mixed mild_4A | 4
4701 | 37311 | TN | SRTVc | Mixed mild | SRTVc_Mixed mild_4A | 4
4702 | 37315 | TN | SRTVc | Mixed mild | SRTVc_Mixed mild_4A | 4
4703 | 37336 | TN | SRTVc | Mixed mild | SRTVc_Mixed mild_4A | 4
4704 | 37341 | TN | SRTVc | Mixed mild | SRTVc_Mixed mild_4A | 4
4705 | 37343 | TN | SRTVc | Mixed mild | SRTVc_Mixed mild_4A | 4
4706 | 37350 | TN | SRTVc | Mixed mild | SRTVc_Mixed mild_4A | 4
4707 | 37351 | TN | SRTVc | Mixed mild | SRTVc_Mixed mild_4A | 4
4708 | 37353 | TN | SRTVc | Mixed mild | SRTVc_Mixed mild_4A | 4
4709 | 37363 | TN | SRTVc | Mixed mild | SRTVc_Mixed mild_4A | 4
4710 | 37373 | TN | SRTVc | Mixed mild | SRTVc_Mixed mild_4A | 4
4711 | 37384 | TN | SRTVc | Mixed mild | SRTVc_Mixed mild_4A | 4
4712 | 37401 | TN | SRTVc | Mixed mild | SRTVc_Mixed mild_4A | 4
4713 | 37402 | TN | SRTVc | Mixed mild | SRTVc_Mixed mild_4A | 4
4714 | 37403 | TN | SRTVc | Mixed mild | SRTVc_Mixed mild_4A | 4
4715 | 37404 | TN | SRTVc | Mixed mild | SRTVc_Mixed mild_4A | 4
4716 | 37405 | TN | SRTVc | Mixed mild | SRTVc_Mixed mild_4A | 4
4717 | 37406 | TN | SRTVc | Mixed mild | SRTVc_Mixed mild_4A | 4
4718 | 37407 | TN | SRTVc | Mixed mild | SRTVc_Mixed mild_4A | 4
4719 | 37408 | TN | SRTVc | Mixed mild | SRTVc_Mixed mild_4A | 4
4720 | 37409 | TN | SRTVc | Mixed mild | SRTVc_Mixed mild_4A | 4
4721 | 37410 | TN | SRTVc | Mixed mild | SRTVc_Mixed mild_4A | 4
4722 | 37411 | TN | SRTVc | Mixed mild | SRTVc_Mixed mild_4A | 4
4723 | 37412 | TN | SRTVc | Mixed mild | SRTVc_Mixed mild_4A | 4
4724 | 37414 | TN | SRTVc | Mixed mild | SRTVc_Mixed mild_4A | 4
4725 | 37415 | TN | SRTVc | Mixed mild | SRTVc_Mixed mild_4A | 4
4726 | 37416 | TN | SRTVc | Mixed mild | SRTVc_Mixed mild_4A | 4
4727 | 37419 | TN | SRTVc | Mixed mild | SRTVc_Mixed mild_4A | 4
4728 | 37421 | TN | SRTVc | Mixed mild | SRTVc_Mixed mild_4A | 4
4729 | 37422 | TN | SRTVc | Mixed mild | SRTVc_Mixed mild_4A | 4
4730 | 37424 | TN | SRTVc | Mixed mild | SRTVc_Mixed mild_4A | 4
4731 | 37450 | TN | SRTVc | Mixed mild | SRTVc_Mixed mild_4A | 4
4732 | 37303 | TN | SRTVc | Mixed mild | SRTVc_Mixed mild_4A | 4
4733 | 37309 | TN | SRTVc | Mixed mild | SRTVc_Mixed mild_4A | 4
4734 | 37322 | TN | SRTVc | Mixed mild | SRTVc_Mixed mild_4A | 4
4735 | 37325 | TN | SRTVc | Mixed mild | SRTVc_Mixed mild_4A | 4
4736 | 37329 | TN | SRTVc | Mixed mild | SRTVc_Mixed mild_4A | 4
4737 | 37331 | TN | SRTVc | Mixed mild | SRTVc_Mixed mild_4A | 4
4738 | 37354 | TN | SRTVc | Mixed mild | SRTVc_Mixed mild_4A | 4
4739 | 37370 | TN | SRTVc | Mixed mild | SRTVc_Mixed mild_4A | 4
4740 | 37371 | TN | SRTVc | Mixed mild | SRTVc_Mixed mild_4A | 4
4741 | 37826 | TN | SRTVc | Mixed mild | SRTVc_Mixed mild_4A | 4
4742 | 37846 | TN | SRTVc | Mixed mild | SRTVc_Mixed mild_4A | 4
4743 | 37874 | TN | SRTVc | Mixed mild | SRTVc_Mixed mild_4A | 4
4744 | 37880 | TN | SRTVc | Mixed mild | SRTVc_Mixed mild_4A | 4
4745 | 37307 | TN | SRTVc | Mixed mild | SRTVc_Mixed mild_4A | 4
4746 | 37310 | TN | SRTVc | Mixed mild | SRTVc_Mixed mild_4A | 4
4747 | 37317 | TN | SRTVc | Mixed mild | SRTVc_Mixed mild_4A | 4
4748 | 37323 | TN | SRTVc | Mixed mild | SRTVc_Mixed mild_4A | 4
4749 | 37326 | TN | SRTVc | Mixed mild | SRTVc_Mixed mild_4A | 4
4750 | 37333 | TN | SRTVc | Mixed mild | SRTVc_Mixed mild_4A | 4
4751 | 37361 | TN | SRTVc | Mixed mild | SRTVc_Mixed mild_4A | 4
4752 | 37362 | TN | SRTVc | Mixed mild | SRTVc_Mixed mild_4A | 4
4753 | 37369 | TN | SRTVc | Mixed mild | SRTVc_Mixed mild_4A | 4
4754 | 37385 | TN | SRTVc | Mixed mild | SRTVc_Mixed mild_4A | 4
4755 | 37391 | TN | SRTVc | Mixed mild | SRTVc_Mixed mild_4A | 4
4756 | 37321 | TN | SRTVc | Mixed mild | SRTVc_Mixed mild_4A | 4
4757 | 37312 | TN | SRTVc | Mixed mild | SRTVc_Mixed mild_4A | 4
4758 | 37320 | TN | SRTVc | Mixed mild | SRTVc_Mixed mild_4A | 4
4759 | 37364 | TN | SRTVc | Mixed mild | SRTVc_Mixed mild_4A | 4
4760 | 37314 | TN | SRTVc | Mixed mild | SRTVc_Mixed mild_4A | 4
4761 | 37774 | TN | SRTVc | Mixed mild | SRTVc_Mixed mild_4A | 4
4762 | 37801 | TN | SRTVc | Mixed mild | SRTVc_Mixed mild_4A | 4
4763 | 37885 | TN | SRTVc | Mixed mild | SRTVc_Mixed mild_4A | 4
4764 | 37332 | TN | SRTVc | Mixed mild | SRTVc_Mixed mild_4A | 4
4765 | 37337 | TN | SRTVc | Mixed mild | SRTVc_Mixed mild_4A | 4
4766 | 37381 | TN | SRTVc | Mixed mild | SRTVc_Mixed mild_4A | 4
4767 | 38572 | TN | SRTVc | Mixed mild | SRTVc_Mixed mild_4A | 4
4768 | 37723 | TN | SRTVc | Mixed mild | SRTVc_Mixed mild_4A | 4
4769 | 37854 | TN | SRTVc | Mixed mild | SRTVc_Mixed mild_4A | 4
4770 | 38555 | TN | SRTVc | Mixed mild | SRTVc_Mixed mild_4A | 4
4771 | 38557 | TN | SRTVc | Mixed mild | SRTVc_Mixed mild_4A | 4
4772 | 38558 | TN | SRTVc | Mixed mild | SRTVc_Mixed mild_4A | 4
4773 | 38571 | TN | SRTVc | Mixed mild | SRTVc_Mixed mild_4A | 4
4774 | 38574 | TN | SRTVc | Mixed mild | SRTVc_Mixed mild_4A | 4
4775 | 38578 | TN | SRTVc | Mixed mild | SRTVc_Mixed mild_4A | 4
4776 | 37340 | TN | SRTVc | Mixed mild | SRTVc_Mixed mild_4A | 4
4777 | 37347 | TN | SRTVc | Mixed mild | SRTVc_Mixed mild_4A | 4
4778 | 37396 | TN | SRTVc | Mixed mild | SRTVc_Mixed mild_4A | 4
4779 | 37601 | TN | SRTVc | Mixed mild | SRTVc_Mixed mild_4A | 4
4780 | 37602 | TN | SRTVc | Mixed mild | SRTVc_Mixed mild_4A | 4
4781 | 37604 | TN | SRTVc | Mixed mild | SRTVc_Mixed mild_4A | 4
4782 | 37605 | TN | SRTVc | Mixed mild | SRTVc_Mixed mild_4A | 4
4783 | 37614 | TN | SRTVc | Mixed mild | SRTVc_Mixed mild_4A | 4
4784 | 37615 | TN | SRTVc | Mixed mild | SRTVc_Mixed mild_4A | 4
4785 | 37641 | TN | SRTVc | Mixed mild | SRTVc_Mixed mild_4A | 4
4786 | 37650 | TN | SRTVc | Mixed mild | SRTVc_Mixed mild_4A | 4
4787 | 37656 | TN | SRTVc | Mixed mild | SRTVc_Mixed mild_4A | 4
4788 | 37659 | TN | SRTVc | Mixed mild | SRTVc_Mixed mild_4A | 4
4789 | 37663 | TN | SRTVc | Mixed mild | SRTVc_Mixed mild_4A | 4
4790 | 37681 | TN | SRTVc | Mixed mild | SRTVc_Mixed mild_4A | 4
4791 | 37684 | TN | SRTVc | Mixed mild | SRTVc_Mixed mild_4A | 4
4792 | 37686 | TN | SRTVc | Mixed mild | SRTVc_Mixed mild_4A | 4
4793 | 37690 | TN | SRTVc | Mixed mild | SRTVc_Mixed mild_4A | 4
4794 | 37694 | TN | SRTVc | Mixed mild | SRTVc_Mixed mild_4A | 4
4795 | 37643 | TN | SRTVc | Mixed mild | SRTVc_Mixed mild_4A | 4
4796 | 37657 | TN | SRTVc | Mixed mild | SRTVc_Mixed mild_4A | 4
4797 | 37658 | TN | SRTVc | Mixed mild | SRTVc_Mixed mild_4A | 4
4798 | 37692 | TN | SRTVc | Mixed mild | SRTVc_Mixed mild_4A | 4
4799 | 37640 | TN | SRTVc | Mixed mild | SRTVc_Mixed mild_4A | 4
4800 | 37644 | TN | SRTVc | Mixed mild | SRTVc_Mixed mild_4A | 4
4801 | 37682 | TN | SRTVc | Mixed mild | SRTVc_Mixed mild_4A | 4
4802 | 37683 | TN | SRTVc | Mixed mild | SRTVc_Mixed mild_4A | 4
4803 | 37687 | TN | SRTVc | Mixed mild | SRTVc_Mixed mild_4A | 4
4804 | 37688 | TN | SRTVc | Mixed mild | SRTVc_Mixed mild_4A | 4
4805 | 37617 | TN | SRTVc | Mixed mild | SRTVc_Mixed mild_4A | 4
4806 | 37618 | TN | SRTVc | Mixed mild | SRTVc_Mixed mild_4A | 4
4807 | 37620 | TN | SRTVc | Mixed mild | SRTVc_Mixed mild_4A | 4
4808 | 37621 | TN | SRTVc | Mixed mild | SRTVc_Mixed mild_4A | 4
4809 | 37625 | TN | SRTVc | Mixed mild | SRTVc_Mixed mild_4A | 4
4810 | 37660 | TN | SRTVc | Mixed mild | SRTVc_Mixed mild_4A | 4
4811 | 37662 | TN | SRTVc | Mixed mild | SRTVc_Mixed mild_4A | 4
4812 | 37664 | TN | SRTVc | Mixed mild | SRTVc_Mixed mild_4A | 4
4813 | 37665 | TN | SRTVc | Mixed mild | SRTVc_Mixed mild_4A | 4
4814 | 37669 | TN | SRTVc | Mixed mild | SRTVc_Mixed mild_4A | 4
4815 | 37699 | TN | SRTVc | Mixed mild | SRTVc_Mixed mild_4A | 4
4816 | 37857 | TN | SRTVc | Mixed mild | SRTVc_Mixed mild_4A | 4
4817 | 37616 | TN | SRTVc | Mixed mild | SRTVc_Mixed mild_4A | 4
4818 | 37711 | TN | SRTVc | Mixed mild | SRTVc_Mixed mild_4A | 4
4819 | 37743 | TN | SRTVc | Mixed mild | SRTVc_Mixed mild_4A | 4
4820 | 37744 | TN | SRTVc | Mixed mild | SRTVc_Mixed mild_4A | 4
4821 | 37745 | TN | SRTVc | Mixed mild | SRTVc_Mixed mild_4A | 4
4822 | 37809 | TN | SRTVc | Mixed mild | SRTVc_Mixed mild_4A | 4
4823 | 37810 | TN | SRTVc | Mixed mild | SRTVc_Mixed mild_4A | 4
4824 | 37818 | TN | SRTVc | Mixed mild | SRTVc_Mixed mild_4A | 4
4825 | 37680 | TN | SRTVc | Mixed mild | SRTVc_Mixed mild_4A | 4
4826 | 37691 | TN | SRTVc | Mixed mild | SRTVc_Mixed mild_4A | 4
4827 | 37642 | TN | SRTVc | Mixed mild | SRTVc_Mixed mild_4A | 4
4828 | 37645 | TN | SRTVc | Mixed mild | SRTVc_Mixed mild_4A | 4
4829 | 37731 | TN | SRTVc | Mixed mild | SRTVc_Mixed mild_4A | 4
4830 | 37811 | TN | SRTVc | Mixed mild | SRTVc_Mixed mild_4A | 4
4831 | 37869 | TN | SRTVc | Mixed mild | SRTVc_Mixed mild_4A | 4
4832 | 37873 | TN | SRTVc | Mixed mild | SRTVc_Mixed mild_4A | 4
4833 | 37881 | TN | SRTVc | Mixed mild | SRTVc_Mixed mild_4A | 4
4834 | 37891 | TN | SRTVc | Mixed mild | SRTVc_Mixed mild_4A | 4
4835 | 37701 | TN | SRTVc | Mixed mild | SRTVc_Mixed mild_4A | 4
4836 | 37737 | TN | SRTVc | Mixed mild | SRTVc_Mixed mild_4A | 4
4837 | 37742 | TN | SRTVc | Mixed mild | SRTVc_Mixed mild_4A | 4
4838 | 37772 | TN | SRTVc | Mixed mild | SRTVc_Mixed mild_4A | 4
4839 | 37777 | TN | SRTVc | Mixed mild | SRTVc_Mixed mild_4A | 4
4840 | 37802 | TN | SRTVc | Mixed mild | SRTVc_Mixed mild_4A | 4
4841 | 37803 | TN | SRTVc | Mixed mild | SRTVc_Mixed mild_4A | 4
4842 | 37804 | TN | SRTVc | Mixed mild | SRTVc_Mixed mild_4A | 4
4843 | 37853 | TN | SRTVc | Mixed mild | SRTVc_Mixed mild_4A | 4
4844 | 37865 | TN | SRTVc | Mixed mild | SRTVc_Mixed mild_4A | 4
4845 | 37878 | TN | SRTVc | Mixed mild | SRTVc_Mixed mild_4A | 4
4846 | 37882 | TN | SRTVc | Mixed mild | SRTVc_Mixed mild_4A | 4
4847 | 37886 | TN | SRTVc | Mixed mild | SRTVc_Mixed mild_4A | 4
4848 | 37920 | TN | SRTVc | Mixed mild | SRTVc_Mixed mild_4A | 4
4849 | 37705 | TN | SRTVc | Mixed mild | SRTVc_Mixed mild_4A | 4
4850 | 37721 | TN | SRTVc | Mixed mild | SRTVc_Mixed mild_4A | 4
4851 | 37754 | TN | SRTVc | Mixed mild | SRTVc_Mixed mild_4A | 4
4852 | 37779 | TN | SRTVc | Mixed mild | SRTVc_Mixed mild_4A | 4
4853 | 37807 | TN | SRTVc | Mixed mild | SRTVc_Mixed mild_4A | 4
4854 | 37825 | TN | SRTVc | Mixed mild | SRTVc_Mixed mild_4A | 4
4855 | 37848 | TN | SRTVc | Mixed mild | SRTVc_Mixed mild_4A | 4
4856 | 37866 | TN | SRTVc | Mixed mild | SRTVc_Mixed mild_4A | 4
4857 | 37870 | TN | SRTVc | Mixed mild | SRTVc_Mixed mild_4A | 4
4858 | 37888 | TN | SRTVc | Mixed mild | SRTVc_Mixed mild_4A | 4
4859 | 37938 | TN | SRTVc | Mixed mild | SRTVc_Mixed mild_4A | 4
4860 | 37710 | TN | SRTVc | Mixed mild | SRTVc_Mixed mild_4A | 4
4861 | 37716 | TN | SRTVc | Mixed mild | SRTVc_Mixed mild_4A | 4
4862 | 37717 | TN | SRTVc | Mixed mild | SRTVc_Mixed mild_4A | 4
4863 | 37769 | TN | SRTVc | Mixed mild | SRTVc_Mixed mild_4A | 4
4864 | 37828 | TN | SRTVc | Mixed mild | SRTVc_Mixed mild_4A | 4
4865 | 37830 | TN | SRTVc | Mixed mild | SRTVc_Mixed mild_4A | 4
4866 | 37831 | TN | SRTVc | Mixed mild | SRTVc_Mixed mild_4A | 4
4867 | 37840 | TN | SRTVc | Mixed mild | SRTVc_Mixed mild_4A | 4
4868 | 37849 | TN | SRTVc | Mixed mild | SRTVc_Mixed mild_4A | 4
4869 | 37931 | TN | SRTVc | Mixed mild | SRTVc_Mixed mild_4A | 4
4870 | 37707 | TN | SRTVc | Mixed mild | SRTVc_Mixed mild_4A | 4
4871 | 37715 | TN | SRTVc | Mixed mild | SRTVc_Mixed mild_4A | 4
4872 | 37724 | TN | SRTVc | Mixed mild | SRTVc_Mixed mild_4A | 4
4873 | 37730 | TN | SRTVc | Mixed mild | SRTVc_Mixed mild_4A | 4
4874 | 37752 | TN | SRTVc | Mixed mild | SRTVc_Mixed mild_4A | 4
4875 | 37851 | TN | SRTVc | Mixed mild | SRTVc_Mixed mild_4A | 4
4876 | 37879 | TN | SRTVc | Mixed mild | SRTVc_Mixed mild_4A | 4
4877 | 37708 | TN | SRTVc | Mixed mild | SRTVc_Mixed mild_4A | 4
4878 | 37709 | TN | SRTVc | Mixed mild | SRTVc_Mixed mild_4A | 4
4879 | 37806 | TN | SRTVc | Mixed mild | SRTVc_Mixed mild_4A | 4
4880 | 37861 | TN | SRTVc | Mixed mild | SRTVc_Mixed mild_4A | 4
4881 | 37764 | TN | SRTVc | Mixed mild | SRTVc_Mixed mild_4A | 4
4882 | 37871 | TN | SRTVc | Mixed mild | SRTVc_Mixed mild_4A | 4
4883 | 37901 | TN | SRTVc | Mixed mild | SRTVc_Mixed mild_4A | 4
4884 | 37902 | TN | SRTVc | Mixed mild | SRTVc_Mixed mild_4A | 4
4885 | 37909 | TN | SRTVc | Mixed mild | SRTVc_Mixed mild_4A | 4
4886 | 37912 | TN | SRTVc | Mixed mild | SRTVc_Mixed mild_4A | 4
4887 | 37914 | TN | SRTVc | Mixed mild | SRTVc_Mixed mild_4A | 4
4888 | 37915 | TN | SRTVc | Mixed mild | SRTVc_Mixed mild_4A | 4
4889 | 37916 | TN | SRTVc | Mixed mild | SRTVc_Mixed mild_4A | 4
4890 | 37917 | TN | SRTVc | Mixed mild | SRTVc_Mixed mild_4A | 4
4891 | 37918 | TN | SRTVc | Mixed mild | SRTVc_Mixed mild_4A | 4
4892 | 37919 | TN | SRTVc | Mixed mild | SRTVc_Mixed mild_4A | 4
4893 | 37921 | TN | SRTVc | Mixed mild | SRTVc_Mixed mild_4A | 4
4894 | 37922 | TN | SRTVc | Mixed mild | SRTVc_Mixed mild_4A | 4
4895 | 37923 | TN | SRTVc | Mixed mild | SRTVc_Mixed mild_4A | 4
4896 | 37924 | TN | SRTVc | Mixed mild | SRTVc_Mixed mild_4A | 4
4897 | 37927 | TN | SRTVc | Mixed mild | SRTVc_Mixed mild_4A | 4
4898 | 37928 | TN | SRTVc | Mixed mild | SRTVc_Mixed mild_4A | 4
4899 | 37929 | TN | SRTVc | Mixed mild | SRTVc_Mixed mild_4A | 4
4900 | 37930 | TN | SRTVc | Mixed mild | SRTVc_Mixed mild_4A | 4
4901 | 37932 | TN | SRTVc | Mixed mild | SRTVc_Mixed mild_4A | 4
4902 | 37933 | TN | SRTVc | Mixed mild | SRTVc_Mixed mild_4A | 4
4903 | 37934 | TN | SRTVc | Mixed mild | SRTVc_Mixed mild_4A | 4
4904 | 37939 | TN | SRTVc | Mixed mild | SRTVc_Mixed mild_4A | 4
4905 | 37940 | TN | SRTVc | Mixed mild | SRTVc_Mixed mild_4A | 4
4906 | 37950 | TN | SRTVc | Mixed mild | SRTVc_Mixed mild_4A | 4
4907 | 37995 | TN | SRTVc | Mixed mild | SRTVc_Mixed mild_4A | 4
4908 | 37996 | TN | SRTVc | Mixed mild | SRTVc_Mixed mild_4A | 4
4909 | 37997 | TN | SRTVc | Mixed mild | SRTVc_Mixed mild_4A | 4
4910 | 37998 | TN | SRTVc | Mixed mild | SRTVc_Mixed mild_4A | 4
4911 | 37778 | TN | SRTVc | Mixed mild | SRTVc_Mixed mild_4A | 4
4912 | 37813 | TN | SRTVc | Mixed mild | SRTVc_Mixed mild_4A | 4
4913 | 37814 | TN | SRTVc | Mixed mild | SRTVc_Mixed mild_4A | 4
4914 | 37815 | TN | SRTVc | Mixed mild | SRTVc_Mixed mild_4A | 4
4915 | 37816 | TN | SRTVc | Mixed mild | SRTVc_Mixed mild_4A | 4
4916 | 37860 | TN | SRTVc | Mixed mild | SRTVc_Mixed mild_4A | 4
4917 | 37877 | TN | SRTVc | Mixed mild | SRTVc_Mixed mild_4A | 4
4918 | 37890 | TN | SRTVc | Mixed mild | SRTVc_Mixed mild_4A | 4
4919 | 37713 | TN | SRTVc | Mixed mild | SRTVc_Mixed mild_4A | 4
4920 | 37722 | TN | SRTVc | Mixed mild | SRTVc_Mixed mild_4A | 4
4921 | 37727 | TN | SRTVc | Mixed mild | SRTVc_Mixed mild_4A | 4
4922 | 37753 | TN | SRTVc | Mixed mild | SRTVc_Mixed mild_4A | 4
4923 | 37821 | TN | SRTVc | Mixed mild | SRTVc_Mixed mild_4A | 4
4924 | 37843 | TN | SRTVc | Mixed mild | SRTVc_Mixed mild_4A | 4
4925 | 37714 | TN | SRTVc | Mixed mild | SRTVc_Mixed mild_4A | 4
4926 | 37729 | TN | SRTVc | Mixed mild | SRTVc_Mixed mild_4A | 4
4927 | 37756 | TN | SRTVc | Mixed mild | SRTVc_Mixed mild_4A | 4
4928 | 37757 | TN | SRTVc | Mixed mild | SRTVc_Mixed mild_4A | 4
4929 | 37762 | TN | SRTVc | Mixed mild | SRTVc_Mixed mild_4A | 4
4930 | 37766 | TN | SRTVc | Mixed mild | SRTVc_Mixed mild_4A | 4
4931 | 37819 | TN | SRTVc | Mixed mild | SRTVc_Mixed mild_4A | 4
4932 | 37847 | TN | SRTVc | Mixed mild | SRTVc_Mixed mild_4A | 4
4933 | 37719 | TN | SRTVc | Mixed mild | SRTVc_Mixed mild_4A | 4
4934 | 37726 | TN | SRTVc | Mixed mild | SRTVc_Mixed mild_4A | 4
4935 | 37733 | TN | SRTVc | Mixed mild | SRTVc_Mixed mild_4A | 4
4936 | 37748 | TN | SRTVc | Mixed mild | SRTVc_Mixed mild_4A | 4
4937 | 37770 | TN | SRTVc | Mixed mild | SRTVc_Mixed mild_4A | 4
4938 | 37829 | TN | SRTVc | Mixed mild | SRTVc_Mixed mild_4A | 4
4939 | 37845 | TN | SRTVc | Mixed mild | SRTVc_Mixed mild_4A | 4
4940 | 37852 | TN | SRTVc | Mixed mild | SRTVc_Mixed mild_4A | 4
4941 | 37872 | TN | SRTVc | Mixed mild | SRTVc_Mixed mild_4A | 4
4942 | 37887 | TN | SRTVc | Mixed mild | SRTVc_Mixed mild_4A | 4
4943 | 37725 | TN | SRTVc | Mixed mild | SRTVc_Mixed mild_4A | 4
4944 | 37738 | TN | SRTVc | Mixed mild | SRTVc_Mixed mild_4A | 4
4945 | 37820 | TN | SRTVc | Mixed mild | SRTVc_Mixed mild_4A | 4
4946 | 37862 | TN | SRTVc | Mixed mild | SRTVc_Mixed mild_4A | 4
4947 | 37863 | TN | SRTVc | Mixed mild | SRTVc_Mixed mild_4A | 4
4948 | 37864 | TN | SRTVc | Mixed mild | SRTVc_Mixed mild_4A | 4
4949 | 37868 | TN | SRTVc | Mixed mild | SRTVc_Mixed mild_4A | 4
4950 | 37876 | TN | SRTVc | Mixed mild | SRTVc_Mixed mild_4A | 4
4951 | 37760 | TN | SRTVc | Mixed mild | SRTVc_Mixed mild_4A | 4
4952 | 38504 | TN | SRTVc | Mixed mild | SRTVc_Mixed mild_4A | 4
4953 | 38549 | TN | SRTVc | Mixed mild | SRTVc_Mixed mild_4A | 4
4954 | 38553 | TN | SRTVc | Mixed mild | SRTVc_Mixed mild_4A | 4
4955 | 38554 | TN | SRTVc | Mixed mild | SRTVc_Mixed mild_4A | 4
4956 | 38556 | TN | SRTVc | Mixed mild | SRTVc_Mixed mild_4A | 4
4957 | 38565 | TN | SRTVc | Mixed mild | SRTVc_Mixed mild_4A | 4
4958 | 38577 | TN | SRTVc | Mixed mild | SRTVc_Mixed mild_4A | 4
4959 | 38589 | TN | SRTVc | Mixed mild | SRTVc_Mixed mild_4A | 4
4960 | 37765 | TN | SRTVc | Mixed mild | SRTVc_Mixed mild_4A | 4
4961 | 37732 | TN | SRTVc | Mixed mild | SRTVc_Mixed mild_4A | 4
4962 | 37755 | TN | SRTVc | Mixed mild | SRTVc_Mixed mild_4A | 4
4963 | 37841 | TN | SRTVc | Mixed mild | SRTVc_Mixed mild_4A | 4
4964 | 37892 | TN | SRTVc | Mixed mild | SRTVc_Mixed mild_4A | 4
4965 | 37771 | TN | SRTVc | Mixed mild | SRTVc_Mixed mild_4A | 4
4966 | 37763 | TN | SRTVc | Mixed mild | SRTVc_Mixed mild_4A | 4
4967 | 38220 | TN | SRTVc | Mixed mild | SRTVc_Mixed mild_4A | 4
4968 | 38233 | TN | SRTVc | Mixed mild | SRTVc_Mixed mild_4A | 4
4969 | 38316 | TN | SRTVc | Mixed mild | SRTVc_Mixed mild_4A | 4
4970 | 38330 | TN | SRTVc | Mixed mild | SRTVc_Mixed mild_4A | 4
4971 | 38331 | TN | SRTVc | Mixed mild | SRTVc_Mixed mild_4A | 4
4972 | 38338 | TN | SRTVc | Mixed mild | SRTVc_Mixed mild_4A | 4
4973 | 38346 | TN | SRTVc | Mixed mild | SRTVc_Mixed mild_4A | 4
4974 | 38358 | TN | SRTVc | Mixed mild | SRTVc_Mixed mild_4A | 4
4975 | 38369 | TN | SRTVc | Mixed mild | SRTVc_Mixed mild_4A | 4
4976 | 38382 | TN | SRTVc | Mixed mild | SRTVc_Mixed mild_4A | 4
4977 | 38389 | TN | SRTVc | Mixed mild | SRTVc_Mixed mild_4A | 4
4978 | 38232 | TN | SRTVc | Mixed mild | SRTVc_Mixed mild_4A | 4
4979 | 38237 | TN | SRTVc | Mixed mild | SRTVc_Mixed mild_4A | 4
4980 | 38253 | TN | SRTVc | Mixed mild | SRTVc_Mixed mild_4A | 4
4981 | 38254 | TN | SRTVc | Mixed mild | SRTVc_Mixed mild_4A | 4
4982 | 38255 | TN | SRTVc | Mixed mild | SRTVc_Mixed mild_4A | 4
4983 | 38257 | TN | SRTVc | Mixed mild | SRTVc_Mixed mild_4A | 4
4984 | 38260 | TN | SRTVc | Mixed mild | SRTVc_Mixed mild_4A | 4
4985 | 38261 | TN | SRTVc | Mixed mild | SRTVc_Mixed mild_4A | 4
4986 | 38271 | TN | SRTVc | Mixed mild | SRTVc_Mixed mild_4A | 4
4987 | 38281 | TN | SRTVc | Mixed mild | SRTVc_Mixed mild_4A | 4
4988 | 38201 | TN | SRTVc | Mixed mild | SRTVc_Mixed mild_4A | 4
4989 | 38222 | TN | SRTVc | Mixed mild | SRTVc_Mixed mild_4A | 4
4990 | 38223 | TN | SRTVc | Mixed mild | SRTVc_Mixed mild_4A | 4
4991 | 38224 | TN | SRTVc | Mixed mild | SRTVc_Mixed mild_4A | 4
4992 | 38229 | TN | SRTVc | Mixed mild | SRTVc_Mixed mild_4A | 4
4993 | 38231 | TN | SRTVc | Mixed mild | SRTVc_Mixed mild_4A | 4
4994 | 38236 | TN | SRTVc | Mixed mild | SRTVc_Mixed mild_4A | 4
4995 | 38242 | TN | SRTVc | Mixed mild | SRTVc_Mixed mild_4A | 4
4996 | 38251 | TN | SRTVc | Mixed mild | SRTVc_Mixed mild_4A | 4
4997 | 38256 | TN | SRTVc | Mixed mild | SRTVc_Mixed mild_4A | 4
4998 | 38225 | TN | SRTVc | Mixed mild | SRTVc_Mixed mild_4A | 4
4999 | 38226 | TN | SRTVc | Mixed mild | SRTVc_Mixed mild_4A | 4
5000 | 38230 | TN | SRTVc | Mixed mild | SRTVc_Mixed mild_4A | 4
5001 | 38238 | TN | SRTVc | Mixed mild | SRTVc_Mixed mild_4A | 4
5002 | 38241 | TN | SRTVc | Mixed mild | SRTVc_Mixed mild_4A | 4
5003 | 38235 | TN | SRTVc | Mixed mild | SRTVc_Mixed mild_4A | 4
5004 | 38258 | TN | SRTVc | Mixed mild | SRTVc_Mixed mild_4A | 4
5005 | 38317 | TN | SRTVc | Mixed mild | SRTVc_Mixed mild_4A | 4
5006 | 38318 | TN | SRTVc | Mixed mild | SRTVc_Mixed mild_4A | 4
5007 | 38320 | TN | SRTVc | Mixed mild | SRTVc_Mixed mild_4A | 4
5008 | 38321 | TN | SRTVc | Mixed mild | SRTVc_Mixed mild_4A | 4
5009 | 38324 | TN | SRTVc | Mixed mild | SRTVc_Mixed mild_4A | 4
5010 | 38341 | TN | SRTVc | Mixed mild | SRTVc_Mixed mild_4A | 4
5011 | 38342 | TN | SRTVc | Mixed mild | SRTVc_Mixed mild_4A | 4
5012 | 38344 | TN | SRTVc | Mixed mild | SRTVc_Mixed mild_4A | 4
5013 | 38387 | TN | SRTVc | Mixed mild | SRTVc_Mixed mild_4A | 4
5014 | 38388 | TN | SRTVc | Mixed mild | SRTVc_Mixed mild_4A | 4
5015 | 38390 | TN | SRTVc | Mixed mild | SRTVc_Mixed mild_4A | 4
5016 | 38221 | TN | SRTVc | Mixed mild | SRTVc_Mixed mild_4A | 4
5017 | 38333 | TN | SRTVc | Mixed mild | SRTVc_Mixed mild_4A | 4
5018 | 38380 | TN | SRTVc | Mixed mild | SRTVc_Mixed mild_4A | 4
5019 | 38311 | TN | SRTVc | Mixed mild | SRTVc_Mixed mild_4A | 4
5020 | 38328 | TN | SRTVc | Mixed mild | SRTVc_Mixed mild_4A | 4
5021 | 38329 | TN | SRTVc | Mixed mild | SRTVc_Mixed mild_4A | 4
5022 | 38363 | TN | SRTVc | Mixed mild | SRTVc_Mixed mild_4A | 4
5023 | 38374 | TN | SRTVc | Mixed mild | SRTVc_Mixed mild_4A | 4
5024 | 38457 | TN | SRTVc | Mixed mild | SRTVc_Mixed mild_4A | 4
5025 | 38469 | TN | SRTVc | Mixed mild | SRTVc_Mixed mild_4A | 4
5026 | 38481 | TN | SRTVc | Mixed mild | SRTVc_Mixed mild_4A | 4
5027 | 38502 | TN | SRTVc | Mixed mild | SRTVc_Mixed mild_4A | 4
5028 | 38503 | TN | SRTVc | Mixed mild | SRTVc_Mixed mild_4A | 4
5029 | 38542 | TN | SRTVc | Mixed mild | SRTVc_Mixed mild_4A | 4
5030 | 38543 | TN | SRTVc | Mixed mild | SRTVc_Mixed mild_4A | 4
5031 | 38570 | TN | SRTVc | Mixed mild | SRTVc_Mixed mild_4A | 4
5032 | 38580 | TN | SRTVc | Mixed mild | SRTVc_Mixed mild_4A | 4
5033 | 38579 | TN | SRTVc | Mixed mild | SRTVc_Mixed mild_4A | 4
5034 | 38587 | TN | SRTVc | Mixed mild | SRTVc_Mixed mild_4A | 4
5035 | 40003 | KY | SRTVc | Mixed mild | SRTVc_Mixed mild_4A | 4
5036 | 40076 | KY | SRTVc | Mixed mild | SRTVc_Mixed mild_4A | 4
5037 | 40342 | KY | SRTVc | Mixed mild | SRTVc_Mixed mild_4A | 4
5038 | 40347 | KY | SRTVc | Mixed mild | SRTVc_Mixed mild_4A | 4
5039 | 40379 | KY | SRTVc | Mixed mild | SRTVc_Mixed mild_4A | 4
5040 | 40601 | KY | SRTVc | Mixed mild | SRTVc_Mixed mild_4A | 4
5041 | 40602 | KY | SRTVc | Mixed mild | SRTVc_Mixed mild_4A | 4
5042 | 40604 | KY | SRTVc | Mixed mild | SRTVc_Mixed mild_4A | 4
5043 | 40618 | KY | SRTVc | Mixed mild | SRTVc_Mixed mild_4A | 4
5044 | 40619 | KY | SRTVc | Mixed mild | SRTVc_Mixed mild_4A | 4
5045 | 40620 | KY | SRTVc | Mixed mild | SRTVc_Mixed mild_4A | 4
5046 | 40621 | KY | SRTVc | Mixed mild | SRTVc_Mixed mild_4A | 4
5047 | 40014 | KY | SRTVc | Mixed mild | SRTVc_Mixed mild_4A | 4
5048 | 40019 | KY | SRTVc | Mixed mild | SRTVc_Mixed mild_4A | 4
5049 | 40022 | KY | SRTVc | Mixed mild | SRTVc_Mixed mild_4A | 4
5050 | 40023 | KY | SRTVc | Mixed mild | SRTVc_Mixed mild_4A | 4
5051 | 40046 | KY | SRTVc | Mixed mild | SRTVc_Mixed mild_4A | 4
5052 | 40056 | KY | SRTVc | Mixed mild | SRTVc_Mixed mild_4A | 4
5053 | 40057 | KY | SRTVc | Mixed mild | SRTVc_Mixed mild_4A | 4
5054 | 40065 | KY | SRTVc | Mixed mild | SRTVc_Mixed mild_4A | 4
5055 | 40066 | KY | SRTVc | Mixed mild | SRTVc_Mixed mild_4A | 4
5056 | 40067 | KY | SRTVc | Mixed mild | SRTVc_Mixed mild_4A | 4
5057 | 40068 | KY | SRTVc | Mixed mild | SRTVc_Mixed mild_4A | 4
5058 | 40071 | KY | SRTVc | Mixed mild | SRTVc_Mixed mild_4A | 4
5059 | 40245 | KY | SRTVc | Mixed mild | SRTVc_Mixed mild_4A | 4
5060 | 40004 | KY | SRTVc | Mixed mild | SRTVc_Mixed mild_4A | 4
5061 | 40008 | KY | SRTVc | Mixed mild | SRTVc_Mixed mild_4A | 4
5062 | 40012 | KY | SRTVc | Mixed mild | SRTVc_Mixed mild_4A | 4
5063 | 40013 | KY | SRTVc | Mixed mild | SRTVc_Mixed mild_4A | 4
5064 | 40020 | KY | SRTVc | Mixed mild | SRTVc_Mixed mild_4A | 4
5065 | 40037 | KY | SRTVc | Mixed mild | SRTVc_Mixed mild_4A | 4
5066 | 40048 | KY | SRTVc | Mixed mild | SRTVc_Mixed mild_4A | 4
5067 | 40051 | KY | SRTVc | Mixed mild | SRTVc_Mixed mild_4A | 4
5068 | 40052 | KY | SRTVc | Mixed mild | SRTVc_Mixed mild_4A | 4
5069 | 40069 | KY | SRTVc | Mixed mild | SRTVc_Mixed mild_4A | 4
5070 | 40107 | KY | SRTVc | Mixed mild | SRTVc_Mixed mild_4A | 4
5071 | 42748 | KY | SRTVc | Mixed mild | SRTVc_Mixed mild_4A | 4
5072 | 40006 | KY | SRTVc | Mixed mild | SRTVc_Mixed mild_4A | 4
5073 | 40007 | KY | SRTVc | Mixed mild | SRTVc_Mixed mild_4A | 4
5074 | 40011 | KY | SRTVc | Mixed mild | SRTVc_Mixed mild_4A | 4
5075 | 40031 | KY | SRTVc | Mixed mild | SRTVc_Mixed mild_4A | 4
5076 | 40036 | KY | SRTVc | Mixed mild | SRTVc_Mixed mild_4A | 4
5077 | 40050 | KY | SRTVc | Mixed mild | SRTVc_Mixed mild_4A | 4
5078 | 40055 | KY | SRTVc | Mixed mild | SRTVc_Mixed mild_4A | 4
5079 | 40058 | KY | SRTVc | Mixed mild | SRTVc_Mixed mild_4A | 4
5080 | 40070 | KY | SRTVc | Mixed mild | SRTVc_Mixed mild_4A | 4
5081 | 40075 | KY | SRTVc | Mixed mild | SRTVc_Mixed mild_4A | 4
5082 | 40045 | KY | SRTVc | Mixed mild | SRTVc_Mixed mild_4A | 4
5083 | 41008 | KY | SRTVc | Mixed mild | SRTVc_Mixed mild_4A | 4
5084 | 41045 | KY | SRTVc | Mixed mild | SRTVc_Mixed mild_4A | 4
5085 | 41083 | KY | SRTVc | Mixed mild | SRTVc_Mixed mild_4A | 4
5086 | 41098 | KY | SRTVc | Mixed mild | SRTVc_Mixed mild_4A | 4
5087 | 40033 | KY | SRTVc | Mixed mild | SRTVc_Mixed mild_4A | 4
5088 | 40040 | KY | SRTVc | Mixed mild | SRTVc_Mixed mild_4A | 4
5089 | 40061 | KY | SRTVc | Mixed mild | SRTVc_Mixed mild_4A | 4
5090 | 40078 | KY | SRTVc | Mixed mild | SRTVc_Mixed mild_4A | 4
5091 | 40330 | KY | SRTVc | Mixed mild | SRTVc_Mixed mild_4A | 4
5092 | 40468 | KY | SRTVc | Mixed mild | SRTVc_Mixed mild_4A | 4
5093 | 40047 | KY | SRTVc | Mixed mild | SRTVc_Mixed mild_4A | 4
5094 | 40009 | KY | SRTVc | Mixed mild | SRTVc_Mixed mild_4A | 4
5095 | 40328 | KY | SRTVc | Mixed mild | SRTVc_Mixed mild_4A | 4
5096 | 40437 | KY | SRTVc | Mixed mild | SRTVc_Mixed mild_4A | 4
5097 | 40442 | KY | SRTVc | Mixed mild | SRTVc_Mixed mild_4A | 4
5098 | 40464 | KY | SRTVc | Mixed mild | SRTVc_Mixed mild_4A | 4
5099 | 40484 | KY | SRTVc | Mixed mild | SRTVc_Mixed mild_4A | 4
5100 | 40489 | KY | SRTVc | Mixed mild | SRTVc_Mixed mild_4A | 4
5101 | 42516 | KY | SRTVc | Mixed mild | SRTVc_Mixed mild_4A | 4
5102 | 42528 | KY | SRTVc | Mixed mild | SRTVc_Mixed mild_4A | 4
5103 | 42539 | KY | SRTVc | Mixed mild | SRTVc_Mixed mild_4A | 4
5104 | 42541 | KY | SRTVc | Mixed mild | SRTVc_Mixed mild_4A | 4
5105 | 42544 | KY | SRTVc | Mixed mild | SRTVc_Mixed mild_4A | 4
5106 | 42553 | KY | SRTVc | Mixed mild | SRTVc_Mixed mild_4A | 4
5107 | 42565 | KY | SRTVc | Mixed mild | SRTVc_Mixed mild_4A | 4
5108 | 42566 | KY | SRTVc | Mixed mild | SRTVc_Mixed mild_4A | 4
5109 | 42642 | KY | SRTVc | Mixed mild | SRTVc_Mixed mild_4A | 4
5110 | 42728 | KY | SRTVc | Mixed mild | SRTVc_Mixed mild_4A | 4
5111 | 42733 | KY | SRTVc | Mixed mild | SRTVc_Mixed mild_4A | 4
5112 | 40049 | KY | SRTVc | Mixed mild | SRTVc_Mixed mild_4A | 4
5113 | 40060 | KY | SRTVc | Mixed mild | SRTVc_Mixed mild_4A | 4
5114 | 40062 | KY | SRTVc | Mixed mild | SRTVc_Mixed mild_4A | 4
5115 | 40063 | KY | SRTVc | Mixed mild | SRTVc_Mixed mild_4A | 4
5116 | 42718 | KY | SRTVc | Mixed mild | SRTVc_Mixed mild_4A | 4
5117 | 42743 | KY | SRTVc | Mixed mild | SRTVc_Mixed mild_4A | 4
5118 | 42716 | KY | SRTVc | Mixed mild | SRTVc_Mixed mild_4A | 4
5119 | 42758 | KY | SRTVc | Mixed mild | SRTVc_Mixed mild_4A | 4
5120 | 40010 | KY | SRTVc | Mixed mild | SRTVc_Mixed mild_4A | 4
5121 | 40026 | KY | SRTVc | Mixed mild | SRTVc_Mixed mild_4A | 4
5122 | 40032 | KY | SRTVc | Mixed mild | SRTVc_Mixed mild_4A | 4
5123 | 40059 | KY | SRTVc | Mixed mild | SRTVc_Mixed mild_4A | 4
5124 | 40077 | KY | SRTVc | Mixed mild | SRTVc_Mixed mild_4A | 4
5125 | 40241 | KY | SRTVc | Mixed mild | SRTVc_Mixed mild_4A | 4
5126 | 40372 | KY | SRTVc | Mixed mild | SRTVc_Mixed mild_4A | 4
5127 | 40109 | KY | SRTVc | Mixed mild | SRTVc_Mixed mild_4A | 4
5128 | 40110 | KY | SRTVc | Mixed mild | SRTVc_Mixed mild_4A | 4
5129 | 40129 | KY | SRTVc | Mixed mild | SRTVc_Mixed mild_4A | 4
5130 | 40150 | KY | SRTVc | Mixed mild | SRTVc_Mixed mild_4A | 4
5131 | 40165 | KY | SRTVc | Mixed mild | SRTVc_Mixed mild_4A | 4
5132 | 40166 | KY | SRTVc | Mixed mild | SRTVc_Mixed mild_4A | 4
5133 | 40177 | KY | SRTVc | Mixed mild | SRTVc_Mixed mild_4A | 4
5134 | 40207 | KY | SRTVc | Mixed mild | SRTVc_Mixed mild_4A | 4
5135 | 40229 | KY | SRTVc | Mixed mild | SRTVc_Mixed mild_4A | 4
5136 | 40272 | KY | SRTVc | Mixed mild | SRTVc_Mixed mild_4A | 4
5137 | 40299 | KY | SRTVc | Mixed mild | SRTVc_Mixed mild_4A | 4
5138 | 40018 | KY | SRTVc | Mixed mild | SRTVc_Mixed mild_4A | 4
5139 | 40025 | KY | SRTVc | Mixed mild | SRTVc_Mixed mild_4A | 4
5140 | 40027 | KY | SRTVc | Mixed mild | SRTVc_Mixed mild_4A | 4
5141 | 40041 | KY | SRTVc | Mixed mild | SRTVc_Mixed mild_4A | 4
5142 | 40118 | KY | SRTVc | Mixed mild | SRTVc_Mixed mild_4A | 4
5143 | 40201 | KY | SRTVc | Mixed mild | SRTVc_Mixed mild_4A | 4
5144 | 40202 | KY | SRTVc | Mixed mild | SRTVc_Mixed mild_4A | 4
5145 | 40203 | KY | SRTVc | Mixed mild | SRTVc_Mixed mild_4A | 4
5146 | 40204 | KY | SRTVc | Mixed mild | SRTVc_Mixed mild_4A | 4
5147 | 40205 | KY | SRTVc | Mixed mild | SRTVc_Mixed mild_4A | 4
5148 | 40206 | KY | SRTVc | Mixed mild | SRTVc_Mixed mild_4A | 4
5149 | 40208 | KY | SRTVc | Mixed mild | SRTVc_Mixed mild_4A | 4
5150 | 40209 | KY | SRTVc | Mixed mild | SRTVc_Mixed mild_4A | 4
5151 | 40210 | KY | SRTVc | Mixed mild | SRTVc_Mixed mild_4A | 4
5152 | 40211 | KY | SRTVc | Mixed mild | SRTVc_Mixed mild_4A | 4
5153 | 40212 | KY | SRTVc | Mixed mild | SRTVc_Mixed mild_4A | 4
5154 | 40213 | KY | SRTVc | Mixed mild | SRTVc_Mixed mild_4A | 4
5155 | 40214 | KY | SRTVc | Mixed mild | SRTVc_Mixed mild_4A | 4
5156 | 40215 | KY | SRTVc | Mixed mild | SRTVc_Mixed mild_4A | 4
5157 | 40216 | KY | SRTVc | Mixed mild | SRTVc_Mixed mild_4A | 4
5158 | 40217 | KY | SRTVc | Mixed mild | SRTVc_Mixed mild_4A | 4
5159 | 40218 | KY | SRTVc | Mixed mild | SRTVc_Mixed mild_4A | 4
5160 | 40219 | KY | SRTVc | Mixed mild | SRTVc_Mixed mild_4A | 4
5161 | 40220 | KY | SRTVc | Mixed mild | SRTVc_Mixed mild_4A | 4
5162 | 40221 | KY | SRTVc | Mixed mild | SRTVc_Mixed mild_4A | 4
5163 | 40222 | KY | SRTVc | Mixed mild | SRTVc_Mixed mild_4A | 4
5164 | 40223 | KY | SRTVc | Mixed mild | SRTVc_Mixed mild_4A | 4
5165 | 40225 | KY | SRTVc | Mixed mild | SRTVc_Mixed mild_4A | 4
5166 | 40228 | KY | SRTVc | Mixed mild | SRTVc_Mixed mild_4A | 4
5167 | 40231 | KY | SRTVc | Mixed mild | SRTVc_Mixed mild_4A | 4
5168 | 40232 | KY | SRTVc | Mixed mild | SRTVc_Mixed mild_4A | 4
5169 | 40233 | KY | SRTVc | Mixed mild | SRTVc_Mixed mild_4A | 4
5170 | 40242 | KY | SRTVc | Mixed mild | SRTVc_Mixed mild_4A | 4
5171 | 40243 | KY | SRTVc | Mixed mild | SRTVc_Mixed mild_4A | 4
5172 | 40250 | KY | SRTVc | Mixed mild | SRTVc_Mixed mild_4A | 4
5173 | 40251 | KY | SRTVc | Mixed mild | SRTVc_Mixed mild_4A | 4
5174 | 40252 | KY | SRTVc | Mixed mild | SRTVc_Mixed mild_4A | 4
5175 | 40253 | KY | SRTVc | Mixed mild | SRTVc_Mixed mild_4A | 4
5176 | 40255 | KY | SRTVc | Mixed mild | SRTVc_Mixed mild_4A | 4
5177 | 40256 | KY | SRTVc | Mixed mild | SRTVc_Mixed mild_4A | 4
5178 | 40257 | KY | SRTVc | Mixed mild | SRTVc_Mixed mild_4A | 4
5179 | 40258 | KY | SRTVc | Mixed mild | SRTVc_Mixed mild_4A | 4
5180 | 40259 | KY | SRTVc | Mixed mild | SRTVc_Mixed mild_4A | 4
5181 | 40261 | KY | SRTVc | Mixed mild | SRTVc_Mixed mild_4A | 4
5182 | 40266 | KY | SRTVc | Mixed mild | SRTVc_Mixed mild_4A | 4
5183 | 40268 | KY | SRTVc | Mixed mild | SRTVc_Mixed mild_4A | 4
5184 | 40269 | KY | SRTVc | Mixed mild | SRTVc_Mixed mild_4A | 4
5185 | 40270 | KY | SRTVc | Mixed mild | SRTVc_Mixed mild_4A | 4
5186 | 40280 | KY | SRTVc | Mixed mild | SRTVc_Mixed mild_4A | 4
5187 | 40281 | KY | SRTVc | Mixed mild | SRTVc_Mixed mild_4A | 4
5188 | 40282 | KY | SRTVc | Mixed mild | SRTVc_Mixed mild_4A | 4
5189 | 40283 | KY | SRTVc | Mixed mild | SRTVc_Mixed mild_4A | 4
5190 | 40285 | KY | SRTVc | Mixed mild | SRTVc_Mixed mild_4A | 4
5191 | 40289 | KY | SRTVc | Mixed mild | SRTVc_Mixed mild_4A | 4
5192 | 40291 | KY | SRTVc | Mixed mild | SRTVc_Mixed mild_4A | 4
5193 | 40292 | KY | SRTVc | Mixed mild | SRTVc_Mixed mild_4A | 4
5194 | 40115 | KY | SRTVc | Mixed mild | SRTVc_Mixed mild_4A | 4
5195 | 40121 | KY | SRTVc | Mixed mild | SRTVc_Mixed mild_4A | 4
5196 | 40122 | KY | SRTVc | Mixed mild | SRTVc_Mixed mild_4A | 4
5197 | 40140 | KY | SRTVc | Mixed mild | SRTVc_Mixed mild_4A | 4
5198 | 40159 | KY | SRTVc | Mixed mild | SRTVc_Mixed mild_4A | 4
5199 | 40160 | KY | SRTVc | Mixed mild | SRTVc_Mixed mild_4A | 4
5200 | 40162 | KY | SRTVc | Mixed mild | SRTVc_Mixed mild_4A | 4
5201 | 40175 | KY | SRTVc | Mixed mild | SRTVc_Mixed mild_4A | 4
5202 | 42701 | KY | SRTVc | Mixed mild | SRTVc_Mixed mild_4A | 4
5203 | 42702 | KY | SRTVc | Mixed mild | SRTVc_Mixed mild_4A | 4
5204 | 42712 | KY | SRTVc | Mixed mild | SRTVc_Mixed mild_4A | 4
5205 | 42724 | KY | SRTVc | Mixed mild | SRTVc_Mixed mild_4A | 4
5206 | 42732 | KY | SRTVc | Mixed mild | SRTVc_Mixed mild_4A | 4
5207 | 42740 | KY | SRTVc | Mixed mild | SRTVc_Mixed mild_4A | 4
5208 | 42776 | KY | SRTVc | Mixed mild | SRTVc_Mixed mild_4A | 4
5209 | 42784 | KY | SRTVc | Mixed mild | SRTVc_Mixed mild_4A | 4
5210 | 42788 | KY | SRTVc | Mixed mild | SRTVc_Mixed mild_4A | 4
5211 | 42757 | KY | SRTVc | Mixed mild | SRTVc_Mixed mild_4A | 4
5212 | 42764 | KY | SRTVc | Mixed mild | SRTVc_Mixed mild_4A | 4
5213 | 40310 | KY | SRTVc | Mixed mild | SRTVc_Mixed mild_4A | 4
5214 | 40422 | KY | SRTVc | Mixed mild | SRTVc_Mixed mild_4A | 4
5215 | 40104 | KY | SRTVc | Mixed mild | SRTVc_Mixed mild_4A | 4
5216 | 40108 | KY | SRTVc | Mixed mild | SRTVc_Mixed mild_4A | 4
5217 | 40117 | KY | SRTVc | Mixed mild | SRTVc_Mixed mild_4A | 4
5218 | 40142 | KY | SRTVc | Mixed mild | SRTVc_Mixed mild_4A | 4
5219 | 40146 | KY | SRTVc | Mixed mild | SRTVc_Mixed mild_4A | 4
5220 | 40155 | KY | SRTVc | Mixed mild | SRTVc_Mixed mild_4A | 4
5221 | 40157 | KY | SRTVc | Mixed mild | SRTVc_Mixed mild_4A | 4
5222 | 40161 | KY | SRTVc | Mixed mild | SRTVc_Mixed mild_4A | 4
5223 | 40171 | KY | SRTVc | Mixed mild | SRTVc_Mixed mild_4A | 4
5224 | 40176 | KY | SRTVc | Mixed mild | SRTVc_Mixed mild_4A | 4
5225 | 40111 | KY | SRTVc | Mixed mild | SRTVc_Mixed mild_4A | 4
5226 | 40119 | KY | SRTVc | Mixed mild | SRTVc_Mixed mild_4A | 4
5227 | 40143 | KY | SRTVc | Mixed mild | SRTVc_Mixed mild_4A | 4
5228 | 40144 | KY | SRTVc | Mixed mild | SRTVc_Mixed mild_4A | 4
5229 | 40145 | KY | SRTVc | Mixed mild | SRTVc_Mixed mild_4A | 4
5230 | 40152 | KY | SRTVc | Mixed mild | SRTVc_Mixed mild_4A | 4
5231 | 40153 | KY | SRTVc | Mixed mild | SRTVc_Mixed mild_4A | 4
5232 | 40170 | KY | SRTVc | Mixed mild | SRTVc_Mixed mild_4A | 4
5233 | 40178 | KY | SRTVc | Mixed mild | SRTVc_Mixed mild_4A | 4
5234 | 42343 | KY | SRTVc | Mixed mild | SRTVc_Mixed mild_4A | 4
5235 | 42754 | KY | SRTVc | Mixed mild | SRTVc_Mixed mild_4A | 4
5236 | 42207 | KY | SRTVc | Mixed mild | SRTVc_Mixed mild_4A | 4
5237 | 42210 | KY | SRTVc | Mixed mild | SRTVc_Mixed mild_4A | 4
5238 | 42275 | KY | SRTVc | Mixed mild | SRTVc_Mixed mild_4A | 4
5239 | 42349 | KY | SRTVc | Mixed mild | SRTVc_Mixed mild_4A | 4
5240 | 42361 | KY | SRTVc | Mixed mild | SRTVc_Mixed mild_4A | 4
5241 | 42721 | KY | SRTVc | Mixed mild | SRTVc_Mixed mild_4A | 4
5242 | 42726 | KY | SRTVc | Mixed mild | SRTVc_Mixed mild_4A | 4
5243 | 42762 | KY | SRTVc | Mixed mild | SRTVc_Mixed mild_4A | 4
5244 | 42320 | KY | SRTVc | Mixed mild | SRTVc_Mixed mild_4A | 4
5245 | 42328 | KY | SRTVc | Mixed mild | SRTVc_Mixed mild_4A | 4
5246 | 42333 | KY | SRTVc | Mixed mild | SRTVc_Mixed mild_4A | 4
5247 | 42338 | KY | SRTVc | Mixed mild | SRTVc_Mixed mild_4A | 4
5248 | 42347 | KY | SRTVc | Mixed mild | SRTVc_Mixed mild_4A | 4
5249 | 42352 | KY | SRTVc | Mixed mild | SRTVc_Mixed mild_4A | 4
5250 | 42354 | KY | SRTVc | Mixed mild | SRTVc_Mixed mild_4A | 4
5251 | 42366 | KY | SRTVc | Mixed mild | SRTVc_Mixed mild_4A | 4
5252 | 42368 | KY | SRTVc | Mixed mild | SRTVc_Mixed mild_4A | 4
5253 | 42369 | KY | SRTVc | Mixed mild | SRTVc_Mixed mild_4A | 4
5254 | 42370 | KY | SRTVc | Mixed mild | SRTVc_Mixed mild_4A | 4
5255 | 42376 | KY | SRTVc | Mixed mild | SRTVc_Mixed mild_4A | 4
5256 | 42378 | KY | SRTVc | Mixed mild | SRTVc_Mixed mild_4A | 4
5257 | 40311 | KY | SRTVc | Mixed mild | SRTVc_Mixed mild_4A | 4
5258 | 40348 | KY | SRTVc | Mixed mild | SRTVc_Mixed mild_4A | 4
5259 | 40350 | KY | SRTVc | Mixed mild | SRTVc_Mixed mild_4A | 4
5260 | 40361 | KY | SRTVc | Mixed mild | SRTVc_Mixed mild_4A | 4
5261 | 40374 | KY | SRTVc | Mixed mild | SRTVc_Mixed mild_4A | 4
5262 | 41031 | KY | SRTVc | Mixed mild | SRTVc_Mixed mild_4A | 4
5263 | 41039 | KY | SRTVc | Mixed mild | SRTVc_Mixed mild_4A | 4
5264 | 40324 | KY | SRTVc | Mixed mild | SRTVc_Mixed mild_4A | 4
5265 | 40353 | KY | SRTVc | Mixed mild | SRTVc_Mixed mild_4A | 4
5266 | 40357 | KY | SRTVc | Mixed mild | SRTVc_Mixed mild_4A | 4
5267 | 40511 | KY | SRTVc | Mixed mild | SRTVc_Mixed mild_4A | 4
5268 | 40516 | KY | SRTVc | Mixed mild | SRTVc_Mixed mild_4A | 4
5269 | 40322 | KY | SRTVc | Mixed mild | SRTVc_Mixed mild_4A | 4
5270 | 40334 | KY | SRTVc | Mixed mild | SRTVc_Mixed mild_4A | 4
5271 | 40346 | KY | SRTVc | Mixed mild | SRTVc_Mixed mild_4A | 4
5272 | 40351 | KY | SRTVc | Mixed mild | SRTVc_Mixed mild_4A | 4
5273 | 40358 | KY | SRTVc | Mixed mild | SRTVc_Mixed mild_4A | 4
5274 | 40360 | KY | SRTVc | Mixed mild | SRTVc_Mixed mild_4A | 4
5275 | 40371 | KY | SRTVc | Mixed mild | SRTVc_Mixed mild_4A | 4
5276 | 40312 | KY | SRTVc | Mixed mild | SRTVc_Mixed mild_4A | 4
5277 | 40336 | KY | SRTVc | Mixed mild | SRTVc_Mixed mild_4A | 4
5278 | 40380 | KY | SRTVc | Mixed mild | SRTVc_Mixed mild_4A | 4
5279 | 40385 | KY | SRTVc | Mixed mild | SRTVc_Mixed mild_4A | 4
5280 | 40472 | KY | SRTVc | Mixed mild | SRTVc_Mixed mild_4A | 4
5281 | 40391 | KY | SRTVc | Mixed mild | SRTVc_Mixed mild_4A | 4
5282 | 40392 | KY | SRTVc | Mixed mild | SRTVc_Mixed mild_4A | 4
5283 | 40509 | KY | SRTVc | Mixed mild | SRTVc_Mixed mild_4A | 4
5284 | 40515 | KY | SRTVc | Mixed mild | SRTVc_Mixed mild_4A | 4
5285 | 40337 | KY | SRTVc | Mixed mild | SRTVc_Mixed mild_4A | 4
5286 | 40376 | KY | SRTVc | Mixed mild | SRTVc_Mixed mild_4A | 4
5287 | 40387 | KY | SRTVc | Mixed mild | SRTVc_Mixed mild_4A | 4
5288 | 41301 | KY | SRTVc | Mixed mild | SRTVc_Mixed mild_4A | 4
5289 | 41360 | KY | SRTVc | Mixed mild | SRTVc_Mixed mild_4A | 4
5290 | 40313 | KY | SRTVc | Mixed mild | SRTVc_Mixed mild_4A | 4
5291 | 40317 | KY | SRTVc | Mixed mild | SRTVc_Mixed mild_4A | 4
5292 | 40319 | KY | SRTVc | Mixed mild | SRTVc_Mixed mild_4A | 4
5293 | 41049 | KY | SRTVc | Mixed mild | SRTVc_Mixed mild_4A | 4
5294 | 41164 | KY | SRTVc | Mixed mild | SRTVc_Mixed mild_4A | 4
5295 | 41472 | KY | SRTVc | Mixed mild | SRTVc_Mixed mild_4A | 4
5296 | 40316 | KY | SRTVc | Mixed mild | SRTVc_Mixed mild_4A | 4
5297 | 41425 | KY | SRTVc | Mixed mild | SRTVc_Mixed mild_4A | 4
5298 | 40370 | KY | SRTVc | Mixed mild | SRTVc_Mixed mild_4A | 4
5299 | 41010 | KY | SRTVc | Mixed mild | SRTVc_Mixed mild_4A | 4
5300 | 40356 | KY | SRTVc | Mixed mild | SRTVc_Mixed mild_4A | 4
5301 | 40502 | KY | SRTVc | Mixed mild | SRTVc_Mixed mild_4A | 4
5302 | 40503 | KY | SRTVc | Mixed mild | SRTVc_Mixed mild_4A | 4
5303 | 40504 | KY | SRTVc | Mixed mild | SRTVc_Mixed mild_4A | 4
5304 | 40505 | KY | SRTVc | Mixed mild | SRTVc_Mixed mild_4A | 4
5305 | 40506 | KY | SRTVc | Mixed mild | SRTVc_Mixed mild_4A | 4
5306 | 40507 | KY | SRTVc | Mixed mild | SRTVc_Mixed mild_4A | 4
5307 | 40508 | KY | SRTVc | Mixed mild | SRTVc_Mixed mild_4A | 4
5308 | 40510 | KY | SRTVc | Mixed mild | SRTVc_Mixed mild_4A | 4
5309 | 40512 | KY | SRTVc | Mixed mild | SRTVc_Mixed mild_4A | 4
5310 | 40513 | KY | SRTVc | Mixed mild | SRTVc_Mixed mild_4A | 4
5311 | 40514 | KY | SRTVc | Mixed mild | SRTVc_Mixed mild_4A | 4
5312 | 40517 | KY | SRTVc | Mixed mild | SRTVc_Mixed mild_4A | 4
5313 | 40522 | KY | SRTVc | Mixed mild | SRTVc_Mixed mild_4A | 4
5314 | 40523 | KY | SRTVc | Mixed mild | SRTVc_Mixed mild_4A | 4
5315 | 40524 | KY | SRTVc | Mixed mild | SRTVc_Mixed mild_4A | 4
5316 | 40526 | KY | SRTVc | Mixed mild | SRTVc_Mixed mild_4A | 4
5317 | 40533 | KY | SRTVc | Mixed mild | SRTVc_Mixed mild_4A | 4
5318 | 40536 | KY | SRTVc | Mixed mild | SRTVc_Mixed mild_4A | 4
5319 | 40544 | KY | SRTVc | Mixed mild | SRTVc_Mixed mild_4A | 4
5320 | 40555 | KY | SRTVc | Mixed mild | SRTVc_Mixed mild_4A | 4
5321 | 40574 | KY | SRTVc | Mixed mild | SRTVc_Mixed mild_4A | 4
5322 | 40575 | KY | SRTVc | Mixed mild | SRTVc_Mixed mild_4A | 4
5323 | 40576 | KY | SRTVc | Mixed mild | SRTVc_Mixed mild_4A | 4
5324 | 40577 | KY | SRTVc | Mixed mild | SRTVc_Mixed mild_4A | 4
5325 | 40578 | KY | SRTVc | Mixed mild | SRTVc_Mixed mild_4A | 4
5326 | 40579 | KY | SRTVc | Mixed mild | SRTVc_Mixed mild_4A | 4
5327 | 40580 | KY | SRTVc | Mixed mild | SRTVc_Mixed mild_4A | 4
5328 | 40581 | KY | SRTVc | Mixed mild | SRTVc_Mixed mild_4A | 4
5329 | 40582 | KY | SRTVc | Mixed mild | SRTVc_Mixed mild_4A | 4
5330 | 40583 | KY | SRTVc | Mixed mild | SRTVc_Mixed mild_4A | 4
5331 | 40588 | KY | SRTVc | Mixed mild | SRTVc_Mixed mild_4A | 4
5332 | 40591 | KY | SRTVc | Mixed mild | SRTVc_Mixed mild_4A | 4
5333 | 40440 | KY | SRTVc | Mixed mild | SRTVc_Mixed mild_4A | 4
5334 | 40452 | KY | SRTVc | Mixed mild | SRTVc_Mixed mild_4A | 4
5335 | 41311 | KY | SRTVc | Mixed mild | SRTVc_Mixed mild_4A | 4
5336 | 41314 | KY | SRTVc | Mixed mild | SRTVc_Mixed mild_4A | 4
5337 | 41339 | KY | SRTVc | Mixed mild | SRTVc_Mixed mild_4A | 4
5338 | 41347 | KY | SRTVc | Mixed mild | SRTVc_Mixed mild_4A | 4
5339 | 41365 | KY | SRTVc | Mixed mild | SRTVc_Mixed mild_4A | 4
5340 | 41368 | KY | SRTVc | Mixed mild | SRTVc_Mixed mild_4A | 4
5341 | 41386 | KY | SRTVc | Mixed mild | SRTVc_Mixed mild_4A | 4
5342 | 41397 | KY | SRTVc | Mixed mild | SRTVc_Mixed mild_4A | 4
5343 | 40339 | KY | SRTVc | Mixed mild | SRTVc_Mixed mild_4A | 4
5344 | 40340 | KY | SRTVc | Mixed mild | SRTVc_Mixed mild_4A | 4
5345 | 40383 | KY | SRTVc | Mixed mild | SRTVc_Mixed mild_4A | 4
5346 | 40390 | KY | SRTVc | Mixed mild | SRTVc_Mixed mild_4A | 4
5347 | 41132 | KY | RFCWc | Mixed mild | RFCWc_Mixed mild_4A | 4
5348 | 41141 | KY | RFCWc | Mixed mild | RFCWc_Mixed mild_4A | 4
5349 | 41142 | KY | RFCWc | Mixed mild | RFCWc_Mixed mild_4A | 4
5350 | 41143 | KY | RFCWc | Mixed mild | RFCWc_Mixed mild_4A | 4
5351 | 41146 | KY | RFCWc | Mixed mild | RFCWc_Mixed mild_4A | 4
5352 | 41168 | KY | RFCWc | Mixed mild | RFCWc_Mixed mild_4A | 4
5353 | 41173 | KY | RFCWc | Mixed mild | RFCWc_Mixed mild_4A | 4
5354 | 41179 | KY | RFCWc | Mixed mild | RFCWc_Mixed mild_4A | 4
5355 | 41180 | KY | RFCWc | Mixed mild | RFCWc_Mixed mild_4A | 4
5356 | 41149 | KY | SRTVc | Mixed mild | SRTVc_Mixed mild_4A | 4
5357 | 41171 | KY | SRTVc | Mixed mild | SRTVc_Mixed mild_4A | 4
5358 | 41037 | KY | SRTVc | Mixed mild | SRTVc_Mixed mild_4A | 4
5359 | 41041 | KY | SRTVc | Mixed mild | SRTVc_Mixed mild_4A | 4
5360 | 41055 | KY | SRTVc | Mixed mild | SRTVc_Mixed mild_4A | 4
5361 | 41056 | KY | SRTVc | Mixed mild | SRTVc_Mixed mild_4A | 4
5362 | 41064 | KY | SRTVc | Mixed mild | SRTVc_Mixed mild_4A | 4
5363 | 41081 | KY | SRTVc | Mixed mild | SRTVc_Mixed mild_4A | 4
5364 | 41093 | KY | SRTVc | Mixed mild | SRTVc_Mixed mild_4A | 4
5365 | 40355 | KY | SRTVc | Mixed mild | SRTVc_Mixed mild_4A | 4
5366 | 40359 | KY | SRTVc | Mixed mild | SRTVc_Mixed mild_4A | 4
5367 | 40363 | KY | SRTVc | Mixed mild | SRTVc_Mixed mild_4A | 4
5368 | 41035 | KY | SRTVc | Mixed mild | SRTVc_Mixed mild_4A | 4
5369 | 41046 | KY | SRTVc | Mixed mild | SRTVc_Mixed mild_4A | 4
5370 | 41052 | KY | SRTVc | Mixed mild | SRTVc_Mixed mild_4A | 4
5371 | 41086 | KY | SRTVc | Mixed mild | SRTVc_Mixed mild_4A | 4
5372 | 41003 | KY | SRTVc | Mixed mild | SRTVc_Mixed mild_4A | 4
5373 | 40403 | KY | SRTVc | Mixed mild | SRTVc_Mixed mild_4A | 4
5374 | 40405 | KY | SRTVc | Mixed mild | SRTVc_Mixed mild_4A | 4
5375 | 40447 | KY | SRTVc | Mixed mild | SRTVc_Mixed mild_4A | 4
5376 | 40456 | KY | SRTVc | Mixed mild | SRTVc_Mixed mild_4A | 4
5377 | 40461 | KY | SRTVc | Mixed mild | SRTVc_Mixed mild_4A | 4
5378 | 40475 | KY | SRTVc | Mixed mild | SRTVc_Mixed mild_4A | 4
5379 | 40476 | KY | SRTVc | Mixed mild | SRTVc_Mixed mild_4A | 4
5380 | 41332 | KY | SRTVc | Mixed mild | SRTVc_Mixed mild_4A | 4
5381 | 41352 | KY | SRTVc | Mixed mild | SRTVc_Mixed mild_4A | 4
5382 | 41408 | KY | SRTVc | Mixed mild | SRTVc_Mixed mild_4A | 4
5383 | 41413 | KY | SRTVc | Mixed mild | SRTVc_Mixed mild_4A | 4
5384 | 41421 | KY | SRTVc | Mixed mild | SRTVc_Mixed mild_4A | 4
5385 | 41451 | KY | SRTVc | Mixed mild | SRTVc_Mixed mild_4A | 4
5386 | 41465 | KY | SRTVc | Mixed mild | SRTVc_Mixed mild_4A | 4
5387 | 40402 | KY | SRTVc | Mixed mild | SRTVc_Mixed mild_4A | 4
5388 | 40741 | KY | SRTVc | Mixed mild | SRTVc_Mixed mild_4A | 4
5389 | 40744 | KY | SRTVc | Mixed mild | SRTVc_Mixed mild_4A | 4
5390 | 40906 | KY | SRTVc | Mixed mild | SRTVc_Mixed mild_4A | 4
5391 | 40913 | KY | SRTVc | Mixed mild | SRTVc_Mixed mild_4A | 4
5392 | 40914 | KY | SRTVc | Mixed mild | SRTVc_Mixed mild_4A | 4
5393 | 40932 | KY | SRTVc | Mixed mild | SRTVc_Mixed mild_4A | 4
5394 | 40941 | KY | SRTVc | Mixed mild | SRTVc_Mixed mild_4A | 4
5395 | 40944 | KY | SRTVc | Mixed mild | SRTVc_Mixed mild_4A | 4
5396 | 40951 | KY | SRTVc | Mixed mild | SRTVc_Mixed mild_4A | 4
5397 | 40962 | KY | SRTVc | Mixed mild | SRTVc_Mixed mild_4A | 4
5398 | 40972 | KY | SRTVc | Mixed mild | SRTVc_Mixed mild_4A | 4
5399 | 40983 | KY | SRTVc | Mixed mild | SRTVc_Mixed mild_4A | 4
5400 | 41721 | KY | SRTVc | Mixed mild | SRTVc_Mixed mild_4A | 4
5401 | 40701 | KY | SRTVc | Mixed mild | SRTVc_Mixed mild_4A | 4
5402 | 40724 | KY | SRTVc | Mixed mild | SRTVc_Mixed mild_4A | 4
5403 | 40729 | KY | SRTVc | Mixed mild | SRTVc_Mixed mild_4A | 4
5404 | 40734 | KY | SRTVc | Mixed mild | SRTVc_Mixed mild_4A | 4
5405 | 40737 | KY | SRTVc | Mixed mild | SRTVc_Mixed mild_4A | 4
5406 | 40740 | KY | SRTVc | Mixed mild | SRTVc_Mixed mild_4A | 4
5407 | 40750 | KY | SRTVc | Mixed mild | SRTVc_Mixed mild_4A | 4
5408 | 40755 | KY | SRTVc | Mixed mild | SRTVc_Mixed mild_4A | 4
5409 | 40434 | KY | SRTVc | Mixed mild | SRTVc_Mixed mild_4A | 4
5410 | 40445 | KY | SRTVc | Mixed mild | SRTVc_Mixed mild_4A | 4
5411 | 40481 | KY | SRTVc | Mixed mild | SRTVc_Mixed mild_4A | 4
5412 | 40486 | KY | SRTVc | Mixed mild | SRTVc_Mixed mild_4A | 4
5413 | 40409 | KY | SRTVc | Mixed mild | SRTVc_Mixed mild_4A | 4
5414 | 40419 | KY | SRTVc | Mixed mild | SRTVc_Mixed mild_4A | 4
5415 | 40460 | KY | SRTVc | Mixed mild | SRTVc_Mixed mild_4A | 4
5416 | 40473 | KY | SRTVc | Mixed mild | SRTVc_Mixed mild_4A | 4
5417 | 40492 | KY | SRTVc | Mixed mild | SRTVc_Mixed mild_4A | 4
5418 | 40410 | KY | SRTVc | Mixed mild | SRTVc_Mixed mild_4A | 4
5419 | 40444 | KY | SRTVc | Mixed mild | SRTVc_Mixed mild_4A | 4
5420 | 42501 | KY | SRTVc | Mixed mild | SRTVc_Mixed mild_4A | 4
5421 | 42502 | KY | SRTVc | Mixed mild | SRTVc_Mixed mild_4A | 4
5422 | 42503 | KY | SRTVc | Mixed mild | SRTVc_Mixed mild_4A | 4
5423 | 42518 | KY | SRTVc | Mixed mild | SRTVc_Mixed mild_4A | 4
5424 | 42519 | KY | SRTVc | Mixed mild | SRTVc_Mixed mild_4A | 4
5425 | 42533 | KY | SRTVc | Mixed mild | SRTVc_Mixed mild_4A | 4
5426 | 42558 | KY | SRTVc | Mixed mild | SRTVc_Mixed mild_4A | 4
5427 | 42564 | KY | SRTVc | Mixed mild | SRTVc_Mixed mild_4A | 4
5428 | 42567 | KY | SRTVc | Mixed mild | SRTVc_Mixed mild_4A | 4
5429 | 42633 | KY | SRTVc | Mixed mild | SRTVc_Mixed mild_4A | 4
5430 | 40448 | KY | SRTVc | Mixed mild | SRTVc_Mixed mild_4A | 4
5431 | 41351 | KY | SRTVc | Mixed mild | SRTVc_Mixed mild_4A | 4
5432 | 41364 | KY | SRTVc | Mixed mild | SRTVc_Mixed mild_4A | 4
5433 | 40759 | KY | SRTVc | Mixed mild | SRTVc_Mixed mild_4A | 4
5434 | 40763 | KY | SRTVc | Mixed mild | SRTVc_Mixed mild_4A | 4
5435 | 40771 | KY | SRTVc | Mixed mild | SRTVc_Mixed mild_4A | 4
5436 | 40903 | KY | SRTVc | Mixed mild | SRTVc_Mixed mild_4A | 4
5437 | 40915 | KY | SRTVc | Mixed mild | SRTVc_Mixed mild_4A | 4
5438 | 40921 | KY | SRTVc | Mixed mild | SRTVc_Mixed mild_4A | 4
5439 | 40923 | KY | SRTVc | Mixed mild | SRTVc_Mixed mild_4A | 4
5440 | 40935 | KY | SRTVc | Mixed mild | SRTVc_Mixed mild_4A | 4
5441 | 40939 | KY | SRTVc | Mixed mild | SRTVc_Mixed mild_4A | 4
5442 | 40943 | KY | SRTVc | Mixed mild | SRTVc_Mixed mild_4A | 4
5443 | 40946 | KY | SRTVc | Mixed mild | SRTVc_Mixed mild_4A | 4
5444 | 40949 | KY | SRTVc | Mixed mild | SRTVc_Mixed mild_4A | 4
5445 | 40953 | KY | SRTVc | Mixed mild | SRTVc_Mixed mild_4A | 4
5446 | 40982 | KY | SRTVc | Mixed mild | SRTVc_Mixed mild_4A | 4
5447 | 40995 | KY | SRTVc | Mixed mild | SRTVc_Mixed mild_4A | 4
5448 | 40997 | KY | SRTVc | Mixed mild | SRTVc_Mixed mild_4A | 4
5449 | 40730 | KY | SRTVc | Mixed mild | SRTVc_Mixed mild_4A | 4
5450 | 40769 | KY | SRTVc | Mixed mild | SRTVc_Mixed mild_4A | 4
5451 | 40940 | KY | SRTVc | Mixed mild | SRTVc_Mixed mild_4A | 4
5452 | 42631 | KY | SRTVc | Mixed mild | SRTVc_Mixed mild_4A | 4
5453 | 42634 | KY | SRTVc | Mixed mild | SRTVc_Mixed mild_4A | 4
5454 | 42635 | KY | SRTVc | Mixed mild | SRTVc_Mixed mild_4A | 4
5455 | 42638 | KY | SRTVc | Mixed mild | SRTVc_Mixed mild_4A | 4
5456 | 42647 | KY | SRTVc | Mixed mild | SRTVc_Mixed mild_4A | 4
5457 | 42649 | KY | SRTVc | Mixed mild | SRTVc_Mixed mild_4A | 4
5458 | 42653 | KY | SRTVc | Mixed mild | SRTVc_Mixed mild_4A | 4
5459 | 40801 | KY | SRTVc | Mixed mild | SRTVc_Mixed mild_4A | 4
5460 | 40806 | KY | SRTVc | Mixed mild | SRTVc_Mixed mild_4A | 4
5461 | 40807 | KY | SRTVc | Mixed mild | SRTVc_Mixed mild_4A | 4
5462 | 40808 | KY | SRTVc | Mixed mild | SRTVc_Mixed mild_4A | 4
5463 | 40810 | KY | SRTVc | Mixed mild | SRTVc_Mixed mild_4A | 4
5464 | 40815 | KY | SRTVc | Mixed mild | SRTVc_Mixed mild_4A | 4
5465 | 40818 | KY | SRTVc | Mixed mild | SRTVc_Mixed mild_4A | 4
5466 | 40819 | KY | SRTVc | Mixed mild | SRTVc_Mixed mild_4A | 4
5467 | 40820 | KY | SRTVc | Mixed mild | SRTVc_Mixed mild_4A | 4
5468 | 40823 | KY | SRTVc | Mixed mild | SRTVc_Mixed mild_4A | 4
5469 | 40824 | KY | SRTVc | Mixed mild | SRTVc_Mixed mild_4A | 4
5470 | 40828 | KY | SRTVc | Mixed mild | SRTVc_Mixed mild_4A | 4
5471 | 40829 | KY | SRTVc | Mixed mild | SRTVc_Mixed mild_4A | 4
5472 | 40830 | KY | SRTVc | Mixed mild | SRTVc_Mixed mild_4A | 4
5473 | 40831 | KY | SRTVc | Mixed mild | SRTVc_Mixed mild_4A | 4
5474 | 40840 | KY | SRTVc | Mixed mild | SRTVc_Mixed mild_4A | 4
5475 | 40843 | KY | SRTVc | Mixed mild | SRTVc_Mixed mild_4A | 4
5476 | 40847 | KY | SRTVc | Mixed mild | SRTVc_Mixed mild_4A | 4
5477 | 40849 | KY | SRTVc | Mixed mild | SRTVc_Mixed mild_4A | 4
5478 | 40854 | KY | SRTVc | Mixed mild | SRTVc_Mixed mild_4A | 4
5479 | 40855 | KY | SRTVc | Mixed mild | SRTVc_Mixed mild_4A | 4
5480 | 40863 | KY | SRTVc | Mixed mild | SRTVc_Mixed mild_4A | 4
5481 | 40865 | KY | SRTVc | Mixed mild | SRTVc_Mixed mild_4A | 4
5482 | 40870 | KY | SRTVc | Mixed mild | SRTVc_Mixed mild_4A | 4
5483 | 40873 | KY | SRTVc | Mixed mild | SRTVc_Mixed mild_4A | 4
5484 | 40927 | KY | SRTVc | Mixed mild | SRTVc_Mixed mild_4A | 4
5485 | 40964 | KY | SRTVc | Mixed mild | SRTVc_Mixed mild_4A | 4
5486 | 40803 | KY | RFCWc | Mixed mild | RFCWc_Mixed mild_4A | 4
5487 | 40816 | KY | RFCWc | Mixed mild | RFCWc_Mixed mild_4A | 4
5488 | 40827 | KY | RFCWc | Mixed mild | RFCWc_Mixed mild_4A | 4
5489 | 40844 | KY | RFCWc | Mixed mild | RFCWc_Mixed mild_4A | 4
5490 | 40858 | KY | RFCWc | Mixed mild | RFCWc_Mixed mild_4A | 4
5491 | 40868 | KY | RFCWc | Mixed mild | RFCWc_Mixed mild_4A | 4
5492 | 40874 | KY | RFCWc | Mixed mild | RFCWc_Mixed mild_4A | 4
5493 | 40979 | KY | RFCWc | Mixed mild | RFCWc_Mixed mild_4A | 4
5494 | 41714 | KY | RFCWc | Mixed mild | RFCWc_Mixed mild_4A | 4
5495 | 41723 | KY | RFCWc | Mixed mild | RFCWc_Mixed mild_4A | 4
5496 | 41749 | KY | RFCWc | Mixed mild | RFCWc_Mixed mild_4A | 4
5497 | 41754 | KY | RFCWc | Mixed mild | RFCWc_Mixed mild_4A | 4
5498 | 41762 | KY | RFCWc | Mixed mild | RFCWc_Mixed mild_4A | 4
5499 | 41764 | KY | RFCWc | Mixed mild | RFCWc_Mixed mild_4A | 4
5500 | 41766 | KY | RFCWc | Mixed mild | RFCWc_Mixed mild_4A | 4
5501 | 41775 | KY | RFCWc | Mixed mild | RFCWc_Mixed mild_4A | 4
5502 | 41776 | KY | RFCWc | Mixed mild | RFCWc_Mixed mild_4A | 4
5503 | 41777 | KY | RFCWc | Mixed mild | RFCWc_Mixed mild_4A | 4
5504 | 40813 | KY | SRTVc | Mixed mild | SRTVc_Mixed mild_4A | 4
5505 | 40845 | KY | SRTVc | Mixed mild | SRTVc_Mixed mild_4A | 4
5506 | 40856 | KY | SRTVc | Mixed mild | SRTVc_Mixed mild_4A | 4
5507 | 40902 | KY | SRTVc | Mixed mild | SRTVc_Mixed mild_4A | 4
5508 | 40930 | KY | SRTVc | Mixed mild | SRTVc_Mixed mild_4A | 4
5509 | 40955 | KY | SRTVc | Mixed mild | SRTVc_Mixed mild_4A | 4
5510 | 40958 | KY | SRTVc | Mixed mild | SRTVc_Mixed mild_4A | 4
5511 | 40965 | KY | SRTVc | Mixed mild | SRTVc_Mixed mild_4A | 4
5512 | 40977 | KY | SRTVc | Mixed mild | SRTVc_Mixed mild_4A | 4
5513 | 40988 | KY | SRTVc | Mixed mild | SRTVc_Mixed mild_4A | 4
5514 | 40826 | KY | RFCWc | Mixed mild | RFCWc_Mixed mild_4A | 4
5515 | 40862 | KY | RFCWc | Mixed mild | RFCWc_Mixed mild_4A | 4
5516 | 41517 | KY | RFCWc | Mixed mild | RFCWc_Mixed mild_4A | 4
5517 | 41537 | KY | RFCWc | Mixed mild | RFCWc_Mixed mild_4A | 4
5518 | 41731 | KY | RFCWc | Mixed mild | RFCWc_Mixed mild_4A | 4
5519 | 41804 | KY | RFCWc | Mixed mild | RFCWc_Mixed mild_4A | 4
5520 | 41810 | KY | RFCWc | Mixed mild | RFCWc_Mixed mild_4A | 4
5521 | 41812 | KY | RFCWc | Mixed mild | RFCWc_Mixed mild_4A | 4
5522 | 41815 | KY | RFCWc | Mixed mild | RFCWc_Mixed mild_4A | 4
5523 | 41819 | KY | RFCWc | Mixed mild | RFCWc_Mixed mild_4A | 4
5524 | 41821 | KY | RFCWc | Mixed mild | RFCWc_Mixed mild_4A | 4
5525 | 41824 | KY | RFCWc | Mixed mild | RFCWc_Mixed mild_4A | 4
5526 | 41825 | KY | RFCWc | Mixed mild | RFCWc_Mixed mild_4A | 4
5527 | 41826 | KY | RFCWc | Mixed mild | RFCWc_Mixed mild_4A | 4
5528 | 41832 | KY | RFCWc | Mixed mild | RFCWc_Mixed mild_4A | 4
5529 | 41833 | KY | RFCWc | Mixed mild | RFCWc_Mixed mild_4A | 4
5530 | 41835 | KY | RFCWc | Mixed mild | RFCWc_Mixed mild_4A | 4
5531 | 41837 | KY | RFCWc | Mixed mild | RFCWc_Mixed mild_4A | 4
5532 | 41838 | KY | RFCWc | Mixed mild | RFCWc_Mixed mild_4A | 4
5533 | 41840 | KY | RFCWc | Mixed mild | RFCWc_Mixed mild_4A | 4
5534 | 41843 | KY | RFCWc | Mixed mild | RFCWc_Mixed mild_4A | 4
5535 | 41845 | KY | RFCWc | Mixed mild | RFCWc_Mixed mild_4A | 4
5536 | 41848 | KY | RFCWc | Mixed mild | RFCWc_Mixed mild_4A | 4
5537 | 41849 | KY | RFCWc | Mixed mild | RFCWc_Mixed mild_4A | 4
5538 | 41855 | KY | RFCWc | Mixed mild | RFCWc_Mixed mild_4A | 4
5539 | 41858 | KY | RFCWc | Mixed mild | RFCWc_Mixed mild_4A | 4
5540 | 41348 | KY | RFCWc | Mixed mild | RFCWc_Mixed mild_4A | 4
5541 | 41367 | KY | RFCWc | Mixed mild | RFCWc_Mixed mild_4A | 4
5542 | 41701 | KY | RFCWc | Mixed mild | RFCWc_Mixed mild_4A | 4
5543 | 41712 | KY | RFCWc | Mixed mild | RFCWc_Mixed mild_4A | 4
5544 | 41713 | KY | RFCWc | Mixed mild | RFCWc_Mixed mild_4A | 4
5545 | 41719 | KY | RFCWc | Mixed mild | RFCWc_Mixed mild_4A | 4
5546 | 41722 | KY | RFCWc | Mixed mild | RFCWc_Mixed mild_4A | 4
5547 | 41727 | KY | RFCWc | Mixed mild | RFCWc_Mixed mild_4A | 4
5548 | 41729 | KY | RFCWc | Mixed mild | RFCWc_Mixed mild_4A | 4
5549 | 41735 | KY | RFCWc | Mixed mild | RFCWc_Mixed mild_4A | 4
5550 | 41736 | KY | RFCWc | Mixed mild | RFCWc_Mixed mild_4A | 4
5551 | 41739 | KY | RFCWc | Mixed mild | RFCWc_Mixed mild_4A | 4
5552 | 41745 | KY | RFCWc | Mixed mild | RFCWc_Mixed mild_4A | 4
5553 | 41746 | KY | RFCWc | Mixed mild | RFCWc_Mixed mild_4A | 4
5554 | 41751 | KY | RFCWc | Mixed mild | RFCWc_Mixed mild_4A | 4
5555 | 41760 | KY | RFCWc | Mixed mild | RFCWc_Mixed mild_4A | 4
5556 | 41763 | KY | RFCWc | Mixed mild | RFCWc_Mixed mild_4A | 4
5557 | 41773 | KY | RFCWc | Mixed mild | RFCWc_Mixed mild_4A | 4
5558 | 41774 | KY | RFCWc | Mixed mild | RFCWc_Mixed mild_4A | 4
5559 | 41778 | KY | RFCWc | Mixed mild | RFCWc_Mixed mild_4A | 4
5560 | 41001 | KY | SRTVc | Mixed mild | SRTVc_Mixed mild_4A | 4
5561 | 41006 | KY | SRTVc | Mixed mild | SRTVc_Mixed mild_4A | 4
5562 | 41007 | KY | SRTVc | Mixed mild | SRTVc_Mixed mild_4A | 4
5563 | 41059 | KY | SRTVc | Mixed mild | SRTVc_Mixed mild_4A | 4
5564 | 41071 | KY | SRTVc | Mixed mild | SRTVc_Mixed mild_4A | 4
5565 | 41072 | KY | SRTVc | Mixed mild | SRTVc_Mixed mild_4A | 4
5566 | 41073 | KY | SRTVc | Mixed mild | SRTVc_Mixed mild_4A | 4
5567 | 41074 | KY | SRTVc | Mixed mild | SRTVc_Mixed mild_4A | 4
5568 | 41075 | KY | SRTVc | Mixed mild | SRTVc_Mixed mild_4A | 4
5569 | 41076 | KY | SRTVc | Mixed mild | SRTVc_Mixed mild_4A | 4
5570 | 41085 | KY | SRTVc | Mixed mild | SRTVc_Mixed mild_4A | 4
5571 | 41099 | KY | SRTVc | Mixed mild | SRTVc_Mixed mild_4A | 4
5572 | 41002 | KY | SRTVc | Mixed mild | SRTVc_Mixed mild_4A | 4
5573 | 41004 | KY | SRTVc | Mixed mild | SRTVc_Mixed mild_4A | 4
5574 | 41034 | KY | SRTVc | Mixed mild | SRTVc_Mixed mild_4A | 4
5575 | 41040 | KY | SRTVc | Mixed mild | SRTVc_Mixed mild_4A | 4
5576 | 41043 | KY | SRTVc | Mixed mild | SRTVc_Mixed mild_4A | 4
5577 | 41044 | KY | SRTVc | Mixed mild | SRTVc_Mixed mild_4A | 4
5578 | 41061 | KY | SRTVc | Mixed mild | SRTVc_Mixed mild_4A | 4
5579 | 41062 | KY | SRTVc | Mixed mild | SRTVc_Mixed mild_4A | 4
5580 | 41096 | KY | SRTVc | Mixed mild | SRTVc_Mixed mild_4A | 4
5581 | 41030 | KY | SRTVc | Mixed mild | SRTVc_Mixed mild_4A | 4
5582 | 41092 | KY | SRTVc | Mixed mild | SRTVc_Mixed mild_4A | 4
5583 | 41097 | KY | SRTVc | Mixed mild | SRTVc_Mixed mild_4A | 4
5584 | 41033 | KY | SRTVc | Mixed mild | SRTVc_Mixed mild_4A | 4
5585 | 41005 | KY | SRTVc | Mixed mild | SRTVc_Mixed mild_4A | 4
5586 | 41018 | KY | SRTVc | Mixed mild | SRTVc_Mixed mild_4A | 4
5587 | 41022 | KY | SRTVc | Mixed mild | SRTVc_Mixed mild_4A | 4
5588 | 41025 | KY | SRTVc | Mixed mild | SRTVc_Mixed mild_4A | 4
5589 | 41042 | KY | SRTVc | Mixed mild | SRTVc_Mixed mild_4A | 4
5590 | 41048 | KY | SRTVc | Mixed mild | SRTVc_Mixed mild_4A | 4
5591 | 41051 | KY | SRTVc | Mixed mild | SRTVc_Mixed mild_4A | 4
5592 | 41080 | KY | SRTVc | Mixed mild | SRTVc_Mixed mild_4A | 4
5593 | 41091 | KY | SRTVc | Mixed mild | SRTVc_Mixed mild_4A | 4
5594 | 41094 | KY | SRTVc | Mixed mild | SRTVc_Mixed mild_4A | 4
5595 | 45275 | OH | SRTVc | Mixed mild | SRTVc_Mixed mild_4A | 4
5596 | 41011 | KY | SRTVc | Mixed mild | SRTVc_Mixed mild_4A | 4
5597 | 41012 | KY | SRTVc | Mixed mild | SRTVc_Mixed mild_4A | 4
5598 | 41014 | KY | SRTVc | Mixed mild | SRTVc_Mixed mild_4A | 4
5599 | 41015 | KY | SRTVc | Mixed mild | SRTVc_Mixed mild_4A | 4
5600 | 41016 | KY | SRTVc | Mixed mild | SRTVc_Mixed mild_4A | 4
5601 | 41017 | KY | SRTVc | Mixed mild | SRTVc_Mixed mild_4A | 4
5602 | 41053 | KY | SRTVc | Mixed mild | SRTVc_Mixed mild_4A | 4
5603 | 41063 | KY | SRTVc | Mixed mild | SRTVc_Mixed mild_4A | 4
5604 | 45999 | OH | SRTVc | Mixed mild | SRTVc_Mixed mild_4A | 4
5605 | 41095 | KY | SRTVc | Mixed mild | SRTVc_Mixed mild_4A | 4
5606 | 41135 | KY | SRTVc | Mixed mild | SRTVc_Mixed mild_4A | 4
5607 | 41166 | KY | SRTVc | Mixed mild | SRTVc_Mixed mild_4A | 4
5608 | 41174 | KY | SRTVc | Mixed mild | SRTVc_Mixed mild_4A | 4
5609 | 41189 | KY | SRTVc | Mixed mild | SRTVc_Mixed mild_4A | 4
5610 | 41101 | KY | RFCWc | Mixed mild | RFCWc_Mixed mild_4A | 4
5611 | 41102 | KY | RFCWc | Mixed mild | RFCWc_Mixed mild_4A | 4
5612 | 41105 | KY | RFCWc | Mixed mild | RFCWc_Mixed mild_4A | 4
5613 | 41129 | KY | RFCWc | Mixed mild | RFCWc_Mixed mild_4A | 4
5614 | 41121 | KY | SRTVc | Mixed mild | SRTVc_Mixed mild_4A | 4
5615 | 41139 | KY | SRTVc | Mixed mild | SRTVc_Mixed mild_4A | 4
5616 | 41144 | KY | SRTVc | Mixed mild | SRTVc_Mixed mild_4A | 4
5617 | 41169 | KY | SRTVc | Mixed mild | SRTVc_Mixed mild_4A | 4
5618 | 41175 | KY | SRTVc | Mixed mild | SRTVc_Mixed mild_4A | 4
5619 | 41183 | KY | SRTVc | Mixed mild | SRTVc_Mixed mild_4A | 4
5620 | 41124 | KY | RFCWc | Mixed mild | RFCWc_Mixed mild_4A | 4
5621 | 41159 | KY | RFCWc | Mixed mild | RFCWc_Mixed mild_4A | 4
5622 | 41160 | KY | RFCWc | Mixed mild | RFCWc_Mixed mild_4A | 4
5623 | 41181 | KY | RFCWc | Mixed mild | RFCWc_Mixed mild_4A | 4
5624 | 41201 | KY | RFCWc | Mixed mild | RFCWc_Mixed mild_4A | 4
5625 | 41230 | KY | RFCWc | Mixed mild | RFCWc_Mixed mild_4A | 4
5626 | 41232 | KY | RFCWc | Mixed mild | RFCWc_Mixed mild_4A | 4
5627 | 41254 | KY | RFCWc | Mixed mild | RFCWc_Mixed mild_4A | 4
5628 | 41262 | KY | RFCWc | Mixed mild | RFCWc_Mixed mild_4A | 4
5629 | 41264 | KY | RFCWc | Mixed mild | RFCWc_Mixed mild_4A | 4
5630 | 41204 | KY | SRTVc | Mixed mild | SRTVc_Mixed mild_4A | 4
5631 | 41216 | KY | SRTVc | Mixed mild | SRTVc_Mixed mild_4A | 4
5632 | 41219 | KY | SRTVc | Mixed mild | SRTVc_Mixed mild_4A | 4
5633 | 41222 | KY | SRTVc | Mixed mild | SRTVc_Mixed mild_4A | 4
5634 | 41226 | KY | SRTVc | Mixed mild | SRTVc_Mixed mild_4A | 4
5635 | 41234 | KY | SRTVc | Mixed mild | SRTVc_Mixed mild_4A | 4
5636 | 41238 | KY | SRTVc | Mixed mild | SRTVc_Mixed mild_4A | 4
5637 | 41240 | KY | SRTVc | Mixed mild | SRTVc_Mixed mild_4A | 4
5638 | 41255 | KY | SRTVc | Mixed mild | SRTVc_Mixed mild_4A | 4
5639 | 41256 | KY | SRTVc | Mixed mild | SRTVc_Mixed mild_4A | 4
5640 | 41257 | KY | SRTVc | Mixed mild | SRTVc_Mixed mild_4A | 4
5641 | 41260 | KY | SRTVc | Mixed mild | SRTVc_Mixed mild_4A | 4
5642 | 41263 | KY | SRTVc | Mixed mild | SRTVc_Mixed mild_4A | 4
5643 | 41265 | KY | SRTVc | Mixed mild | SRTVc_Mixed mild_4A | 4
5644 | 41268 | KY | SRTVc | Mixed mild | SRTVc_Mixed mild_4A | 4
5645 | 41271 | KY | SRTVc | Mixed mild | SRTVc_Mixed mild_4A | 4
5646 | 41274 | KY | SRTVc | Mixed mild | SRTVc_Mixed mild_4A | 4
5647 | 41653 | KY | SRTVc | Mixed mild | SRTVc_Mixed mild_4A | 4
5648 | 41203 | KY | RFCWc | Mixed mild | RFCWc_Mixed mild_4A | 4
5649 | 41214 | KY | RFCWc | Mixed mild | RFCWc_Mixed mild_4A | 4
5650 | 41224 | KY | RFCWc | Mixed mild | RFCWc_Mixed mild_4A | 4
5651 | 41231 | KY | RFCWc | Mixed mild | RFCWc_Mixed mild_4A | 4
5652 | 41250 | KY | RFCWc | Mixed mild | RFCWc_Mixed mild_4A | 4
5653 | 41267 | KY | RFCWc | Mixed mild | RFCWc_Mixed mild_4A | 4
5654 | 41514 | KY | RFCWc | Mixed mild | RFCWc_Mixed mild_4A | 4
5655 | 41501 | KY | RFCWc | Mixed mild | RFCWc_Mixed mild_4A | 4
5656 | 41601 | KY | RFCWc | Mixed mild | RFCWc_Mixed mild_4A | 4
5657 | 41602 | KY | RFCWc | Mixed mild | RFCWc_Mixed mild_4A | 4
5658 | 41603 | KY | RFCWc | Mixed mild | RFCWc_Mixed mild_4A | 4
5659 | 41604 | KY | RFCWc | Mixed mild | RFCWc_Mixed mild_4A | 4
5660 | 41605 | KY | RFCWc | Mixed mild | RFCWc_Mixed mild_4A | 4
5661 | 41606 | KY | RFCWc | Mixed mild | RFCWc_Mixed mild_4A | 4
5662 | 41607 | KY | RFCWc | Mixed mild | RFCWc_Mixed mild_4A | 4
5663 | 41612 | KY | RFCWc | Mixed mild | RFCWc_Mixed mild_4A | 4
5664 | 41615 | KY | RFCWc | Mixed mild | RFCWc_Mixed mild_4A | 4
5665 | 41616 | KY | RFCWc | Mixed mild | RFCWc_Mixed mild_4A | 4
5666 | 41619 | KY | RFCWc | Mixed mild | RFCWc_Mixed mild_4A | 4
5667 | 41621 | KY | RFCWc | Mixed mild | RFCWc_Mixed mild_4A | 4
5668 | 41622 | KY | RFCWc | Mixed mild | RFCWc_Mixed mild_4A | 4
5669 | 41630 | KY | RFCWc | Mixed mild | RFCWc_Mixed mild_4A | 4
5670 | 41631 | KY | RFCWc | Mixed mild | RFCWc_Mixed mild_4A | 4
5671 | 41632 | KY | RFCWc | Mixed mild | RFCWc_Mixed mild_4A | 4
5672 | 41635 | KY | RFCWc | Mixed mild | RFCWc_Mixed mild_4A | 4
5673 | 41636 | KY | RFCWc | Mixed mild | RFCWc_Mixed mild_4A | 4
5674 | 41640 | KY | RFCWc | Mixed mild | RFCWc_Mixed mild_4A | 4
5675 | 41642 | KY | RFCWc | Mixed mild | RFCWc_Mixed mild_4A | 4
5676 | 41643 | KY | RFCWc | Mixed mild | RFCWc_Mixed mild_4A | 4
5677 | 41645 | KY | RFCWc | Mixed mild | RFCWc_Mixed mild_4A | 4
5678 | 41647 | KY | RFCWc | Mixed mild | RFCWc_Mixed mild_4A | 4
5679 | 41649 | KY | RFCWc | Mixed mild | RFCWc_Mixed mild_4A | 4
5680 | 41650 | KY | RFCWc | Mixed mild | RFCWc_Mixed mild_4A | 4
5681 | 41651 | KY | RFCWc | Mixed mild | RFCWc_Mixed mild_4A | 4
5682 | 41655 | KY | RFCWc | Mixed mild | RFCWc_Mixed mild_4A | 4
5683 | 41659 | KY | RFCWc | Mixed mild | RFCWc_Mixed mild_4A | 4
5684 | 41660 | KY | RFCWc | Mixed mild | RFCWc_Mixed mild_4A | 4
5685 | 41663 | KY | RFCWc | Mixed mild | RFCWc_Mixed mild_4A | 4
5686 | 41666 | KY | RFCWc | Mixed mild | RFCWc_Mixed mild_4A | 4
5687 | 41667 | KY | RFCWc | Mixed mild | RFCWc_Mixed mild_4A | 4
5688 | 41669 | KY | RFCWc | Mixed mild | RFCWc_Mixed mild_4A | 4
5689 | 41310 | KY | RFCWc | Mixed mild | RFCWc_Mixed mild_4A | 4
5690 | 41317 | KY | RFCWc | Mixed mild | RFCWc_Mixed mild_4A | 4
5691 | 41366 | KY | RFCWc | Mixed mild | RFCWc_Mixed mild_4A | 4
5692 | 41385 | KY | RFCWc | Mixed mild | RFCWc_Mixed mild_4A | 4
5693 | 41390 | KY | RFCWc | Mixed mild | RFCWc_Mixed mild_4A | 4
5694 | 41426 | KY | SRTVc | Mixed mild | SRTVc_Mixed mild_4A | 4
5695 | 41464 | KY | SRTVc | Mixed mild | SRTVc_Mixed mild_4A | 4
5696 | 41725 | KY | RFCWc | Mixed mild | RFCWc_Mixed mild_4A | 4
5697 | 41740 | KY | RFCWc | Mixed mild | RFCWc_Mixed mild_4A | 4
5698 | 41743 | KY | RFCWc | Mixed mild | RFCWc_Mixed mild_4A | 4
5699 | 41759 | KY | RFCWc | Mixed mild | RFCWc_Mixed mild_4A | 4
5700 | 41772 | KY | RFCWc | Mixed mild | RFCWc_Mixed mild_4A | 4
5701 | 41817 | KY | RFCWc | Mixed mild | RFCWc_Mixed mild_4A | 4
5702 | 41822 | KY | RFCWc | Mixed mild | RFCWc_Mixed mild_4A | 4
5703 | 41828 | KY | RFCWc | Mixed mild | RFCWc_Mixed mild_4A | 4
5704 | 41831 | KY | RFCWc | Mixed mild | RFCWc_Mixed mild_4A | 4
5705 | 41834 | KY | RFCWc | Mixed mild | RFCWc_Mixed mild_4A | 4
5706 | 41836 | KY | RFCWc | Mixed mild | RFCWc_Mixed mild_4A | 4
5707 | 41839 | KY | RFCWc | Mixed mild | RFCWc_Mixed mild_4A | 4
5708 | 41844 | KY | RFCWc | Mixed mild | RFCWc_Mixed mild_4A | 4
5709 | 41847 | KY | RFCWc | Mixed mild | RFCWc_Mixed mild_4A | 4
5710 | 41859 | KY | RFCWc | Mixed mild | RFCWc_Mixed mild_4A | 4
5711 | 41861 | KY | RFCWc | Mixed mild | RFCWc_Mixed mild_4A | 4
5712 | 41862 | KY | RFCWc | Mixed mild | RFCWc_Mixed mild_4A | 4
5713 | 41502 | KY | RFCWc | Mixed mild | RFCWc_Mixed mild_4A | 4
5714 | 41503 | KY | RFCWc | Mixed mild | RFCWc_Mixed mild_4A | 4
5715 | 41512 | KY | RFCWc | Mixed mild | RFCWc_Mixed mild_4A | 4
5716 | 41513 | KY | RFCWc | Mixed mild | RFCWc_Mixed mild_4A | 4
5717 | 41519 | KY | RFCWc | Mixed mild | RFCWc_Mixed mild_4A | 4
5718 | 41520 | KY | RFCWc | Mixed mild | RFCWc_Mixed mild_4A | 4
5719 | 41522 | KY | RFCWc | Mixed mild | RFCWc_Mixed mild_4A | 4
5720 | 41524 | KY | RFCWc | Mixed mild | RFCWc_Mixed mild_4A | 4
5721 | 41526 | KY | RFCWc | Mixed mild | RFCWc_Mixed mild_4A | 4
5722 | 41527 | KY | RFCWc | Mixed mild | RFCWc_Mixed mild_4A | 4
5723 | 41528 | KY | RFCWc | Mixed mild | RFCWc_Mixed mild_4A | 4
5724 | 41531 | KY | RFCWc | Mixed mild | RFCWc_Mixed mild_4A | 4
5725 | 41534 | KY | RFCWc | Mixed mild | RFCWc_Mixed mild_4A | 4
5726 | 41535 | KY | RFCWc | Mixed mild | RFCWc_Mixed mild_4A | 4
5727 | 41538 | KY | RFCWc | Mixed mild | RFCWc_Mixed mild_4A | 4
5728 | 41539 | KY | RFCWc | Mixed mild | RFCWc_Mixed mild_4A | 4
5729 | 41540 | KY | RFCWc | Mixed mild | RFCWc_Mixed mild_4A | 4
5730 | 41542 | KY | RFCWc | Mixed mild | RFCWc_Mixed mild_4A | 4
5731 | 41543 | KY | RFCWc | Mixed mild | RFCWc_Mixed mild_4A | 4
5732 | 41544 | KY | RFCWc | Mixed mild | RFCWc_Mixed mild_4A | 4
5733 | 41547 | KY | RFCWc | Mixed mild | RFCWc_Mixed mild_4A | 4
5734 | 41548 | KY | RFCWc | Mixed mild | RFCWc_Mixed mild_4A | 4
5735 | 41549 | KY | RFCWc | Mixed mild | RFCWc_Mixed mild_4A | 4
5736 | 41553 | KY | RFCWc | Mixed mild | RFCWc_Mixed mild_4A | 4
5737 | 41554 | KY | RFCWc | Mixed mild | RFCWc_Mixed mild_4A | 4
5738 | 41555 | KY | RFCWc | Mixed mild | RFCWc_Mixed mild_4A | 4
5739 | 41557 | KY | RFCWc | Mixed mild | RFCWc_Mixed mild_4A | 4
5740 | 41558 | KY | RFCWc | Mixed mild | RFCWc_Mixed mild_4A | 4
5741 | 41559 | KY | RFCWc | Mixed mild | RFCWc_Mixed mild_4A | 4
5742 | 41560 | KY | RFCWc | Mixed mild | RFCWc_Mixed mild_4A | 4
5743 | 41561 | KY | RFCWc | Mixed mild | RFCWc_Mixed mild_4A | 4
5744 | 41562 | KY | RFCWc | Mixed mild | RFCWc_Mixed mild_4A | 4
5745 | 41563 | KY | RFCWc | Mixed mild | RFCWc_Mixed mild_4A | 4
5746 | 41564 | KY | RFCWc | Mixed mild | RFCWc_Mixed mild_4A | 4
5747 | 41566 | KY | RFCWc | Mixed mild | RFCWc_Mixed mild_4A | 4
5748 | 41567 | KY | RFCWc | Mixed mild | RFCWc_Mixed mild_4A | 4
5749 | 41568 | KY | RFCWc | Mixed mild | RFCWc_Mixed mild_4A | 4
5750 | 41571 | KY | RFCWc | Mixed mild | RFCWc_Mixed mild_4A | 4
5751 | 41572 | KY | RFCWc | Mixed mild | RFCWc_Mixed mild_4A | 4
5752 | 42001 | KY | SRTVc | Mixed mild | SRTVc_Mixed mild_4A | 4
5753 | 42002 | KY | SRTVc | Mixed mild | SRTVc_Mixed mild_4A | 4
5754 | 42003 | KY | SRTVc | Mixed mild | SRTVc_Mixed mild_4A | 4
5755 | 42027 | KY | SRTVc | Mixed mild | SRTVc_Mixed mild_4A | 4
5756 | 42029 | KY | SRTVc | Mixed mild | SRTVc_Mixed mild_4A | 4
5757 | 42053 | KY | SRTVc | Mixed mild | SRTVc_Mixed mild_4A | 4
5758 | 42069 | KY | SRTVc | Mixed mild | SRTVc_Mixed mild_4A | 4
5759 | 42082 | KY | SRTVc | Mixed mild | SRTVc_Mixed mild_4A | 4
5760 | 42086 | KY | SRTVc | Mixed mild | SRTVc_Mixed mild_4A | 4
5761 | 42025 | KY | SRTVc | Mixed mild | SRTVc_Mixed mild_4A | 4
5762 | 42036 | KY | SRTVc | Mixed mild | SRTVc_Mixed mild_4A | 4
5763 | 42044 | KY | SRTVc | Mixed mild | SRTVc_Mixed mild_4A | 4
5764 | 42048 | KY | SRTVc | Mixed mild | SRTVc_Mixed mild_4A | 4
5765 | 42054 | KY | SRTVc | Mixed mild | SRTVc_Mixed mild_4A | 4
5766 | 42066 | KY | SRTVc | Mixed mild | SRTVc_Mixed mild_4A | 4
5767 | 42035 | KY | SRTVc | Mixed mild | SRTVc_Mixed mild_4A | 4
5768 | 42039 | KY | SRTVc | Mixed mild | SRTVc_Mixed mild_4A | 4
5769 | 42040 | KY | SRTVc | Mixed mild | SRTVc_Mixed mild_4A | 4
5770 | 42041 | KY | SRTVc | Mixed mild | SRTVc_Mixed mild_4A | 4
5771 | 42049 | KY | SRTVc | Mixed mild | SRTVc_Mixed mild_4A | 4
5772 | 42051 | KY | SRTVc | Mixed mild | SRTVc_Mixed mild_4A | 4
5773 | 42061 | KY | SRTVc | Mixed mild | SRTVc_Mixed mild_4A | 4
5774 | 42063 | KY | SRTVc | Mixed mild | SRTVc_Mixed mild_4A | 4
5775 | 42071 | KY | SRTVc | Mixed mild | SRTVc_Mixed mild_4A | 4
5776 | 42079 | KY | SRTVc | Mixed mild | SRTVc_Mixed mild_4A | 4
5777 | 42085 | KY | SRTVc | Mixed mild | SRTVc_Mixed mild_4A | 4
5778 | 42088 | KY | SRTVc | Mixed mild | SRTVc_Mixed mild_4A | 4
5779 | 42020 | KY | SRTVc | Mixed mild | SRTVc_Mixed mild_4A | 4
5780 | 42076 | KY | SRTVc | Mixed mild | SRTVc_Mixed mild_4A | 4
5781 | 42021 | KY | SRTVc | Mixed mild | SRTVc_Mixed mild_4A | 4
5782 | 42031 | KY | SRTVc | Mixed mild | SRTVc_Mixed mild_4A | 4
5783 | 42032 | KY | SRTVc | Mixed mild | SRTVc_Mixed mild_4A | 4
5784 | 42023 | KY | SRTVc | Mixed mild | SRTVc_Mixed mild_4A | 4
5785 | 42022 | KY | SRTVc | Mixed mild | SRTVc_Mixed mild_4A | 4
5786 | 42024 | KY | SRTVc | Mixed mild | SRTVc_Mixed mild_4A | 4
5787 | 42056 | KY | SRTVc | Mixed mild | SRTVc_Mixed mild_4A | 4
5788 | 42060 | KY | SRTVc | Mixed mild | SRTVc_Mixed mild_4A | 4
5789 | 42087 | KY | SRTVc | Mixed mild | SRTVc_Mixed mild_4A | 4
5790 | 42028 | KY | SRTVc | Mixed mild | SRTVc_Mixed mild_4A | 4
5791 | 42045 | KY | SRTVc | Mixed mild | SRTVc_Mixed mild_4A | 4
5792 | 42047 | KY | SRTVc | Mixed mild | SRTVc_Mixed mild_4A | 4
5793 | 42058 | KY | SRTVc | Mixed mild | SRTVc_Mixed mild_4A | 4
5794 | 42064 | KY | SRTVc | Mixed mild | SRTVc_Mixed mild_4A | 4
5795 | 42078 | KY | SRTVc | Mixed mild | SRTVc_Mixed mild_4A | 4
5796 | 42081 | KY | SRTVc | Mixed mild | SRTVc_Mixed mild_4A | 4
5797 | 42083 | KY | SRTVc | Mixed mild | SRTVc_Mixed mild_4A | 4
5798 | 42033 | KY | SRTVc | Mixed mild | SRTVc_Mixed mild_4A | 4
5799 | 42037 | KY | SRTVc | Mixed mild | SRTVc_Mixed mild_4A | 4
5800 | 42038 | KY | SRTVc | Mixed mild | SRTVc_Mixed mild_4A | 4
5801 | 42055 | KY | SRTVc | Mixed mild | SRTVc_Mixed mild_4A | 4
5802 | 42411 | KY | SRTVc | Mixed mild | SRTVc_Mixed mild_4A | 4
5803 | 42450 | KY | SRTVc | Mixed mild | SRTVc_Mixed mild_4A | 4
5804 | 42459 | KY | SRTVc | Mixed mild | SRTVc_Mixed mild_4A | 4
5805 | 42211 | KY | SRTVc | Mixed mild | SRTVc_Mixed mild_4A | 4
5806 | 42445 | KY | SRTVc | Mixed mild | SRTVc_Mixed mild_4A | 4
5807 | 42215 | KY | SRTVc | Mixed mild | SRTVc_Mixed mild_4A | 4
5808 | 42232 | KY | SRTVc | Mixed mild | SRTVc_Mixed mild_4A | 4
5809 | 42236 | KY | SRTVc | Mixed mild | SRTVc_Mixed mild_4A | 4
5810 | 42050 | KY | SRTVc | Mixed mild | SRTVc_Mixed mild_4A | 4
5811 | 42408 | KY | SRTVc | Mixed mild | SRTVc_Mixed mild_4A | 4
5812 | 42101 | KY | SRTVc | Mixed mild | SRTVc_Mixed mild_4A | 4
5813 | 42160 | KY | SRTVc | Mixed mild | SRTVc_Mixed mild_4A | 4
5814 | 42163 | KY | SRTVc | Mixed mild | SRTVc_Mixed mild_4A | 4
5815 | 42171 | KY | SRTVc | Mixed mild | SRTVc_Mixed mild_4A | 4
5816 | 42259 | KY | SRTVc | Mixed mild | SRTVc_Mixed mild_4A | 4
5817 | 42285 | KY | SRTVc | Mixed mild | SRTVc_Mixed mild_4A | 4
5818 | 42729 | KY | SRTVc | Mixed mild | SRTVc_Mixed mild_4A | 4
5819 | 42201 | KY | SRTVc | Mixed mild | SRTVc_Mixed mild_4A | 4
5820 | 42219 | KY | SRTVc | Mixed mild | SRTVc_Mixed mild_4A | 4
5821 | 42252 | KY | SRTVc | Mixed mild | SRTVc_Mixed mild_4A | 4
5822 | 42256 | KY | SRTVc | Mixed mild | SRTVc_Mixed mild_4A | 4
5823 | 42261 | KY | SRTVc | Mixed mild | SRTVc_Mixed mild_4A | 4
5824 | 42273 | KY | SRTVc | Mixed mild | SRTVc_Mixed mild_4A | 4
5825 | 42276 | KY | SRTVc | Mixed mild | SRTVc_Mixed mild_4A | 4
5826 | 42288 | KY | SRTVc | Mixed mild | SRTVc_Mixed mild_4A | 4
5827 | 42339 | KY | SRTVc | Mixed mild | SRTVc_Mixed mild_4A | 4
5828 | 42102 | KY | SRTVc | Mixed mild | SRTVc_Mixed mild_4A | 4
5829 | 42103 | KY | SRTVc | Mixed mild | SRTVc_Mixed mild_4A | 4
5830 | 42104 | KY | SRTVc | Mixed mild | SRTVc_Mixed mild_4A | 4
5831 | 42122 | KY | SRTVc | Mixed mild | SRTVc_Mixed mild_4A | 4
5832 | 42159 | KY | SRTVc | Mixed mild | SRTVc_Mixed mild_4A | 4
5833 | 42170 | KY | SRTVc | Mixed mild | SRTVc_Mixed mild_4A | 4
5834 | 42206 | KY | SRTVc | Mixed mild | SRTVc_Mixed mild_4A | 4
5835 | 42274 | KY | SRTVc | Mixed mild | SRTVc_Mixed mild_4A | 4
5836 | 42134 | KY | SRTVc | Mixed mild | SRTVc_Mixed mild_4A | 4
5837 | 42202 | KY | SRTVc | Mixed mild | SRTVc_Mixed mild_4A | 4
5838 | 42120 | KY | SRTVc | Mixed mild | SRTVc_Mixed mild_4A | 4
5839 | 42133 | KY | SRTVc | Mixed mild | SRTVc_Mixed mild_4A | 4
5840 | 42153 | KY | SRTVc | Mixed mild | SRTVc_Mixed mild_4A | 4
5841 | 42164 | KY | SRTVc | Mixed mild | SRTVc_Mixed mild_4A | 4
5842 | 42123 | KY | SRTVc | Mixed mild | SRTVc_Mixed mild_4A | 4
5843 | 42127 | KY | SRTVc | Mixed mild | SRTVc_Mixed mild_4A | 4
5844 | 42130 | KY | SRTVc | Mixed mild | SRTVc_Mixed mild_4A | 4
5845 | 42131 | KY | SRTVc | Mixed mild | SRTVc_Mixed mild_4A | 4
5846 | 42141 | KY | SRTVc | Mixed mild | SRTVc_Mixed mild_4A | 4
5847 | 42152 | KY | SRTVc | Mixed mild | SRTVc_Mixed mild_4A | 4
5848 | 42154 | KY | SRTVc | Mixed mild | SRTVc_Mixed mild_4A | 4
5849 | 42156 | KY | SRTVc | Mixed mild | SRTVc_Mixed mild_4A | 4
5850 | 42166 | KY | SRTVc | Mixed mild | SRTVc_Mixed mild_4A | 4
5851 | 42746 | KY | SRTVc | Mixed mild | SRTVc_Mixed mild_4A | 4
5852 | 42749 | KY | SRTVc | Mixed mild | SRTVc_Mixed mild_4A | 4
5853 | 42124 | KY | SRTVc | Mixed mild | SRTVc_Mixed mild_4A | 4
5854 | 42129 | KY | SRTVc | Mixed mild | SRTVc_Mixed mild_4A | 4
5855 | 42167 | KY | SRTVc | Mixed mild | SRTVc_Mixed mild_4A | 4
5856 | 42214 | KY | SRTVc | Mixed mild | SRTVc_Mixed mild_4A | 4
5857 | 42715 | KY | SRTVc | Mixed mild | SRTVc_Mixed mild_4A | 4
5858 | 42717 | KY | SRTVc | Mixed mild | SRTVc_Mixed mild_4A | 4
5859 | 42713 | KY | SRTVc | Mixed mild | SRTVc_Mixed mild_4A | 4
5860 | 42722 | KY | SRTVc | Mixed mild | SRTVc_Mixed mild_4A | 4
5861 | 42765 | KY | SRTVc | Mixed mild | SRTVc_Mixed mild_4A | 4
5862 | 42782 | KY | SRTVc | Mixed mild | SRTVc_Mixed mild_4A | 4
5863 | 42720 | KY | SRTVc | Mixed mild | SRTVc_Mixed mild_4A | 4
5864 | 42741 | KY | SRTVc | Mixed mild | SRTVc_Mixed mild_4A | 4
5865 | 42742 | KY | SRTVc | Mixed mild | SRTVc_Mixed mild_4A | 4
5866 | 42753 | KY | SRTVc | Mixed mild | SRTVc_Mixed mild_4A | 4
5867 | 42602 | KY | SRTVc | Mixed mild | SRTVc_Mixed mild_4A | 4
5868 | 42759 | KY | SRTVc | Mixed mild | SRTVc_Mixed mild_4A | 4
5869 | 42140 | KY | SRTVc | Mixed mild | SRTVc_Mixed mild_4A | 4
5870 | 42151 | KY | SRTVc | Mixed mild | SRTVc_Mixed mild_4A | 4
5871 | 42157 | KY | SRTVc | Mixed mild | SRTVc_Mixed mild_4A | 4
5872 | 42204 | KY | SRTVc | Mixed mild | SRTVc_Mixed mild_4A | 4
5873 | 42265 | KY | SRTVc | Mixed mild | SRTVc_Mixed mild_4A | 4
5874 | 42216 | KY | SRTVc | Mixed mild | SRTVc_Mixed mild_4A | 4
5875 | 42220 | KY | SRTVc | Mixed mild | SRTVc_Mixed mild_4A | 4
5876 | 42221 | KY | SRTVc | Mixed mild | SRTVc_Mixed mild_4A | 4
5877 | 42234 | KY | SRTVc | Mixed mild | SRTVc_Mixed mild_4A | 4
5878 | 42240 | KY | SRTVc | Mixed mild | SRTVc_Mixed mild_4A | 4
5879 | 42266 | KY | SRTVc | Mixed mild | SRTVc_Mixed mild_4A | 4
5880 | 42280 | KY | SRTVc | Mixed mild | SRTVc_Mixed mild_4A | 4
5881 | 42286 | KY | SRTVc | Mixed mild | SRTVc_Mixed mild_4A | 4
5882 | 42345 | KY | SRTVc | Mixed mild | SRTVc_Mixed mild_4A | 4
5883 | 42217 | KY | SRTVc | Mixed mild | SRTVc_Mixed mild_4A | 4
5884 | 42241 | KY | SRTVc | Mixed mild | SRTVc_Mixed mild_4A | 4
5885 | 42254 | KY | SRTVc | Mixed mild | SRTVc_Mixed mild_4A | 4
5886 | 42262 | KY | SRTVc | Mixed mild | SRTVc_Mixed mild_4A | 4
5887 | 42442 | KY | SRTVc | Mixed mild | SRTVc_Mixed mild_4A | 4
5888 | 42453 | KY | SRTVc | Mixed mild | SRTVc_Mixed mild_4A | 4
5889 | 42464 | KY | SRTVc | Mixed mild | SRTVc_Mixed mild_4A | 4
5890 | 42321 | KY | SRTVc | Mixed mild | SRTVc_Mixed mild_4A | 4
5891 | 42323 | KY | SRTVc | Mixed mild | SRTVc_Mixed mild_4A | 4
5892 | 42324 | KY | SRTVc | Mixed mild | SRTVc_Mixed mild_4A | 4
5893 | 42325 | KY | SRTVc | Mixed mild | SRTVc_Mixed mild_4A | 4
5894 | 42326 | KY | SRTVc | Mixed mild | SRTVc_Mixed mild_4A | 4
5895 | 42330 | KY | SRTVc | Mixed mild | SRTVc_Mixed mild_4A | 4
5896 | 42332 | KY | SRTVc | Mixed mild | SRTVc_Mixed mild_4A | 4
5897 | 42337 | KY | SRTVc | Mixed mild | SRTVc_Mixed mild_4A | 4
5898 | 42344 | KY | SRTVc | Mixed mild | SRTVc_Mixed mild_4A | 4
5899 | 42367 | KY | SRTVc | Mixed mild | SRTVc_Mixed mild_4A | 4
5900 | 42372 | KY | SRTVc | Mixed mild | SRTVc_Mixed mild_4A | 4
5901 | 42374 | KY | SRTVc | Mixed mild | SRTVc_Mixed mild_4A | 4
5902 | 42301 | KY | SRTVc | Mixed mild | SRTVc_Mixed mild_4A | 4
5903 | 42302 | KY | SRTVc | Mixed mild | SRTVc_Mixed mild_4A | 4
5904 | 42303 | KY | SRTVc | Mixed mild | SRTVc_Mixed mild_4A | 4
5905 | 42304 | KY | SRTVc | Mixed mild | SRTVc_Mixed mild_4A | 4
5906 | 42327 | KY | SRTVc | Mixed mild | SRTVc_Mixed mild_4A | 4
5907 | 42348 | KY | SRTVc | Mixed mild | SRTVc_Mixed mild_4A | 4
5908 | 42351 | KY | SRTVc | Mixed mild | SRTVc_Mixed mild_4A | 4
5909 | 42355 | KY | SRTVc | Mixed mild | SRTVc_Mixed mild_4A | 4
5910 | 42356 | KY | SRTVc | Mixed mild | SRTVc_Mixed mild_4A | 4
5911 | 42402 | KY | SRTVc | Mixed mild | SRTVc_Mixed mild_4A | 4
5912 | 42406 | KY | SRTVc | Mixed mild | SRTVc_Mixed mild_4A | 4
5913 | 42419 | KY | SRTVc | Mixed mild | SRTVc_Mixed mild_4A | 4
5914 | 42420 | KY | SRTVc | Mixed mild | SRTVc_Mixed mild_4A | 4
5915 | 42451 | KY | SRTVc | Mixed mild | SRTVc_Mixed mild_4A | 4
5916 | 42452 | KY | SRTVc | Mixed mild | SRTVc_Mixed mild_4A | 4
5917 | 42457 | KY | SRTVc | Mixed mild | SRTVc_Mixed mild_4A | 4
5918 | 42458 | KY | SRTVc | Mixed mild | SRTVc_Mixed mild_4A | 4
5919 | 42461 | KY | SRTVc | Mixed mild | SRTVc_Mixed mild_4A | 4
5920 | 42462 | KY | SRTVc | Mixed mild | SRTVc_Mixed mild_4A | 4
5921 | 42322 | KY | SRTVc | Mixed mild | SRTVc_Mixed mild_4A | 4
5922 | 42350 | KY | SRTVc | Mixed mild | SRTVc_Mixed mild_4A | 4
5923 | 42371 | KY | SRTVc | Mixed mild | SRTVc_Mixed mild_4A | 4
5924 | 42364 | KY | SRTVc | Mixed mild | SRTVc_Mixed mild_4A | 4
5925 | 42404 | KY | SRTVc | Mixed mild | SRTVc_Mixed mild_4A | 4
5926 | 42437 | KY | SRTVc | Mixed mild | SRTVc_Mixed mild_4A | 4
5927 | 42460 | KY | SRTVc | Mixed mild | SRTVc_Mixed mild_4A | 4
5928 | 42409 | KY | SRTVc | Mixed mild | SRTVc_Mixed mild_4A | 4
5929 | 42441 | KY | SRTVc | Mixed mild | SRTVc_Mixed mild_4A | 4
5930 | 42444 | KY | SRTVc | Mixed mild | SRTVc_Mixed mild_4A | 4
5931 | 42455 | KY | SRTVc | Mixed mild | SRTVc_Mixed mild_4A | 4
5932 | 42456 | KY | SRTVc | Mixed mild | SRTVc_Mixed mild_4A | 4
5933 | 42463 | KY | SRTVc | Mixed mild | SRTVc_Mixed mild_4A | 4
5934 | 42410 | KY | SRTVc | Mixed mild | SRTVc_Mixed mild_4A | 4
5935 | 42413 | KY | SRTVc | Mixed mild | SRTVc_Mixed mild_4A | 4
5936 | 42431 | KY | SRTVc | Mixed mild | SRTVc_Mixed mild_4A | 4
5937 | 42436 | KY | SRTVc | Mixed mild | SRTVc_Mixed mild_4A | 4
5938 | 42440 | KY | SRTVc | Mixed mild | SRTVc_Mixed mild_4A | 4
5939 | 42603 | KY | SRTVc | Mixed mild | SRTVc_Mixed mild_4A | 4
5940 | 42629 | KY | SRTVc | Mixed mild | SRTVc_Mixed mild_4A | 4
5941 | 45712 | OH | RFCWc | Mixed mild | RFCWc_Mixed mild_4A | 4
5942 | 45713 | OH | RFCWc | Mixed mild | RFCWc_Mixed mild_4A | 4
5943 | 45714 | OH | RFCWc | Mixed mild | RFCWc_Mixed mild_4A | 4
5944 | 45721 | OH | RFCWc | Mixed mild | RFCWc_Mixed mild_4A | 4
5945 | 45724 | OH | RFCWc | Mixed mild | RFCWc_Mixed mild_4A | 4
5946 | 45729 | OH | RFCWc | Mixed mild | RFCWc_Mixed mild_4A | 4
5947 | 45750 | OH | RFCWc | Mixed mild | RFCWc_Mixed mild_4A | 4
5948 | 45768 | OH | RFCWc | Mixed mild | RFCWc_Mixed mild_4A | 4
5949 | 45773 | OH | RFCWc | Mixed mild | RFCWc_Mixed mild_4A | 4
5950 | 45784 | OH | RFCWc | Mixed mild | RFCWc_Mixed mild_4A | 4
5951 | 45787 | OH | RFCWc | Mixed mild | RFCWc_Mixed mild_4A | 4
5952 | 45788 | OH | RFCWc | Mixed mild | RFCWc_Mixed mild_4A | 4
5953 | 45001 | OH | RFCWc | Mixed mild | RFCWc_Mixed mild_4A | 4
5954 | 45002 | OH | RFCWc | Mixed mild | RFCWc_Mixed mild_4A | 4
5955 | 45013 | OH | RFCWc | Mixed mild | RFCWc_Mixed mild_4A | 4
5956 | 45030 | OH | RFCWc | Mixed mild | RFCWc_Mixed mild_4A | 4
5957 | 45033 | OH | RFCWc | Mixed mild | RFCWc_Mixed mild_4A | 4
5958 | 45041 | OH | RFCWc | Mixed mild | RFCWc_Mixed mild_4A | 4
5959 | 45051 | OH | RFCWc | Mixed mild | RFCWc_Mixed mild_4A | 4
5960 | 45052 | OH | RFCWc | Mixed mild | RFCWc_Mixed mild_4A | 4
5961 | 45069 | OH | RFCWc | Mixed mild | RFCWc_Mixed mild_4A | 4
5962 | 45111 | OH | RFCWc | Mixed mild | RFCWc_Mixed mild_4A | 4
5963 | 45140 | OH | RFCWc | Mixed mild | RFCWc_Mixed mild_4A | 4
5964 | 45150 | OH | RFCWc | Mixed mild | RFCWc_Mixed mild_4A | 4
5965 | 45174 | OH | RFCWc | Mixed mild | RFCWc_Mixed mild_4A | 4
5966 | 45201 | OH | RFCWc | Mixed mild | RFCWc_Mixed mild_4A | 4
5967 | 45202 | OH | RFCWc | Mixed mild | RFCWc_Mixed mild_4A | 4
5968 | 45203 | OH | RFCWc | Mixed mild | RFCWc_Mixed mild_4A | 4
5969 | 45204 | OH | RFCWc | Mixed mild | RFCWc_Mixed mild_4A | 4
5970 | 45205 | OH | RFCWc | Mixed mild | RFCWc_Mixed mild_4A | 4
5971 | 45206 | OH | RFCWc | Mixed mild | RFCWc_Mixed mild_4A | 4
5972 | 45207 | OH | RFCWc | Mixed mild | RFCWc_Mixed mild_4A | 4
5973 | 45208 | OH | RFCWc | Mixed mild | RFCWc_Mixed mild_4A | 4
5974 | 45209 | OH | RFCWc | Mixed mild | RFCWc_Mixed mild_4A | 4
5975 | 45211 | OH | RFCWc | Mixed mild | RFCWc_Mixed mild_4A | 4
5976 | 45212 | OH | RFCWc | Mixed mild | RFCWc_Mixed mild_4A | 4
5977 | 45213 | OH | RFCWc | Mixed mild | RFCWc_Mixed mild_4A | 4
5978 | 45214 | OH | RFCWc | Mixed mild | RFCWc_Mixed mild_4A | 4
5979 | 45215 | OH | RFCWc | Mixed mild | RFCWc_Mixed mild_4A | 4
5980 | 45216 | OH | RFCWc | Mixed mild | RFCWc_Mixed mild_4A | 4
5981 | 45217 | OH | RFCWc | Mixed mild | RFCWc_Mixed mild_4A | 4
5982 | 45218 | OH | RFCWc | Mixed mild | RFCWc_Mixed mild_4A | 4
5983 | 45219 | OH | RFCWc | Mixed mild | RFCWc_Mixed mild_4A | 4
5984 | 45220 | OH | RFCWc | Mixed mild | RFCWc_Mixed mild_4A | 4
5985 | 45222 | OH | RFCWc | Mixed mild | RFCWc_Mixed mild_4A | 4
5986 | 45223 | OH | RFCWc | Mixed mild | RFCWc_Mixed mild_4A | 4
5987 | 45224 | OH | RFCWc | Mixed mild | RFCWc_Mixed mild_4A | 4
5988 | 45225 | OH | RFCWc | Mixed mild | RFCWc_Mixed mild_4A | 4
5989 | 45226 | OH | RFCWc | Mixed mild | RFCWc_Mixed mild_4A | 4
5990 | 45227 | OH | RFCWc | Mixed mild | RFCWc_Mixed mild_4A | 4
5991 | 45229 | OH | RFCWc | Mixed mild | RFCWc_Mixed mild_4A | 4
5992 | 45230 | OH | RFCWc | Mixed mild | RFCWc_Mixed mild_4A | 4
5993 | 45231 | OH | RFCWc | Mixed mild | RFCWc_Mixed mild_4A | 4
5994 | 45232 | OH | RFCWc | Mixed mild | RFCWc_Mixed mild_4A | 4
5995 | 45233 | OH | RFCWc | Mixed mild | RFCWc_Mixed mild_4A | 4
5996 | 45234 | OH | RFCWc | Mixed mild | RFCWc_Mixed mild_4A | 4
5997 | 45235 | OH | RFCWc | Mixed mild | RFCWc_Mixed mild_4A | 4
5998 | 45236 | OH | RFCWc | Mixed mild | RFCWc_Mixed mild_4A | 4
5999 | 45237 | OH | RFCWc | Mixed mild | RFCWc_Mixed mild_4A | 4
6000 | 45238 | OH | RFCWc | Mixed mild | RFCWc_Mixed mild_4A | 4
6001 | 45239 | OH | RFCWc | Mixed mild | RFCWc_Mixed mild_4A | 4
6002 | 45240 | OH | RFCWc | Mixed mild | RFCWc_Mixed mild_4A | 4
6003 | 45241 | OH | RFCWc | Mixed mild | RFCWc_Mixed mild_4A | 4
6004 | 45242 | OH | RFCWc | Mixed mild | RFCWc_Mixed mild_4A | 4
6005 | 45243 | OH | RFCWc | Mixed mild | RFCWc_Mixed mild_4A | 4
6006 | 45244 | OH | RFCWc | Mixed mild | RFCWc_Mixed mild_4A | 4
6007 | 45246 | OH | RFCWc | Mixed mild | RFCWc_Mixed mild_4A | 4
6008 | 45247 | OH | RFCWc | Mixed mild | RFCWc_Mixed mild_4A | 4
6009 | 45248 | OH | RFCWc | Mixed mild | RFCWc_Mixed mild_4A | 4
6010 | 45249 | OH | RFCWc | Mixed mild | RFCWc_Mixed mild_4A | 4
6011 | 45250 | OH | RFCWc | Mixed mild | RFCWc_Mixed mild_4A | 4
6012 | 45251 | OH | RFCWc | Mixed mild | RFCWc_Mixed mild_4A | 4
6013 | 45252 | OH | RFCWc | Mixed mild | RFCWc_Mixed mild_4A | 4
6014 | 45253 | OH | RFCWc | Mixed mild | RFCWc_Mixed mild_4A | 4
6015 | 45254 | OH | RFCWc | Mixed mild | RFCWc_Mixed mild_4A | 4
6016 | 45255 | OH | RFCWc | Mixed mild | RFCWc_Mixed mild_4A | 4
6017 | 45258 | OH | RFCWc | Mixed mild | RFCWc_Mixed mild_4A | 4
6018 | 45262 | OH | RFCWc | Mixed mild | RFCWc_Mixed mild_4A | 4
6019 | 45263 | OH | RFCWc | Mixed mild | RFCWc_Mixed mild_4A | 4
6020 | 45267 | OH | RFCWc | Mixed mild | RFCWc_Mixed mild_4A | 4
6021 | 45101 | OH | RFCWc | Mixed mild | RFCWc_Mixed mild_4A | 4
6022 | 45105 | OH | RFCWc | Mixed mild | RFCWc_Mixed mild_4A | 4
6023 | 45144 | OH | RFCWc | Mixed mild | RFCWc_Mixed mild_4A | 4
6024 | 45616 | OH | RFCWc | Mixed mild | RFCWc_Mixed mild_4A | 4
6025 | 45618 | OH | RFCWc | Mixed mild | RFCWc_Mixed mild_4A | 4
6026 | 45650 | OH | RFCWc | Mixed mild | RFCWc_Mixed mild_4A | 4
6027 | 45657 | OH | RFCWc | Mixed mild | RFCWc_Mixed mild_4A | 4
6028 | 45660 | OH | RFCWc | Mixed mild | RFCWc_Mixed mild_4A | 4
6029 | 45671 | OH | RFCWc | Mixed mild | RFCWc_Mixed mild_4A | 4
6030 | 45679 | OH | RFCWc | Mixed mild | RFCWc_Mixed mild_4A | 4
6031 | 45684 | OH | RFCWc | Mixed mild | RFCWc_Mixed mild_4A | 4
6032 | 45693 | OH | RFCWc | Mixed mild | RFCWc_Mixed mild_4A | 4
6033 | 45697 | OH | RFCWc | Mixed mild | RFCWc_Mixed mild_4A | 4
6034 | 45106 | OH | RFCWc | Mixed mild | RFCWc_Mixed mild_4A | 4
6035 | 45115 | OH | RFCWc | Mixed mild | RFCWc_Mixed mild_4A | 4
6036 | 45118 | OH | RFCWc | Mixed mild | RFCWc_Mixed mild_4A | 4
6037 | 45119 | OH | RFCWc | Mixed mild | RFCWc_Mixed mild_4A | 4
6038 | 45120 | OH | RFCWc | Mixed mild | RFCWc_Mixed mild_4A | 4
6039 | 45121 | OH | RFCWc | Mixed mild | RFCWc_Mixed mild_4A | 4
6040 | 45130 | OH | RFCWc | Mixed mild | RFCWc_Mixed mild_4A | 4
6041 | 45131 | OH | RFCWc | Mixed mild | RFCWc_Mixed mild_4A | 4
6042 | 45133 | OH | RFCWc | Mixed mild | RFCWc_Mixed mild_4A | 4
6043 | 45154 | OH | RFCWc | Mixed mild | RFCWc_Mixed mild_4A | 4
6044 | 45167 | OH | RFCWc | Mixed mild | RFCWc_Mixed mild_4A | 4
6045 | 45168 | OH | RFCWc | Mixed mild | RFCWc_Mixed mild_4A | 4
6046 | 45171 | OH | RFCWc | Mixed mild | RFCWc_Mixed mild_4A | 4
6047 | 45176 | OH | RFCWc | Mixed mild | RFCWc_Mixed mild_4A | 4
6048 | 45102 | OH | RFCWc | Mixed mild | RFCWc_Mixed mild_4A | 4
6049 | 45103 | OH | RFCWc | Mixed mild | RFCWc_Mixed mild_4A | 4
6050 | 45112 | OH | RFCWc | Mixed mild | RFCWc_Mixed mild_4A | 4
6051 | 45147 | OH | RFCWc | Mixed mild | RFCWc_Mixed mild_4A | 4
6052 | 45153 | OH | RFCWc | Mixed mild | RFCWc_Mixed mild_4A | 4
6053 | 45156 | OH | RFCWc | Mixed mild | RFCWc_Mixed mild_4A | 4
6054 | 45157 | OH | RFCWc | Mixed mild | RFCWc_Mixed mild_4A | 4
6055 | 45158 | OH | RFCWc | Mixed mild | RFCWc_Mixed mild_4A | 4
6056 | 45160 | OH | RFCWc | Mixed mild | RFCWc_Mixed mild_4A | 4
6057 | 45245 | OH | RFCWc | Mixed mild | RFCWc_Mixed mild_4A | 4
6058 | 45613 | OH | RFCWc | Mixed mild | RFCWc_Mixed mild_4A | 4
6059 | 45624 | OH | RFCWc | Mixed mild | RFCWc_Mixed mild_4A | 4
6060 | 45642 | OH | RFCWc | Mixed mild | RFCWc_Mixed mild_4A | 4
6061 | 45646 | OH | RFCWc | Mixed mild | RFCWc_Mixed mild_4A | 4
6062 | 45648 | OH | RFCWc | Mixed mild | RFCWc_Mixed mild_4A | 4
6063 | 45661 | OH | RFCWc | Mixed mild | RFCWc_Mixed mild_4A | 4
6064 | 45687 | OH | RFCWc | Mixed mild | RFCWc_Mixed mild_4A | 4
6065 | 45629 | OH | RFCWc | Mixed mild | RFCWc_Mixed mild_4A | 4
6066 | 45630 | OH | RFCWc | Mixed mild | RFCWc_Mixed mild_4A | 4
6067 | 45636 | OH | RFCWc | Mixed mild | RFCWc_Mixed mild_4A | 4
6068 | 45638 | OH | RFCWc | Mixed mild | RFCWc_Mixed mild_4A | 4
6069 | 45652 | OH | RFCWc | Mixed mild | RFCWc_Mixed mild_4A | 4
6070 | 45659 | OH | RFCWc | Mixed mild | RFCWc_Mixed mild_4A | 4
6071 | 45662 | OH | RFCWc | Mixed mild | RFCWc_Mixed mild_4A | 4
6072 | 45663 | OH | RFCWc | Mixed mild | RFCWc_Mixed mild_4A | 4
6073 | 45677 | OH | RFCWc | Mixed mild | RFCWc_Mixed mild_4A | 4
6074 | 45694 | OH | RFCWc | Mixed mild | RFCWc_Mixed mild_4A | 4
6075 | 45699 | OH | RFCWc | Mixed mild | RFCWc_Mixed mild_4A | 4
6076 | 45614 | OH | RFCWc | Mixed mild | RFCWc_Mixed mild_4A | 4
6077 | 45620 | OH | RFCWc | Mixed mild | RFCWc_Mixed mild_4A | 4
6078 | 45623 | OH | RFCWc | Mixed mild | RFCWc_Mixed mild_4A | 4
6079 | 45631 | OH | RFCWc | Mixed mild | RFCWc_Mixed mild_4A | 4
6080 | 45643 | OH | RFCWc | Mixed mild | RFCWc_Mixed mild_4A | 4
6081 | 45658 | OH | RFCWc | Mixed mild | RFCWc_Mixed mild_4A | 4
6082 | 45674 | OH | RFCWc | Mixed mild | RFCWc_Mixed mild_4A | 4
6083 | 45678 | OH | RFCWc | Mixed mild | RFCWc_Mixed mild_4A | 4
6084 | 45688 | OH | RFCWc | Mixed mild | RFCWc_Mixed mild_4A | 4
6085 | 45760 | OH | RFCWc | Mixed mild | RFCWc_Mixed mild_4A | 4
6086 | 45619 | OH | RFCWc | Mixed mild | RFCWc_Mixed mild_4A | 4
6087 | 45645 | OH | RFCWc | Mixed mild | RFCWc_Mixed mild_4A | 4
6088 | 45669 | OH | RFCWc | Mixed mild | RFCWc_Mixed mild_4A | 4
6089 | 45675 | OH | RFCWc | Mixed mild | RFCWc_Mixed mild_4A | 4
6090 | 45680 | OH | RFCWc | Mixed mild | RFCWc_Mixed mild_4A | 4
6091 | 45696 | OH | RFCWc | Mixed mild | RFCWc_Mixed mild_4A | 4
6092 | 47264 | IN | RFCWc | Mixed mild | RFCWc_Mixed mild_4A | 4
6093 | 47401 | IN | RFCWc | Mixed mild | RFCWc_Mixed mild_4A | 4
6094 | 47402 | IN | RFCWc | Mixed mild | RFCWc_Mixed mild_4A | 4
6095 | 47403 | IN | RFCWc | Mixed mild | RFCWc_Mixed mild_4A | 4
6096 | 47405 | IN | RFCWc | Mixed mild | RFCWc_Mixed mild_4A | 4
6097 | 47406 | IN | RFCWc | Mixed mild | RFCWc_Mixed mild_4A | 4
6098 | 47407 | IN | RFCWc | Mixed mild | RFCWc_Mixed mild_4A | 4
6099 | 47408 | IN | RFCWc | Mixed mild | RFCWc_Mixed mild_4A | 4
6100 | 47421 | IN | RFCWc | Mixed mild | RFCWc_Mixed mild_4A | 4
6101 | 47426 | IN | RFCWc | Mixed mild | RFCWc_Mixed mild_4A | 4
6102 | 47429 | IN | RFCWc | Mixed mild | RFCWc_Mixed mild_4A | 4
6103 | 47434 | IN | RFCWc | Mixed mild | RFCWc_Mixed mild_4A | 4
6104 | 47436 | IN | RFCWc | Mixed mild | RFCWc_Mixed mild_4A | 4
6105 | 47458 | IN | RFCWc | Mixed mild | RFCWc_Mixed mild_4A | 4
6106 | 47462 | IN | RFCWc | Mixed mild | RFCWc_Mixed mild_4A | 4
6107 | 47463 | IN | RFCWc | Mixed mild | RFCWc_Mixed mild_4A | 4
6108 | 47464 | IN | RFCWc | Mixed mild | RFCWc_Mixed mild_4A | 4
6109 | 47468 | IN | RFCWc | Mixed mild | RFCWc_Mixed mild_4A | 4
6110 | 47235 | IN | RFCWc | Mixed mild | RFCWc_Mixed mild_4A | 4
6111 | 47435 | IN | RFCWc | Mixed mild | RFCWc_Mixed mild_4A | 4
6112 | 47001 | IN | RFCWc | Mixed mild | RFCWc_Mixed mild_4A | 4
6113 | 47011 | IN | RFCWc | Mixed mild | RFCWc_Mixed mild_4A | 4
6114 | 47017 | IN | RFCWc | Mixed mild | RFCWc_Mixed mild_4A | 4
6115 | 47018 | IN | RFCWc | Mixed mild | RFCWc_Mixed mild_4A | 4
6116 | 47038 | IN | RFCWc | Mixed mild | RFCWc_Mixed mild_4A | 4
6117 | 47040 | IN | RFCWc | Mixed mild | RFCWc_Mixed mild_4A | 4
6118 | 47022 | IN | RFCWc | Mixed mild | RFCWc_Mixed mild_4A | 4
6119 | 47025 | IN | RFCWc | Mixed mild | RFCWc_Mixed mild_4A | 4
6120 | 47031 | IN | RFCWc | Mixed mild | RFCWc_Mixed mild_4A | 4
6121 | 47032 | IN | RFCWc | Mixed mild | RFCWc_Mixed mild_4A | 4
6122 | 47021 | IN | RFCWc | Mixed mild | RFCWc_Mixed mild_4A | 4
6123 | 47023 | IN | RFCWc | Mixed mild | RFCWc_Mixed mild_4A | 4
6124 | 47033 | IN | RFCWc | Mixed mild | RFCWc_Mixed mild_4A | 4
6125 | 47034 | IN | RFCWc | Mixed mild | RFCWc_Mixed mild_4A | 4
6126 | 47037 | IN | RFCWc | Mixed mild | RFCWc_Mixed mild_4A | 4
6127 | 47039 | IN | RFCWc | Mixed mild | RFCWc_Mixed mild_4A | 4
6128 | 47042 | IN | RFCWc | Mixed mild | RFCWc_Mixed mild_4A | 4
6129 | 47223 | IN | RFCWc | Mixed mild | RFCWc_Mixed mild_4A | 4
6130 | 47224 | IN | RFCWc | Mixed mild | RFCWc_Mixed mild_4A | 4
6131 | 47250 | IN | RFCWc | Mixed mild | RFCWc_Mixed mild_4A | 4
6132 | 47019 | IN | RFCWc | Mixed mild | RFCWc_Mixed mild_4A | 4
6133 | 47020 | IN | RFCWc | Mixed mild | RFCWc_Mixed mild_4A | 4
6134 | 47043 | IN | RFCWc | Mixed mild | RFCWc_Mixed mild_4A | 4
6135 | 47227 | IN | RFCWc | Mixed mild | RFCWc_Mixed mild_4A | 4
6136 | 47229 | IN | RFCWc | Mixed mild | RFCWc_Mixed mild_4A | 4
6137 | 47230 | IN | RFCWc | Mixed mild | RFCWc_Mixed mild_4A | 4
6138 | 47231 | IN | RFCWc | Mixed mild | RFCWc_Mixed mild_4A | 4
6139 | 47245 | IN | RFCWc | Mixed mild | RFCWc_Mixed mild_4A | 4
6140 | 47265 | IN | RFCWc | Mixed mild | RFCWc_Mixed mild_4A | 4
6141 | 47270 | IN | RFCWc | Mixed mild | RFCWc_Mixed mild_4A | 4
6142 | 47282 | IN | RFCWc | Mixed mild | RFCWc_Mixed mild_4A | 4
6143 | 47138 | IN | RFCWc | Mixed mild | RFCWc_Mixed mild_4A | 4
6144 | 47147 | IN | RFCWc | Mixed mild | RFCWc_Mixed mild_4A | 4
6145 | 47170 | IN | RFCWc | Mixed mild | RFCWc_Mixed mild_4A | 4
6146 | 47243 | IN | RFCWc | Mixed mild | RFCWc_Mixed mild_4A | 4
6147 | 47102 | IN | RFCWc | Mixed mild | RFCWc_Mixed mild_4A | 4
6148 | 47126 | IN | RFCWc | Mixed mild | RFCWc_Mixed mild_4A | 4
6149 | 47141 | IN | RFCWc | Mixed mild | RFCWc_Mixed mild_4A | 4
6150 | 47177 | IN | RFCWc | Mixed mild | RFCWc_Mixed mild_4A | 4
6151 | 47220 | IN | RFCWc | Mixed mild | RFCWc_Mixed mild_4A | 4
6152 | 47228 | IN | RFCWc | Mixed mild | RFCWc_Mixed mild_4A | 4
6153 | 47260 | IN | RFCWc | Mixed mild | RFCWc_Mixed mild_4A | 4
6154 | 47281 | IN | RFCWc | Mixed mild | RFCWc_Mixed mild_4A | 4
6155 | 47104 | IN | RFCWc | Mixed mild | RFCWc_Mixed mild_4A | 4
6156 | 47106 | IN | RFCWc | Mixed mild | RFCWc_Mixed mild_4A | 4
6157 | 47111 | IN | RFCWc | Mixed mild | RFCWc_Mixed mild_4A | 4
6158 | 47119 | IN | RFCWc | Mixed mild | RFCWc_Mixed mild_4A | 4
6159 | 47129 | IN | RFCWc | Mixed mild | RFCWc_Mixed mild_4A | 4
6160 | 47130 | IN | RFCWc | Mixed mild | RFCWc_Mixed mild_4A | 4
6161 | 47131 | IN | RFCWc | Mixed mild | RFCWc_Mixed mild_4A | 4
6162 | 47143 | IN | RFCWc | Mixed mild | RFCWc_Mixed mild_4A | 4
6163 | 47150 | IN | RFCWc | Mixed mild | RFCWc_Mixed mild_4A | 4
6164 | 47162 | IN | RFCWc | Mixed mild | RFCWc_Mixed mild_4A | 4
6165 | 47163 | IN | RFCWc | Mixed mild | RFCWc_Mixed mild_4A | 4
6166 | 47165 | IN | RFCWc | Mixed mild | RFCWc_Mixed mild_4A | 4
6167 | 47172 | IN | RFCWc | Mixed mild | RFCWc_Mixed mild_4A | 4
6168 | 47190 | IN | RFCWc | Mixed mild | RFCWc_Mixed mild_4A | 4
6169 | 47108 | IN | RFCWc | Mixed mild | RFCWc_Mixed mild_4A | 4
6170 | 47115 | IN | RFCWc | Mixed mild | RFCWc_Mixed mild_4A | 4
6171 | 47120 | IN | RFCWc | Mixed mild | RFCWc_Mixed mild_4A | 4
6172 | 47125 | IN | RFCWc | Mixed mild | RFCWc_Mixed mild_4A | 4
6173 | 47145 | IN | RFCWc | Mixed mild | RFCWc_Mixed mild_4A | 4
6174 | 47164 | IN | RFCWc | Mixed mild | RFCWc_Mixed mild_4A | 4
6175 | 47167 | IN | RFCWc | Mixed mild | RFCWc_Mixed mild_4A | 4
6176 | 47452 | IN | RFCWc | Mixed mild | RFCWc_Mixed mild_4A | 4
6177 | 47117 | IN | RFCWc | Mixed mild | RFCWc_Mixed mild_4A | 4
6178 | 47122 | IN | RFCWc | Mixed mild | RFCWc_Mixed mild_4A | 4
6179 | 47124 | IN | RFCWc | Mixed mild | RFCWc_Mixed mild_4A | 4
6180 | 47136 | IN | RFCWc | Mixed mild | RFCWc_Mixed mild_4A | 4
6181 | 47146 | IN | RFCWc | Mixed mild | RFCWc_Mixed mild_4A | 4
6182 | 47151 | IN | RFCWc | Mixed mild | RFCWc_Mixed mild_4A | 4
6183 | 47107 | IN | RFCWc | Mixed mild | RFCWc_Mixed mild_4A | 4
6184 | 47110 | IN | RFCWc | Mixed mild | RFCWc_Mixed mild_4A | 4
6185 | 47112 | IN | RFCWc | Mixed mild | RFCWc_Mixed mild_4A | 4
6186 | 47114 | IN | RFCWc | Mixed mild | RFCWc_Mixed mild_4A | 4
6187 | 47135 | IN | RFCWc | Mixed mild | RFCWc_Mixed mild_4A | 4
6188 | 47137 | IN | RFCWc | Mixed mild | RFCWc_Mixed mild_4A | 4
6189 | 47142 | IN | RFCWc | Mixed mild | RFCWc_Mixed mild_4A | 4
6190 | 47160 | IN | RFCWc | Mixed mild | RFCWc_Mixed mild_4A | 4
6191 | 47161 | IN | RFCWc | Mixed mild | RFCWc_Mixed mild_4A | 4
6192 | 47166 | IN | RFCWc | Mixed mild | RFCWc_Mixed mild_4A | 4
6193 | 47420 | IN | RFCWc | Mixed mild | RFCWc_Mixed mild_4A | 4
6194 | 47437 | IN | RFCWc | Mixed mild | RFCWc_Mixed mild_4A | 4
6195 | 47446 | IN | RFCWc | Mixed mild | RFCWc_Mixed mild_4A | 4
6196 | 47451 | IN | RFCWc | Mixed mild | RFCWc_Mixed mild_4A | 4
6197 | 47467 | IN | RFCWc | Mixed mild | RFCWc_Mixed mild_4A | 4
6198 | 47470 | IN | RFCWc | Mixed mild | RFCWc_Mixed mild_4A | 4
6199 | 47118 | IN | RFCWc | Mixed mild | RFCWc_Mixed mild_4A | 4
6200 | 47140 | IN | RFCWc | Mixed mild | RFCWc_Mixed mild_4A | 4
6201 | 47175 | IN | RFCWc | Mixed mild | RFCWc_Mixed mild_4A | 4
6202 | 47432 | IN | RFCWc | Mixed mild | RFCWc_Mixed mild_4A | 4
6203 | 47454 | IN | RFCWc | Mixed mild | RFCWc_Mixed mild_4A | 4
6204 | 47469 | IN | RFCWc | Mixed mild | RFCWc_Mixed mild_4A | 4
6205 | 47513 | IN | RFCWc | Mixed mild | RFCWc_Mixed mild_4A | 4
6206 | 47527 | IN | RFCWc | Mixed mild | RFCWc_Mixed mild_4A | 4
6207 | 47581 | IN | RFCWc | Mixed mild | RFCWc_Mixed mild_4A | 4
6208 | 47116 | IN | RFCWc | Mixed mild | RFCWc_Mixed mild_4A | 4
6209 | 47123 | IN | RFCWc | Mixed mild | RFCWc_Mixed mild_4A | 4
6210 | 47174 | IN | RFCWc | Mixed mild | RFCWc_Mixed mild_4A | 4
6211 | 47576 | IN | RFCWc | Mixed mild | RFCWc_Mixed mild_4A | 4
6212 | 47514 | IN | RFCWc | Mixed mild | RFCWc_Mixed mild_4A | 4
6213 | 47515 | IN | RFCWc | Mixed mild | RFCWc_Mixed mild_4A | 4
6214 | 47520 | IN | RFCWc | Mixed mild | RFCWc_Mixed mild_4A | 4
6215 | 47525 | IN | RFCWc | Mixed mild | RFCWc_Mixed mild_4A | 4
6216 | 47532 | IN | RFCWc | Mixed mild | RFCWc_Mixed mild_4A | 4
6217 | 47551 | IN | RFCWc | Mixed mild | RFCWc_Mixed mild_4A | 4
6218 | 47574 | IN | RFCWc | Mixed mild | RFCWc_Mixed mild_4A | 4
6219 | 47577 | IN | RFCWc | Mixed mild | RFCWc_Mixed mild_4A | 4
6220 | 47586 | IN | RFCWc | Mixed mild | RFCWc_Mixed mild_4A | 4
6221 | 47588 | IN | RFCWc | Mixed mild | RFCWc_Mixed mild_4A | 4
6222 | 47441 | IN | RFCWc | Mixed mild | RFCWc_Mixed mild_4A | 4
6223 | 47443 | IN | RFCWc | Mixed mild | RFCWc_Mixed mild_4A | 4
6224 | 47445 | IN | RFCWc | Mixed mild | RFCWc_Mixed mild_4A | 4
6225 | 47449 | IN | RFCWc | Mixed mild | RFCWc_Mixed mild_4A | 4
6226 | 47453 | IN | RFCWc | Mixed mild | RFCWc_Mixed mild_4A | 4
6227 | 47457 | IN | RFCWc | Mixed mild | RFCWc_Mixed mild_4A | 4
6228 | 47465 | IN | RFCWc | Mixed mild | RFCWc_Mixed mild_4A | 4
6229 | 47529 | IN | RFCWc | Mixed mild | RFCWc_Mixed mild_4A | 4
6230 | 47562 | IN | RFCWc | Mixed mild | RFCWc_Mixed mild_4A | 4
6231 | 47578 | IN | RFCWc | Mixed mild | RFCWc_Mixed mild_4A | 4
6232 | 47838 | IN | RFCWc | Mixed mild | RFCWc_Mixed mild_4A | 4
6233 | 47848 | IN | RFCWc | Mixed mild | RFCWc_Mixed mild_4A | 4
6234 | 47522 | IN | RFCWc | Mixed mild | RFCWc_Mixed mild_4A | 4
6235 | 47553 | IN | RFCWc | Mixed mild | RFCWc_Mixed mild_4A | 4
6236 | 47521 | IN | RFCWc | Mixed mild | RFCWc_Mixed mild_4A | 4
6237 | 47523 | IN | RFCWc | Mixed mild | RFCWc_Mixed mild_4A | 4
6238 | 47541 | IN | RFCWc | Mixed mild | RFCWc_Mixed mild_4A | 4
6239 | 47542 | IN | RFCWc | Mixed mild | RFCWc_Mixed mild_4A | 4
6240 | 47545 | IN | RFCWc | Mixed mild | RFCWc_Mixed mild_4A | 4
6241 | 47546 | IN | RFCWc | Mixed mild | RFCWc_Mixed mild_4A | 4
6242 | 47547 | IN | RFCWc | Mixed mild | RFCWc_Mixed mild_4A | 4
6243 | 47564 | IN | RFCWc | Mixed mild | RFCWc_Mixed mild_4A | 4
6244 | 47575 | IN | RFCWc | Mixed mild | RFCWc_Mixed mild_4A | 4
6245 | 47580 | IN | RFCWc | Mixed mild | RFCWc_Mixed mild_4A | 4
6246 | 47590 | IN | RFCWc | Mixed mild | RFCWc_Mixed mild_4A | 4
6247 | 47528 | IN | RFCWc | Mixed mild | RFCWc_Mixed mild_4A | 4
6248 | 47561 | IN | RFCWc | Mixed mild | RFCWc_Mixed mild_4A | 4
6249 | 47849 | IN | RFCWc | Mixed mild | RFCWc_Mixed mild_4A | 4
6250 | 47850 | IN | RFCWc | Mixed mild | RFCWc_Mixed mild_4A | 4
6251 | 47852 | IN | RFCWc | Mixed mild | RFCWc_Mixed mild_4A | 4
6252 | 47855 | IN | RFCWc | Mixed mild | RFCWc_Mixed mild_4A | 4
6253 | 47861 | IN | RFCWc | Mixed mild | RFCWc_Mixed mild_4A | 4
6254 | 47866 | IN | RFCWc | Mixed mild | RFCWc_Mixed mild_4A | 4
6255 | 47882 | IN | RFCWc | Mixed mild | RFCWc_Mixed mild_4A | 4
6256 | 47501 | IN | RFCWc | Mixed mild | RFCWc_Mixed mild_4A | 4
6257 | 47519 | IN | RFCWc | Mixed mild | RFCWc_Mixed mild_4A | 4
6258 | 47558 | IN | RFCWc | Mixed mild | RFCWc_Mixed mild_4A | 4
6259 | 47568 | IN | RFCWc | Mixed mild | RFCWc_Mixed mild_4A | 4
6260 | 47512 | IN | RFCWc | Mixed mild | RFCWc_Mixed mild_4A | 4
6261 | 47516 | IN | RFCWc | Mixed mild | RFCWc_Mixed mild_4A | 4
6262 | 47524 | IN | RFCWc | Mixed mild | RFCWc_Mixed mild_4A | 4
6263 | 47535 | IN | RFCWc | Mixed mild | RFCWc_Mixed mild_4A | 4
6264 | 47557 | IN | RFCWc | Mixed mild | RFCWc_Mixed mild_4A | 4
6265 | 47573 | IN | RFCWc | Mixed mild | RFCWc_Mixed mild_4A | 4
6266 | 47591 | IN | RFCWc | Mixed mild | RFCWc_Mixed mild_4A | 4
6267 | 47596 | IN | RFCWc | Mixed mild | RFCWc_Mixed mild_4A | 4
6268 | 47597 | IN | RFCWc | Mixed mild | RFCWc_Mixed mild_4A | 4
6269 | 47531 | IN | RFCWc | Mixed mild | RFCWc_Mixed mild_4A | 4
6270 | 47536 | IN | RFCWc | Mixed mild | RFCWc_Mixed mild_4A | 4
6271 | 47537 | IN | RFCWc | Mixed mild | RFCWc_Mixed mild_4A | 4
6272 | 47550 | IN | RFCWc | Mixed mild | RFCWc_Mixed mild_4A | 4
6273 | 47552 | IN | RFCWc | Mixed mild | RFCWc_Mixed mild_4A | 4
6274 | 47556 | IN | RFCWc | Mixed mild | RFCWc_Mixed mild_4A | 4
6275 | 47579 | IN | RFCWc | Mixed mild | RFCWc_Mixed mild_4A | 4
6276 | 47601 | IN | RFCWc | Mixed mild | RFCWc_Mixed mild_4A | 4
6277 | 47611 | IN | RFCWc | Mixed mild | RFCWc_Mixed mild_4A | 4
6278 | 47615 | IN | RFCWc | Mixed mild | RFCWc_Mixed mild_4A | 4
6279 | 47617 | IN | RFCWc | Mixed mild | RFCWc_Mixed mild_4A | 4
6280 | 47634 | IN | RFCWc | Mixed mild | RFCWc_Mixed mild_4A | 4
6281 | 47635 | IN | RFCWc | Mixed mild | RFCWc_Mixed mild_4A | 4
6282 | 47637 | IN | RFCWc | Mixed mild | RFCWc_Mixed mild_4A | 4
6283 | 47610 | IN | RFCWc | Mixed mild | RFCWc_Mixed mild_4A | 4
6284 | 47613 | IN | RFCWc | Mixed mild | RFCWc_Mixed mild_4A | 4
6285 | 47619 | IN | RFCWc | Mixed mild | RFCWc_Mixed mild_4A | 4
6286 | 47629 | IN | RFCWc | Mixed mild | RFCWc_Mixed mild_4A | 4
6287 | 47630 | IN | RFCWc | Mixed mild | RFCWc_Mixed mild_4A | 4
6288 | 47639 | IN | RFCWc | Mixed mild | RFCWc_Mixed mild_4A | 4
6289 | 47660 | IN | RFCWc | Mixed mild | RFCWc_Mixed mild_4A | 4
6290 | 47725 | IN | RFCWc | Mixed mild | RFCWc_Mixed mild_4A | 4
6291 | 47567 | IN | RFCWc | Mixed mild | RFCWc_Mixed mild_4A | 4
6292 | 47584 | IN | RFCWc | Mixed mild | RFCWc_Mixed mild_4A | 4
6293 | 47585 | IN | RFCWc | Mixed mild | RFCWc_Mixed mild_4A | 4
6294 | 47598 | IN | RFCWc | Mixed mild | RFCWc_Mixed mild_4A | 4
6295 | 47640 | IN | RFCWc | Mixed mild | RFCWc_Mixed mild_4A | 4
6296 | 47666 | IN | RFCWc | Mixed mild | RFCWc_Mixed mild_4A | 4
6297 | 47612 | IN | RFCWc | Mixed mild | RFCWc_Mixed mild_4A | 4
6298 | 47616 | IN | RFCWc | Mixed mild | RFCWc_Mixed mild_4A | 4
6299 | 47620 | IN | RFCWc | Mixed mild | RFCWc_Mixed mild_4A | 4
6300 | 47631 | IN | RFCWc | Mixed mild | RFCWc_Mixed mild_4A | 4
6301 | 47633 | IN | RFCWc | Mixed mild | RFCWc_Mixed mild_4A | 4
6302 | 47638 | IN | RFCWc | Mixed mild | RFCWc_Mixed mild_4A | 4
6303 | 47712 | IN | RFCWc | Mixed mild | RFCWc_Mixed mild_4A | 4
6304 | 47720 | IN | RFCWc | Mixed mild | RFCWc_Mixed mild_4A | 4
6305 | 47618 | IN | RFCWc | Mixed mild | RFCWc_Mixed mild_4A | 4
6306 | 47701 | IN | RFCWc | Mixed mild | RFCWc_Mixed mild_4A | 4
6307 | 47702 | IN | RFCWc | Mixed mild | RFCWc_Mixed mild_4A | 4
6308 | 47703 | IN | RFCWc | Mixed mild | RFCWc_Mixed mild_4A | 4
6309 | 47704 | IN | RFCWc | Mixed mild | RFCWc_Mixed mild_4A | 4
6310 | 47705 | IN | RFCWc | Mixed mild | RFCWc_Mixed mild_4A | 4
6311 | 47706 | IN | RFCWc | Mixed mild | RFCWc_Mixed mild_4A | 4
6312 | 47708 | IN | RFCWc | Mixed mild | RFCWc_Mixed mild_4A | 4
6313 | 47710 | IN | RFCWc | Mixed mild | RFCWc_Mixed mild_4A | 4
6314 | 47711 | IN | RFCWc | Mixed mild | RFCWc_Mixed mild_4A | 4
6315 | 47713 | IN | RFCWc | Mixed mild | RFCWc_Mixed mild_4A | 4
6316 | 47714 | IN | RFCWc | Mixed mild | RFCWc_Mixed mild_4A | 4
6317 | 47715 | IN | RFCWc | Mixed mild | RFCWc_Mixed mild_4A | 4
6318 | 47716 | IN | RFCWc | Mixed mild | RFCWc_Mixed mild_4A | 4
6319 | 47719 | IN | RFCWc | Mixed mild | RFCWc_Mixed mild_4A | 4
6320 | 47721 | IN | RFCWc | Mixed mild | RFCWc_Mixed mild_4A | 4
6321 | 47722 | IN | RFCWc | Mixed mild | RFCWc_Mixed mild_4A | 4
6322 | 47724 | IN | RFCWc | Mixed mild | RFCWc_Mixed mild_4A | 4
6323 | 47728 | IN | RFCWc | Mixed mild | RFCWc_Mixed mild_4A | 4
6324 | 47730 | IN | RFCWc | Mixed mild | RFCWc_Mixed mild_4A | 4
6325 | 47731 | IN | RFCWc | Mixed mild | RFCWc_Mixed mild_4A | 4
6326 | 47732 | IN | RFCWc | Mixed mild | RFCWc_Mixed mild_4A | 4
6327 | 47733 | IN | RFCWc | Mixed mild | RFCWc_Mixed mild_4A | 4
6328 | 47734 | IN | RFCWc | Mixed mild | RFCWc_Mixed mild_4A | 4
6329 | 47735 | IN | RFCWc | Mixed mild | RFCWc_Mixed mild_4A | 4
6330 | 47736 | IN | RFCWc | Mixed mild | RFCWc_Mixed mild_4A | 4
6331 | 47737 | IN | RFCWc | Mixed mild | RFCWc_Mixed mild_4A | 4
6332 | 47747 | IN | RFCWc | Mixed mild | RFCWc_Mixed mild_4A | 4
6333 | 47750 | IN | RFCWc | Mixed mild | RFCWc_Mixed mild_4A | 4
6334 | 47647 | IN | RFCWc | Mixed mild | RFCWc_Mixed mild_4A | 4
6335 | 47648 | IN | RFCWc | Mixed mild | RFCWc_Mixed mild_4A | 4
6336 | 47649 | IN | RFCWc | Mixed mild | RFCWc_Mixed mild_4A | 4
6337 | 47654 | IN | RFCWc | Mixed mild | RFCWc_Mixed mild_4A | 4
6338 | 47665 | IN | RFCWc | Mixed mild | RFCWc_Mixed mild_4A | 4
6339 | 47670 | IN | RFCWc | Mixed mild | RFCWc_Mixed mild_4A | 4
6340 | 47683 | IN | RFCWc | Mixed mild | RFCWc_Mixed mild_4A | 4
6341 | 62401 | IL | SRMWc | Mixed mild | SRMWc_Mixed mild_4A | 4
6342 | 62414 | IL | SRMWc | Mixed mild | SRMWc_Mixed mild_4A | 4
6343 | 62422 | IL | SRMWc | Mixed mild | SRMWc_Mixed mild_4A | 4
6344 | 62431 | IL | SRMWc | Mixed mild | SRMWc_Mixed mild_4A | 4
6345 | 62438 | IL | SRMWc | Mixed mild | SRMWc_Mixed mild_4A | 4
6346 | 62444 | IL | SRMWc | Mixed mild | SRMWc_Mixed mild_4A | 4
6347 | 62461 | IL | SRMWc | Mixed mild | SRMWc_Mixed mild_4A | 4
6348 | 62462 | IL | SRMWc | Mixed mild | SRMWc_Mixed mild_4A | 4
6349 | 62463 | IL | SRMWc | Mixed mild | SRMWc_Mixed mild_4A | 4
6350 | 62465 | IL | SRMWc | Mixed mild | SRMWc_Mixed mild_4A | 4
6351 | 62510 | IL | SRMWc | Mixed mild | SRMWc_Mixed mild_4A | 4
6352 | 62534 | IL | SRMWc | Mixed mild | SRMWc_Mixed mild_4A | 4
6353 | 62553 | IL | SRMWc | Mixed mild | SRMWc_Mixed mild_4A | 4
6354 | 62557 | IL | SRMWc | Mixed mild | SRMWc_Mixed mild_4A | 4
6355 | 62565 | IL | SRMWc | Mixed mild | SRMWc_Mixed mild_4A | 4
6356 | 62571 | IL | SRMWc | Mixed mild | SRMWc_Mixed mild_4A | 4
6357 | 62001 | IL | SRMWc | Mixed mild | SRMWc_Mixed mild_4A | 4
6358 | 62002 | IL | SRMWc | Mixed mild | SRMWc_Mixed mild_4A | 4
6359 | 62010 | IL | SRMWc | Mixed mild | SRMWc_Mixed mild_4A | 4
6360 | 62012 | IL | SRMWc | Mixed mild | SRMWc_Mixed mild_4A | 4
6361 | 62018 | IL | SRMWc | Mixed mild | SRMWc_Mixed mild_4A | 4
6362 | 62021 | IL | SRMWc | Mixed mild | SRMWc_Mixed mild_4A | 4
6363 | 62024 | IL | SRMWc | Mixed mild | SRMWc_Mixed mild_4A | 4
6364 | 62025 | IL | SRMWc | Mixed mild | SRMWc_Mixed mild_4A | 4
6365 | 62026 | IL | SRMWc | Mixed mild | SRMWc_Mixed mild_4A | 4
6366 | 62034 | IL | SRMWc | Mixed mild | SRMWc_Mixed mild_4A | 4
6367 | 62035 | IL | SRMWc | Mixed mild | SRMWc_Mixed mild_4A | 4
6368 | 62040 | IL | SRMWc | Mixed mild | SRMWc_Mixed mild_4A | 4
6369 | 62046 | IL | SRMWc | Mixed mild | SRMWc_Mixed mild_4A | 4
6370 | 62048 | IL | SRMWc | Mixed mild | SRMWc_Mixed mild_4A | 4
6371 | 62052 | IL | SRMWc | Mixed mild | SRMWc_Mixed mild_4A | 4
6372 | 62058 | IL | SRMWc | Mixed mild | SRMWc_Mixed mild_4A | 4
6373 | 62060 | IL | SRMWc | Mixed mild | SRMWc_Mixed mild_4A | 4
6374 | 62061 | IL | SRMWc | Mixed mild | SRMWc_Mixed mild_4A | 4
6375 | 62062 | IL | SRMWc | Mixed mild | SRMWc_Mixed mild_4A | 4
6376 | 62067 | IL | SRMWc | Mixed mild | SRMWc_Mixed mild_4A | 4
6377 | 62074 | IL | SRMWc | Mixed mild | SRMWc_Mixed mild_4A | 4
6378 | 62084 | IL | SRMWc | Mixed mild | SRMWc_Mixed mild_4A | 4
6379 | 62086 | IL | SRMWc | Mixed mild | SRMWc_Mixed mild_4A | 4
6380 | 62087 | IL | SRMWc | Mixed mild | SRMWc_Mixed mild_4A | 4
6381 | 62088 | IL | SRMWc | Mixed mild | SRMWc_Mixed mild_4A | 4
6382 | 62090 | IL | SRMWc | Mixed mild | SRMWc_Mixed mild_4A | 4
6383 | 62095 | IL | SRMWc | Mixed mild | SRMWc_Mixed mild_4A | 4
6384 | 62097 | IL | SRMWc | Mixed mild | SRMWc_Mixed mild_4A | 4
6385 | 62201 | IL | SRMWc | Mixed mild | SRMWc_Mixed mild_4A | 4
6386 | 62216 | IL | SRMWc | Mixed mild | SRMWc_Mixed mild_4A | 4
6387 | 62234 | IL | SRMWc | Mixed mild | SRMWc_Mixed mild_4A | 4
6388 | 62249 | IL | SRMWc | Mixed mild | SRMWc_Mixed mild_4A | 4
6389 | 62254 | IL | SRMWc | Mixed mild | SRMWc_Mixed mild_4A | 4
6390 | 62269 | IL | SRMWc | Mixed mild | SRMWc_Mixed mild_4A | 4
6391 | 62273 | IL | SRMWc | Mixed mild | SRMWc_Mixed mild_4A | 4
6392 | 62275 | IL | SRMWc | Mixed mild | SRMWc_Mixed mild_4A | 4
6393 | 62281 | IL | SRMWc | Mixed mild | SRMWc_Mixed mild_4A | 4
6394 | 62293 | IL | SRMWc | Mixed mild | SRMWc_Mixed mild_4A | 4
6395 | 62294 | IL | SRMWc | Mixed mild | SRMWc_Mixed mild_4A | 4
6396 | 62009 | IL | SRMWc | Mixed mild | SRMWc_Mixed mild_4A | 4
6397 | 62014 | IL | SRMWc | Mixed mild | SRMWc_Mixed mild_4A | 4
6398 | 62023 | IL | SRMWc | Mixed mild | SRMWc_Mixed mild_4A | 4
6399 | 62033 | IL | SRMWc | Mixed mild | SRMWc_Mixed mild_4A | 4
6400 | 62044 | IL | SRMWc | Mixed mild | SRMWc_Mixed mild_4A | 4
6401 | 62056 | IL | SRMWc | Mixed mild | SRMWc_Mixed mild_4A | 4
6402 | 62063 | IL | SRMWc | Mixed mild | SRMWc_Mixed mild_4A | 4
6403 | 62069 | IL | SRMWc | Mixed mild | SRMWc_Mixed mild_4A | 4
6404 | 62079 | IL | SRMWc | Mixed mild | SRMWc_Mixed mild_4A | 4
6405 | 62082 | IL | SRMWc | Mixed mild | SRMWc_Mixed mild_4A | 4
6406 | 62085 | IL | SRMWc | Mixed mild | SRMWc_Mixed mild_4A | 4
6407 | 62091 | IL | SRMWc | Mixed mild | SRMWc_Mixed mild_4A | 4
6408 | 62093 | IL | SRMWc | Mixed mild | SRMWc_Mixed mild_4A | 4
6409 | 62560 | IL | SRMWc | Mixed mild | SRMWc_Mixed mild_4A | 4
6410 | 62572 | IL | SRMWc | Mixed mild | SRMWc_Mixed mild_4A | 4
6411 | 62626 | IL | SRMWc | Mixed mild | SRMWc_Mixed mild_4A | 4
6412 | 62630 | IL | SRMWc | Mixed mild | SRMWc_Mixed mild_4A | 4
6413 | 62638 | IL | SRMWc | Mixed mild | SRMWc_Mixed mild_4A | 4
6414 | 62640 | IL | SRMWc | Mixed mild | SRMWc_Mixed mild_4A | 4
6415 | 62649 | IL | SRMWc | Mixed mild | SRMWc_Mixed mild_4A | 4
6416 | 62667 | IL | SRMWc | Mixed mild | SRMWc_Mixed mild_4A | 4
6417 | 62668 | IL | SRMWc | Mixed mild | SRMWc_Mixed mild_4A | 4
6418 | 62672 | IL | SRMWc | Mixed mild | SRMWc_Mixed mild_4A | 4
6419 | 62674 | IL | SRMWc | Mixed mild | SRMWc_Mixed mild_4A | 4
6420 | 62685 | IL | SRMWc | Mixed mild | SRMWc_Mixed mild_4A | 4
6421 | 62690 | IL | SRMWc | Mixed mild | SRMWc_Mixed mild_4A | 4
6422 | 62692 | IL | SRMWc | Mixed mild | SRMWc_Mixed mild_4A | 4
6423 | 62011 | IL | SRMWc | Mixed mild | SRMWc_Mixed mild_4A | 4
6424 | 62080 | IL | SRMWc | Mixed mild | SRMWc_Mixed mild_4A | 4
6425 | 62262 | IL | SRMWc | Mixed mild | SRMWc_Mixed mild_4A | 4
6426 | 62411 | IL | SRMWc | Mixed mild | SRMWc_Mixed mild_4A | 4
6427 | 62418 | IL | SRMWc | Mixed mild | SRMWc_Mixed mild_4A | 4
6428 | 62426 | IL | SRMWc | Mixed mild | SRMWc_Mixed mild_4A | 4
6429 | 62458 | IL | SRMWc | Mixed mild | SRMWc_Mixed mild_4A | 4
6430 | 62471 | IL | SRMWc | Mixed mild | SRMWc_Mixed mild_4A | 4
6431 | 62838 | IL | SRMWc | Mixed mild | SRMWc_Mixed mild_4A | 4
6432 | 62854 | IL | SRMWc | Mixed mild | SRMWc_Mixed mild_4A | 4
6433 | 62875 | IL | SRMWc | Mixed mild | SRMWc_Mixed mild_4A | 4
6434 | 62880 | IL | SRMWc | Mixed mild | SRMWc_Mixed mild_4A | 4
6435 | 62885 | IL | SRMWc | Mixed mild | SRMWc_Mixed mild_4A | 4
6436 | 62892 | IL | SRMWc | Mixed mild | SRMWc_Mixed mild_4A | 4
6437 | 62015 | IL | SRMWc | Mixed mild | SRMWc_Mixed mild_4A | 4
6438 | 62017 | IL | SRMWc | Mixed mild | SRMWc_Mixed mild_4A | 4
6439 | 62019 | IL | SRMWc | Mixed mild | SRMWc_Mixed mild_4A | 4
6440 | 62032 | IL | SRMWc | Mixed mild | SRMWc_Mixed mild_4A | 4
6441 | 62049 | IL | SRMWc | Mixed mild | SRMWc_Mixed mild_4A | 4
6442 | 62051 | IL | SRMWc | Mixed mild | SRMWc_Mixed mild_4A | 4
6443 | 62075 | IL | SRMWc | Mixed mild | SRMWc_Mixed mild_4A | 4
6444 | 62076 | IL | SRMWc | Mixed mild | SRMWc_Mixed mild_4A | 4
6445 | 62077 | IL | SRMWc | Mixed mild | SRMWc_Mixed mild_4A | 4
6446 | 62083 | IL | SRMWc | Mixed mild | SRMWc_Mixed mild_4A | 4
6447 | 62089 | IL | SRMWc | Mixed mild | SRMWc_Mixed mild_4A | 4
6448 | 62094 | IL | SRMWc | Mixed mild | SRMWc_Mixed mild_4A | 4
6449 | 62533 | IL | SRMWc | Mixed mild | SRMWc_Mixed mild_4A | 4
6450 | 62538 | IL | SRMWc | Mixed mild | SRMWc_Mixed mild_4A | 4
6451 | 62546 | IL | SRMWc | Mixed mild | SRMWc_Mixed mild_4A | 4
6452 | 62558 | IL | SRMWc | Mixed mild | SRMWc_Mixed mild_4A | 4
6453 | 62231 | IL | SRMWc | Mixed mild | SRMWc_Mixed mild_4A | 4
6454 | 62246 | IL | SRMWc | Mixed mild | SRMWc_Mixed mild_4A | 4
6455 | 62253 | IL | SRMWc | Mixed mild | SRMWc_Mixed mild_4A | 4
6456 | 62284 | IL | SRMWc | Mixed mild | SRMWc_Mixed mild_4A | 4
6457 | 62059 | IL | SRMWc | Mixed mild | SRMWc_Mixed mild_4A | 4
6458 | 62071 | IL | SRMWc | Mixed mild | SRMWc_Mixed mild_4A | 4
6459 | 62202 | IL | SRMWc | Mixed mild | SRMWc_Mixed mild_4A | 4
6460 | 62203 | IL | SRMWc | Mixed mild | SRMWc_Mixed mild_4A | 4
6461 | 62204 | IL | SRMWc | Mixed mild | SRMWc_Mixed mild_4A | 4
6462 | 62205 | IL | SRMWc | Mixed mild | SRMWc_Mixed mild_4A | 4
6463 | 62206 | IL | SRMWc | Mixed mild | SRMWc_Mixed mild_4A | 4
6464 | 62207 | IL | SRMWc | Mixed mild | SRMWc_Mixed mild_4A | 4
6465 | 62208 | IL | SRMWc | Mixed mild | SRMWc_Mixed mild_4A | 4
6466 | 62220 | IL | SRMWc | Mixed mild | SRMWc_Mixed mild_4A | 4
6467 | 62221 | IL | SRMWc | Mixed mild | SRMWc_Mixed mild_4A | 4
6468 | 62222 | IL | SRMWc | Mixed mild | SRMWc_Mixed mild_4A | 4
6469 | 62223 | IL | SRMWc | Mixed mild | SRMWc_Mixed mild_4A | 4
6470 | 62225 | IL | SRMWc | Mixed mild | SRMWc_Mixed mild_4A | 4
6471 | 62226 | IL | SRMWc | Mixed mild | SRMWc_Mixed mild_4A | 4
6472 | 62232 | IL | SRMWc | Mixed mild | SRMWc_Mixed mild_4A | 4
6473 | 62236 | IL | SRMWc | Mixed mild | SRMWc_Mixed mild_4A | 4
6474 | 62239 | IL | SRMWc | Mixed mild | SRMWc_Mixed mild_4A | 4
6475 | 62240 | IL | SRMWc | Mixed mild | SRMWc_Mixed mild_4A | 4
6476 | 62243 | IL | SRMWc | Mixed mild | SRMWc_Mixed mild_4A | 4
6477 | 62255 | IL | SRMWc | Mixed mild | SRMWc_Mixed mild_4A | 4
6478 | 62257 | IL | SRMWc | Mixed mild | SRMWc_Mixed mild_4A | 4
6479 | 62258 | IL | SRMWc | Mixed mild | SRMWc_Mixed mild_4A | 4
6480 | 62260 | IL | SRMWc | Mixed mild | SRMWc_Mixed mild_4A | 4
6481 | 62264 | IL | SRMWc | Mixed mild | SRMWc_Mixed mild_4A | 4
6482 | 62265 | IL | SRMWc | Mixed mild | SRMWc_Mixed mild_4A | 4
6483 | 62282 | IL | SRMWc | Mixed mild | SRMWc_Mixed mild_4A | 4
6484 | 62285 | IL | SRMWc | Mixed mild | SRMWc_Mixed mild_4A | 4
6485 | 62289 | IL | SRMWc | Mixed mild | SRMWc_Mixed mild_4A | 4
6486 | 62298 | IL | SRMWc | Mixed mild | SRMWc_Mixed mild_4A | 4
6487 | 62517 | IL | SRMWc | Mixed mild | SRMWc_Mixed mild_4A | 4
6488 | 62531 | IL | SRMWc | Mixed mild | SRMWc_Mixed mild_4A | 4
6489 | 62540 | IL | SRMWc | Mixed mild | SRMWc_Mixed mild_4A | 4
6490 | 62545 | IL | SRMWc | Mixed mild | SRMWc_Mixed mild_4A | 4
6491 | 62555 | IL | SRMWc | Mixed mild | SRMWc_Mixed mild_4A | 4
6492 | 62556 | IL | SRMWc | Mixed mild | SRMWc_Mixed mild_4A | 4
6493 | 62563 | IL | SRMWc | Mixed mild | SRMWc_Mixed mild_4A | 4
6494 | 62567 | IL | SRMWc | Mixed mild | SRMWc_Mixed mild_4A | 4
6495 | 62568 | IL | SRMWc | Mixed mild | SRMWc_Mixed mild_4A | 4
6496 | 62570 | IL | SRMWc | Mixed mild | SRMWc_Mixed mild_4A | 4
6497 | 62214 | IL | SRMWc | Mixed mild | SRMWc_Mixed mild_4A | 4
6498 | 62237 | IL | SRMWc | Mixed mild | SRMWc_Mixed mild_4A | 4
6499 | 62263 | IL | SRMWc | Mixed mild | SRMWc_Mixed mild_4A | 4
6500 | 62268 | IL | SRMWc | Mixed mild | SRMWc_Mixed mild_4A | 4
6501 | 62271 | IL | SRMWc | Mixed mild | SRMWc_Mixed mild_4A | 4
6502 | 62801 | IL | SRMWc | Mixed mild | SRMWc_Mixed mild_4A | 4
6503 | 62803 | IL | SRMWc | Mixed mild | SRMWc_Mixed mild_4A | 4
6504 | 62808 | IL | SRMWc | Mixed mild | SRMWc_Mixed mild_4A | 4
6505 | 62831 | IL | SRMWc | Mixed mild | SRMWc_Mixed mild_4A | 4
6506 | 62848 | IL | SRMWc | Mixed mild | SRMWc_Mixed mild_4A | 4
6507 | 62876 | IL | SRMWc | Mixed mild | SRMWc_Mixed mild_4A | 4
6508 | 62877 | IL | SRMWc | Mixed mild | SRMWc_Mixed mild_4A | 4
6509 | 62215 | IL | SRMWc | Mixed mild | SRMWc_Mixed mild_4A | 4
6510 | 62218 | IL | SRMWc | Mixed mild | SRMWc_Mixed mild_4A | 4
6511 | 62219 | IL | SRMWc | Mixed mild | SRMWc_Mixed mild_4A | 4
6512 | 62230 | IL | SRMWc | Mixed mild | SRMWc_Mixed mild_4A | 4
6513 | 62245 | IL | SRMWc | Mixed mild | SRMWc_Mixed mild_4A | 4
6514 | 62250 | IL | SRMWc | Mixed mild | SRMWc_Mixed mild_4A | 4
6515 | 62252 | IL | SRMWc | Mixed mild | SRMWc_Mixed mild_4A | 4
6516 | 62266 | IL | SRMWc | Mixed mild | SRMWc_Mixed mild_4A | 4
6517 | 62882 | IL | SRMWc | Mixed mild | SRMWc_Mixed mild_4A | 4
6518 | 62217 | IL | SRMWc | Mixed mild | SRMWc_Mixed mild_4A | 4
6519 | 62233 | IL | SRMWc | Mixed mild | SRMWc_Mixed mild_4A | 4
6520 | 62238 | IL | SRMWc | Mixed mild | SRMWc_Mixed mild_4A | 4
6521 | 62241 | IL | SRMWc | Mixed mild | SRMWc_Mixed mild_4A | 4
6522 | 62242 | IL | SRMWc | Mixed mild | SRMWc_Mixed mild_4A | 4
6523 | 62259 | IL | SRMWc | Mixed mild | SRMWc_Mixed mild_4A | 4
6524 | 62261 | IL | SRMWc | Mixed mild | SRMWc_Mixed mild_4A | 4
6525 | 62272 | IL | SRMWc | Mixed mild | SRMWc_Mixed mild_4A | 4
6526 | 62277 | IL | SRMWc | Mixed mild | SRMWc_Mixed mild_4A | 4
6527 | 62278 | IL | SRMWc | Mixed mild | SRMWc_Mixed mild_4A | 4
6528 | 62280 | IL | SRMWc | Mixed mild | SRMWc_Mixed mild_4A | 4
6529 | 62286 | IL | SRMWc | Mixed mild | SRMWc_Mixed mild_4A | 4
6530 | 62288 | IL | SRMWc | Mixed mild | SRMWc_Mixed mild_4A | 4
6531 | 62292 | IL | SRMWc | Mixed mild | SRMWc_Mixed mild_4A | 4
6532 | 62297 | IL | SRMWc | Mixed mild | SRMWc_Mixed mild_4A | 4
6533 | 62907 | IL | SRMWc | Mixed mild | SRMWc_Mixed mild_4A | 4
6534 | 62916 | IL | SRMWc | Mixed mild | SRMWc_Mixed mild_4A | 4
6535 | 62244 | IL | SRMWc | Mixed mild | SRMWc_Mixed mild_4A | 4
6536 | 62248 | IL | SRMWc | Mixed mild | SRMWc_Mixed mild_4A | 4
6537 | 62256 | IL | SRMWc | Mixed mild | SRMWc_Mixed mild_4A | 4
6538 | 62279 | IL | SRMWc | Mixed mild | SRMWc_Mixed mild_4A | 4
6539 | 62295 | IL | SRMWc | Mixed mild | SRMWc_Mixed mild_4A | 4
6540 | 62274 | IL | SRMWc | Mixed mild | SRMWc_Mixed mild_4A | 4
6541 | 62832 | IL | SRMWc | Mixed mild | SRMWc_Mixed mild_4A | 4
6542 | 62883 | IL | SRMWc | Mixed mild | SRMWc_Mixed mild_4A | 4
6543 | 62888 | IL | SRMWc | Mixed mild | SRMWc_Mixed mild_4A | 4
6544 | 62997 | IL | SRMWc | Mixed mild | SRMWc_Mixed mild_4A | 4
6545 | 62901 | IL | SRMWc | Mixed mild | SRMWc_Mixed mild_4A | 4
6546 | 62902 | IL | SRMWc | Mixed mild | SRMWc_Mixed mild_4A | 4
6547 | 62903 | IL | SRMWc | Mixed mild | SRMWc_Mixed mild_4A | 4
6548 | 62905 | IL | SRMWc | Mixed mild | SRMWc_Mixed mild_4A | 4
6549 | 62918 | IL | SRMWc | Mixed mild | SRMWc_Mixed mild_4A | 4
6550 | 62920 | IL | SRMWc | Mixed mild | SRMWc_Mixed mild_4A | 4
6551 | 62924 | IL | SRMWc | Mixed mild | SRMWc_Mixed mild_4A | 4
6552 | 62927 | IL | SRMWc | Mixed mild | SRMWc_Mixed mild_4A | 4
6553 | 62932 | IL | SRMWc | Mixed mild | SRMWc_Mixed mild_4A | 4
6554 | 62940 | IL | SRMWc | Mixed mild | SRMWc_Mixed mild_4A | 4
6555 | 62942 | IL | SRMWc | Mixed mild | SRMWc_Mixed mild_4A | 4
6556 | 62950 | IL | SRMWc | Mixed mild | SRMWc_Mixed mild_4A | 4
6557 | 62958 | IL | SRMWc | Mixed mild | SRMWc_Mixed mild_4A | 4
6558 | 62966 | IL | SRMWc | Mixed mild | SRMWc_Mixed mild_4A | 4
6559 | 62975 | IL | SRMWc | Mixed mild | SRMWc_Mixed mild_4A | 4
6560 | 62994 | IL | SRMWc | Mixed mild | SRMWc_Mixed mild_4A | 4
6561 | 62424 | IL | SRMWc | Mixed mild | SRMWc_Mixed mild_4A | 4
6562 | 62443 | IL | SRMWc | Mixed mild | SRMWc_Mixed mild_4A | 4
6563 | 62473 | IL | SRMWc | Mixed mild | SRMWc_Mixed mild_4A | 4
6564 | 62479 | IL | SRMWc | Mixed mild | SRMWc_Mixed mild_4A | 4
6565 | 62410 | IL | SRMWc | Mixed mild | SRMWc_Mixed mild_4A | 4
6566 | 62417 | IL | SRMWc | Mixed mild | SRMWc_Mixed mild_4A | 4
6567 | 62427 | IL | SRMWc | Mixed mild | SRMWc_Mixed mild_4A | 4
6568 | 62439 | IL | SRMWc | Mixed mild | SRMWc_Mixed mild_4A | 4
6569 | 62460 | IL | SRMWc | Mixed mild | SRMWc_Mixed mild_4A | 4
6570 | 62466 | IL | SRMWc | Mixed mild | SRMWc_Mixed mild_4A | 4
6571 | 62476 | IL | SRMWc | Mixed mild | SRMWc_Mixed mild_4A | 4
6572 | 62811 | IL | SRMWc | Mixed mild | SRMWc_Mixed mild_4A | 4
6573 | 62818 | IL | SRMWc | Mixed mild | SRMWc_Mixed mild_4A | 4
6574 | 62852 | IL | SRMWc | Mixed mild | SRMWc_Mixed mild_4A | 4
6575 | 62863 | IL | SRMWc | Mixed mild | SRMWc_Mixed mild_4A | 4
6576 | 62421 | IL | SRMWc | Mixed mild | SRMWc_Mixed mild_4A | 4
6577 | 62433 | IL | SRMWc | Mixed mild | SRMWc_Mixed mild_4A | 4
6578 | 62451 | IL | SRMWc | Mixed mild | SRMWc_Mixed mild_4A | 4
6579 | 62454 | IL | SRMWc | Mixed mild | SRMWc_Mixed mild_4A | 4
6580 | 62464 | IL | SRMWc | Mixed mild | SRMWc_Mixed mild_4A | 4
6581 | 62419 | IL | SRMWc | Mixed mild | SRMWc_Mixed mild_4A | 4
6582 | 62425 | IL | SRMWc | Mixed mild | SRMWc_Mixed mild_4A | 4
6583 | 62448 | IL | SRMWc | Mixed mild | SRMWc_Mixed mild_4A | 4
6584 | 62450 | IL | SRMWc | Mixed mild | SRMWc_Mixed mild_4A | 4
6585 | 62452 | IL | SRMWc | Mixed mild | SRMWc_Mixed mild_4A | 4
6586 | 62868 | IL | SRMWc | Mixed mild | SRMWc_Mixed mild_4A | 4
6587 | 62434 | IL | SRMWc | Mixed mild | SRMWc_Mixed mild_4A | 4
6588 | 62459 | IL | SRMWc | Mixed mild | SRMWc_Mixed mild_4A | 4
6589 | 62475 | IL | SRMWc | Mixed mild | SRMWc_Mixed mild_4A | 4
6590 | 62480 | IL | SRMWc | Mixed mild | SRMWc_Mixed mild_4A | 4
6591 | 62824 | IL | SRMWc | Mixed mild | SRMWc_Mixed mild_4A | 4
6592 | 62839 | IL | SRMWc | Mixed mild | SRMWc_Mixed mild_4A | 4
6593 | 62858 | IL | SRMWc | Mixed mild | SRMWc_Mixed mild_4A | 4
6594 | 62879 | IL | SRMWc | Mixed mild | SRMWc_Mixed mild_4A | 4
6595 | 62899 | IL | SRMWc | Mixed mild | SRMWc_Mixed mild_4A | 4
6596 | 62446 | IL | SRMWc | Mixed mild | SRMWc_Mixed mild_4A | 4
6597 | 62809 | IL | SRMWc | Mixed mild | SRMWc_Mixed mild_4A | 4
6598 | 62810 | IL | SRMWc | Mixed mild | SRMWc_Mixed mild_4A | 4
6599 | 62814 | IL | SRMWc | Mixed mild | SRMWc_Mixed mild_4A | 4
6600 | 62820 | IL | SRMWc | Mixed mild | SRMWc_Mixed mild_4A | 4
6601 | 62823 | IL | SRMWc | Mixed mild | SRMWc_Mixed mild_4A | 4
6602 | 62828 | IL | SRMWc | Mixed mild | SRMWc_Mixed mild_4A | 4
6603 | 62833 | IL | SRMWc | Mixed mild | SRMWc_Mixed mild_4A | 4
6604 | 62837 | IL | SRMWc | Mixed mild | SRMWc_Mixed mild_4A | 4
6605 | 62842 | IL | SRMWc | Mixed mild | SRMWc_Mixed mild_4A | 4
6606 | 62843 | IL | SRMWc | Mixed mild | SRMWc_Mixed mild_4A | 4
6607 | 62850 | IL | SRMWc | Mixed mild | SRMWc_Mixed mild_4A | 4
6608 | 62851 | IL | SRMWc | Mixed mild | SRMWc_Mixed mild_4A | 4
6609 | 62862 | IL | SRMWc | Mixed mild | SRMWc_Mixed mild_4A | 4
6610 | 62878 | IL | SRMWc | Mixed mild | SRMWc_Mixed mild_4A | 4
6611 | 62886 | IL | SRMWc | Mixed mild | SRMWc_Mixed mild_4A | 4
6612 | 62895 | IL | SRMWc | Mixed mild | SRMWc_Mixed mild_4A | 4
6613 | 62806 | IL | SRMWc | Mixed mild | SRMWc_Mixed mild_4A | 4
6614 | 62815 | IL | SRMWc | Mixed mild | SRMWc_Mixed mild_4A | 4
6615 | 62844 | IL | SRMWc | Mixed mild | SRMWc_Mixed mild_4A | 4
6616 | 62807 | IL | SRMWc | Mixed mild | SRMWc_Mixed mild_4A | 4
6617 | 62830 | IL | SRMWc | Mixed mild | SRMWc_Mixed mild_4A | 4
6618 | 62849 | IL | SRMWc | Mixed mild | SRMWc_Mixed mild_4A | 4
6619 | 62853 | IL | SRMWc | Mixed mild | SRMWc_Mixed mild_4A | 4
6620 | 62870 | IL | SRMWc | Mixed mild | SRMWc_Mixed mild_4A | 4
6621 | 62881 | IL | SRMWc | Mixed mild | SRMWc_Mixed mild_4A | 4
6622 | 62889 | IL | SRMWc | Mixed mild | SRMWc_Mixed mild_4A | 4
6623 | 62893 | IL | SRMWc | Mixed mild | SRMWc_Mixed mild_4A | 4
6624 | 62816 | IL | SRMWc | Mixed mild | SRMWc_Mixed mild_4A | 4
6625 | 62836 | IL | SRMWc | Mixed mild | SRMWc_Mixed mild_4A | 4
6626 | 62846 | IL | SRMWc | Mixed mild | SRMWc_Mixed mild_4A | 4
6627 | 62864 | IL | SRMWc | Mixed mild | SRMWc_Mixed mild_4A | 4
6628 | 62872 | IL | SRMWc | Mixed mild | SRMWc_Mixed mild_4A | 4
6629 | 62884 | IL | SRMWc | Mixed mild | SRMWc_Mixed mild_4A | 4
6630 | 62894 | IL | SRMWc | Mixed mild | SRMWc_Mixed mild_4A | 4
6631 | 62898 | IL | SRMWc | Mixed mild | SRMWc_Mixed mild_4A | 4
6632 | 62812 | IL | SRMWc | Mixed mild | SRMWc_Mixed mild_4A | 4
6633 | 62819 | IL | SRMWc | Mixed mild | SRMWc_Mixed mild_4A | 4
6634 | 62822 | IL | SRMWc | Mixed mild | SRMWc_Mixed mild_4A | 4
6635 | 62825 | IL | SRMWc | Mixed mild | SRMWc_Mixed mild_4A | 4
6636 | 62840 | IL | SRMWc | Mixed mild | SRMWc_Mixed mild_4A | 4
6637 | 62841 | IL | SRMWc | Mixed mild | SRMWc_Mixed mild_4A | 4
6638 | 62856 | IL | SRMWc | Mixed mild | SRMWc_Mixed mild_4A | 4
6639 | 62860 | IL | SRMWc | Mixed mild | SRMWc_Mixed mild_4A | 4
6640 | 62865 | IL | SRMWc | Mixed mild | SRMWc_Mixed mild_4A | 4
6641 | 62874 | IL | SRMWc | Mixed mild | SRMWc_Mixed mild_4A | 4
6642 | 62890 | IL | SRMWc | Mixed mild | SRMWc_Mixed mild_4A | 4
6643 | 62891 | IL | SRMWc | Mixed mild | SRMWc_Mixed mild_4A | 4
6644 | 62896 | IL | SRMWc | Mixed mild | SRMWc_Mixed mild_4A | 4
6645 | 62897 | IL | SRMWc | Mixed mild | SRMWc_Mixed mild_4A | 4
6646 | 62983 | IL | SRMWc | Mixed mild | SRMWc_Mixed mild_4A | 4
6647 | 62999 | IL | SRMWc | Mixed mild | SRMWc_Mixed mild_4A | 4
6648 | 62817 | IL | SRMWc | Mixed mild | SRMWc_Mixed mild_4A | 4
6649 | 62829 | IL | SRMWc | Mixed mild | SRMWc_Mixed mild_4A | 4
6650 | 62835 | IL | SRMWc | Mixed mild | SRMWc_Mixed mild_4A | 4
6651 | 62859 | IL | SRMWc | Mixed mild | SRMWc_Mixed mild_4A | 4
6652 | 62869 | IL | SRMWc | Mixed mild | SRMWc_Mixed mild_4A | 4
6653 | 62887 | IL | SRMWc | Mixed mild | SRMWc_Mixed mild_4A | 4
6654 | 62930 | IL | SRMWc | Mixed mild | SRMWc_Mixed mild_4A | 4
6655 | 62935 | IL | SRMWc | Mixed mild | SRMWc_Mixed mild_4A | 4
6656 | 62821 | IL | SRMWc | Mixed mild | SRMWc_Mixed mild_4A | 4
6657 | 62827 | IL | SRMWc | Mixed mild | SRMWc_Mixed mild_4A | 4
6658 | 62834 | IL | SRMWc | Mixed mild | SRMWc_Mixed mild_4A | 4
6659 | 62861 | IL | SRMWc | Mixed mild | SRMWc_Mixed mild_4A | 4
6660 | 62867 | IL | SRMWc | Mixed mild | SRMWc_Mixed mild_4A | 4
6661 | 62871 | IL | SRMWc | Mixed mild | SRMWc_Mixed mild_4A | 4
6662 | 62931 | IL | SRMWc | Mixed mild | SRMWc_Mixed mild_4A | 4
6663 | 62934 | IL | SRMWc | Mixed mild | SRMWc_Mixed mild_4A | 4
6664 | 62954 | IL | SRMWc | Mixed mild | SRMWc_Mixed mild_4A | 4
6665 | 62979 | IL | SRMWc | Mixed mild | SRMWc_Mixed mild_4A | 4
6666 | 62984 | IL | SRMWc | Mixed mild | SRMWc_Mixed mild_4A | 4
6667 | 62915 | IL | SRMWc | Mixed mild | SRMWc_Mixed mild_4A | 4
6668 | 62917 | IL | SRMWc | Mixed mild | SRMWc_Mixed mild_4A | 4
6669 | 62921 | IL | SRMWc | Mixed mild | SRMWc_Mixed mild_4A | 4
6670 | 62922 | IL | SRMWc | Mixed mild | SRMWc_Mixed mild_4A | 4
6671 | 62933 | IL | SRMWc | Mixed mild | SRMWc_Mixed mild_4A | 4
6672 | 62939 | IL | SRMWc | Mixed mild | SRMWc_Mixed mild_4A | 4
6673 | 62948 | IL | SRMWc | Mixed mild | SRMWc_Mixed mild_4A | 4
6674 | 62949 | IL | SRMWc | Mixed mild | SRMWc_Mixed mild_4A | 4
6675 | 62951 | IL | SRMWc | Mixed mild | SRMWc_Mixed mild_4A | 4
6676 | 62959 | IL | SRMWc | Mixed mild | SRMWc_Mixed mild_4A | 4
6677 | 62967 | IL | SRMWc | Mixed mild | SRMWc_Mixed mild_4A | 4
6678 | 62972 | IL | SRMWc | Mixed mild | SRMWc_Mixed mild_4A | 4
6679 | 62974 | IL | SRMWc | Mixed mild | SRMWc_Mixed mild_4A | 4
6680 | 62987 | IL | SRMWc | Mixed mild | SRMWc_Mixed mild_4A | 4
6681 | 62946 | IL | SRMWc | Mixed mild | SRMWc_Mixed mild_4A | 4
6682 | 62947 | IL | SRMWc | Mixed mild | SRMWc_Mixed mild_4A | 4
6683 | 62965 | IL | SRMWc | Mixed mild | SRMWc_Mixed mild_4A | 4
6684 | 62977 | IL | SRMWc | Mixed mild | SRMWc_Mixed mild_4A | 4
6685 | 62908 | IL | SRMWc | Mixed mild | SRMWc_Mixed mild_4A | 4
6686 | 62909 | IL | SRMWc | Mixed mild | SRMWc_Mixed mild_4A | 4
6687 | 62912 | IL | SRMWc | Mixed mild | SRMWc_Mixed mild_4A | 4
6688 | 62923 | IL | SRMWc | Mixed mild | SRMWc_Mixed mild_4A | 4
6689 | 62938 | IL | SRMWc | Mixed mild | SRMWc_Mixed mild_4A | 4
6690 | 62943 | IL | SRMWc | Mixed mild | SRMWc_Mixed mild_4A | 4
6691 | 62985 | IL | SRMWc | Mixed mild | SRMWc_Mixed mild_4A | 4
6692 | 62995 | IL | SRMWc | Mixed mild | SRMWc_Mixed mild_4A | 4
6693 | 62906 | IL | SRMWc | Mixed mild | SRMWc_Mixed mild_4A | 4
6694 | 62926 | IL | SRMWc | Mixed mild | SRMWc_Mixed mild_4A | 4
6695 | 62952 | IL | SRMWc | Mixed mild | SRMWc_Mixed mild_4A | 4
6696 | 62957 | IL | SRMWc | Mixed mild | SRMWc_Mixed mild_4A | 4
6697 | 62961 | IL | SRMWc | Mixed mild | SRMWc_Mixed mild_4A | 4
6698 | 62988 | IL | SRMWc | Mixed mild | SRMWc_Mixed mild_4A | 4
6699 | 62998 | IL | SRMWc | Mixed mild | SRMWc_Mixed mild_4A | 4
6700 | 62910 | IL | SRMWc | Mixed mild | SRMWc_Mixed mild_4A | 4
6701 | 62941 | IL | SRMWc | Mixed mild | SRMWc_Mixed mild_4A | 4
6702 | 62953 | IL | SRMWc | Mixed mild | SRMWc_Mixed mild_4A | 4
6703 | 62956 | IL | SRMWc | Mixed mild | SRMWc_Mixed mild_4A | 4
6704 | 62960 | IL | SRMWc | Mixed mild | SRMWc_Mixed mild_4A | 4
6705 | 62928 | IL | SRMWc | Mixed mild | SRMWc_Mixed mild_4A | 4
6706 | 62914 | IL | SRMWc | Mixed mild | SRMWc_Mixed mild_4A | 4
6707 | 62962 | IL | SRMWc | Mixed mild | SRMWc_Mixed mild_4A | 4
6708 | 62969 | IL | SRMWc | Mixed mild | SRMWc_Mixed mild_4A | 4
6709 | 62990 | IL | SRMWc | Mixed mild | SRMWc_Mixed mild_4A | 4
6710 | 62992 | IL | SRMWc | Mixed mild | SRMWc_Mixed mild_4A | 4
6711 | 62993 | IL | SRMWc | Mixed mild | SRMWc_Mixed mild_4A | 4
6712 | 62919 | IL | SRMWc | Mixed mild | SRMWc_Mixed mild_4A | 4
6713 | 62982 | IL | SRMWc | Mixed mild | SRMWc_Mixed mild_4A | 4
6714 | 62963 | IL | SRMWc | Mixed mild | SRMWc_Mixed mild_4A | 4
6715 | 62964 | IL | SRMWc | Mixed mild | SRMWc_Mixed mild_4A | 4
6716 | 62970 | IL | SRMWc | Mixed mild | SRMWc_Mixed mild_4A | 4
6717 | 62973 | IL | SRMWc | Mixed mild | SRMWc_Mixed mild_4A | 4
6718 | 62976 | IL | SRMWc | Mixed mild | SRMWc_Mixed mild_4A | 4
6719 | 62996 | IL | SRMWc | Mixed mild | SRMWc_Mixed mild_4A | 4
6720 | 63005 | MO | SRMWc | Mixed mild | SRMWc_Mixed mild_4A | 4
6721 | 63013 | MO | SRMWc | Mixed mild | SRMWc_Mixed mild_4A | 4
6722 | 63014 | MO | SRMWc | Mixed mild | SRMWc_Mixed mild_4A | 4
6723 | 63015 | MO | SRMWc | Mixed mild | SRMWc_Mixed mild_4A | 4
6724 | 63037 | MO | SRMWc | Mixed mild | SRMWc_Mixed mild_4A | 4
6725 | 63039 | MO | SRMWc | Mixed mild | SRMWc_Mixed mild_4A | 4
6726 | 63041 | MO | SRMWc | Mixed mild | SRMWc_Mixed mild_4A | 4
6727 | 63055 | MO | SRMWc | Mixed mild | SRMWc_Mixed mild_4A | 4
6728 | 63056 | MO | SRMWc | Mixed mild | SRMWc_Mixed mild_4A | 4
6729 | 63060 | MO | SRMWc | Mixed mild | SRMWc_Mixed mild_4A | 4
6730 | 63061 | MO | SRMWc | Mixed mild | SRMWc_Mixed mild_4A | 4
6731 | 63068 | MO | SRMWc | Mixed mild | SRMWc_Mixed mild_4A | 4
6732 | 63069 | MO | SRMWc | Mixed mild | SRMWc_Mixed mild_4A | 4
6733 | 63072 | MO | SRMWc | Mixed mild | SRMWc_Mixed mild_4A | 4
6734 | 63073 | MO | SRMWc | Mixed mild | SRMWc_Mixed mild_4A | 4
6735 | 63077 | MO | SRMWc | Mixed mild | SRMWc_Mixed mild_4A | 4
6736 | 63079 | MO | SRMWc | Mixed mild | SRMWc_Mixed mild_4A | 4
6737 | 63080 | MO | SRMWc | Mixed mild | SRMWc_Mixed mild_4A | 4
6738 | 63084 | MO | SRMWc | Mixed mild | SRMWc_Mixed mild_4A | 4
6739 | 63089 | MO | SRMWc | Mixed mild | SRMWc_Mixed mild_4A | 4
6740 | 63090 | MO | SRMWc | Mixed mild | SRMWc_Mixed mild_4A | 4
6741 | 63091 | MO | SRMWc | Mixed mild | SRMWc_Mixed mild_4A | 4
6742 | 65066 | MO | SRMWc | Mixed mild | SRMWc_Mixed mild_4A | 4
6743 | 65441 | MO | SRMWc | Mixed mild | SRMWc_Mixed mild_4A | 4
6744 | 65453 | MO | SRMWc | Mixed mild | SRMWc_Mixed mild_4A | 4
6745 | 63006 | MO | SRMWc | Mixed mild | SRMWc_Mixed mild_4A | 4
6746 | 63011 | MO | SRMWc | Mixed mild | SRMWc_Mixed mild_4A | 4
6747 | 63017 | MO | SRMWc | Mixed mild | SRMWc_Mixed mild_4A | 4
6748 | 63021 | MO | SRMWc | Mixed mild | SRMWc_Mixed mild_4A | 4
6749 | 63022 | MO | SRMWc | Mixed mild | SRMWc_Mixed mild_4A | 4
6750 | 63024 | MO | SRMWc | Mixed mild | SRMWc_Mixed mild_4A | 4
6751 | 63025 | MO | SRMWc | Mixed mild | SRMWc_Mixed mild_4A | 4
6752 | 63026 | MO | SRMWc | Mixed mild | SRMWc_Mixed mild_4A | 4
6753 | 63031 | MO | SRMWc | Mixed mild | SRMWc_Mixed mild_4A | 4
6754 | 63032 | MO | SRMWc | Mixed mild | SRMWc_Mixed mild_4A | 4
6755 | 63033 | MO | SRMWc | Mixed mild | SRMWc_Mixed mild_4A | 4
6756 | 63034 | MO | SRMWc | Mixed mild | SRMWc_Mixed mild_4A | 4
6757 | 63038 | MO | SRMWc | Mixed mild | SRMWc_Mixed mild_4A | 4
6758 | 63040 | MO | SRMWc | Mixed mild | SRMWc_Mixed mild_4A | 4
6759 | 63042 | MO | SRMWc | Mixed mild | SRMWc_Mixed mild_4A | 4
6760 | 63043 | MO | SRMWc | Mixed mild | SRMWc_Mixed mild_4A | 4
6761 | 63044 | MO | SRMWc | Mixed mild | SRMWc_Mixed mild_4A | 4
6762 | 63045 | MO | SRMWc | Mixed mild | SRMWc_Mixed mild_4A | 4
6763 | 63049 | MO | SRMWc | Mixed mild | SRMWc_Mixed mild_4A | 4
6764 | 63074 | MO | SRMWc | Mixed mild | SRMWc_Mixed mild_4A | 4
6765 | 63088 | MO | SRMWc | Mixed mild | SRMWc_Mixed mild_4A | 4
6766 | 63105 | MO | SRMWc | Mixed mild | SRMWc_Mixed mild_4A | 4
6767 | 63112 | MO | SRMWc | Mixed mild | SRMWc_Mixed mild_4A | 4
6768 | 63114 | MO | SRMWc | Mixed mild | SRMWc_Mixed mild_4A | 4
6769 | 63117 | MO | SRMWc | Mixed mild | SRMWc_Mixed mild_4A | 4
6770 | 63119 | MO | SRMWc | Mixed mild | SRMWc_Mixed mild_4A | 4
6771 | 63120 | MO | SRMWc | Mixed mild | SRMWc_Mixed mild_4A | 4
6772 | 63121 | MO | SRMWc | Mixed mild | SRMWc_Mixed mild_4A | 4
6773 | 63122 | MO | SRMWc | Mixed mild | SRMWc_Mixed mild_4A | 4
6774 | 63123 | MO | SRMWc | Mixed mild | SRMWc_Mixed mild_4A | 4
6775 | 63124 | MO | SRMWc | Mixed mild | SRMWc_Mixed mild_4A | 4
6776 | 63125 | MO | SRMWc | Mixed mild | SRMWc_Mixed mild_4A | 4
6777 | 63126 | MO | SRMWc | Mixed mild | SRMWc_Mixed mild_4A | 4
6778 | 63127 | MO | SRMWc | Mixed mild | SRMWc_Mixed mild_4A | 4
6779 | 63128 | MO | SRMWc | Mixed mild | SRMWc_Mixed mild_4A | 4
6780 | 63129 | MO | SRMWc | Mixed mild | SRMWc_Mixed mild_4A | 4
6781 | 63130 | MO | SRMWc | Mixed mild | SRMWc_Mixed mild_4A | 4
6782 | 63131 | MO | SRMWc | Mixed mild | SRMWc_Mixed mild_4A | 4
6783 | 63132 | MO | SRMWc | Mixed mild | SRMWc_Mixed mild_4A | 4
6784 | 63133 | MO | SRMWc | Mixed mild | SRMWc_Mixed mild_4A | 4
6785 | 63134 | MO | SRMWc | Mixed mild | SRMWc_Mixed mild_4A | 4
6786 | 63135 | MO | SRMWc | Mixed mild | SRMWc_Mixed mild_4A | 4
6787 | 63136 | MO | SRMWc | Mixed mild | SRMWc_Mixed mild_4A | 4
6788 | 63137 | MO | SRMWc | Mixed mild | SRMWc_Mixed mild_4A | 4
6789 | 63138 | MO | SRMWc | Mixed mild | SRMWc_Mixed mild_4A | 4
6790 | 63140 | MO | SRMWc | Mixed mild | SRMWc_Mixed mild_4A | 4
6791 | 63141 | MO | SRMWc | Mixed mild | SRMWc_Mixed mild_4A | 4
6792 | 63143 | MO | SRMWc | Mixed mild | SRMWc_Mixed mild_4A | 4
6793 | 63144 | MO | SRMWc | Mixed mild | SRMWc_Mixed mild_4A | 4
6794 | 63145 | MO | SRMWc | Mixed mild | SRMWc_Mixed mild_4A | 4
6795 | 63146 | MO | SRMWc | Mixed mild | SRMWc_Mixed mild_4A | 4
6796 | 63151 | MO | SRMWc | Mixed mild | SRMWc_Mixed mild_4A | 4
6797 | 63167 | MO | SRMWc | Mixed mild | SRMWc_Mixed mild_4A | 4
6798 | 63171 | MO | SRMWc | Mixed mild | SRMWc_Mixed mild_4A | 4
6799 | 63010 | MO | SRMWc | Mixed mild | SRMWc_Mixed mild_4A | 4
6800 | 63012 | MO | SRMWc | Mixed mild | SRMWc_Mixed mild_4A | 4
6801 | 63016 | MO | SRMWc | Mixed mild | SRMWc_Mixed mild_4A | 4
6802 | 63019 | MO | SRMWc | Mixed mild | SRMWc_Mixed mild_4A | 4
6803 | 63020 | MO | SRMWc | Mixed mild | SRMWc_Mixed mild_4A | 4
6804 | 63023 | MO | SRMWc | Mixed mild | SRMWc_Mixed mild_4A | 4
6805 | 63028 | MO | SRMWc | Mixed mild | SRMWc_Mixed mild_4A | 4
6806 | 63030 | MO | SRMWc | Mixed mild | SRMWc_Mixed mild_4A | 4
6807 | 63047 | MO | SRMWc | Mixed mild | SRMWc_Mixed mild_4A | 4
6808 | 63048 | MO | SRMWc | Mixed mild | SRMWc_Mixed mild_4A | 4
6809 | 63050 | MO | SRMWc | Mixed mild | SRMWc_Mixed mild_4A | 4
6810 | 63051 | MO | SRMWc | Mixed mild | SRMWc_Mixed mild_4A | 4
6811 | 63052 | MO | SRMWc | Mixed mild | SRMWc_Mixed mild_4A | 4
6812 | 63053 | MO | SRMWc | Mixed mild | SRMWc_Mixed mild_4A | 4
6813 | 63057 | MO | SRMWc | Mixed mild | SRMWc_Mixed mild_4A | 4
6814 | 63065 | MO | SRMWc | Mixed mild | SRMWc_Mixed mild_4A | 4
6815 | 63066 | MO | SRMWc | Mixed mild | SRMWc_Mixed mild_4A | 4
6816 | 63070 | MO | SRMWc | Mixed mild | SRMWc_Mixed mild_4A | 4
6817 | 63087 | MO | SRMWc | Mixed mild | SRMWc_Mixed mild_4A | 4
6818 | 63627 | MO | SRMWc | Mixed mild | SRMWc_Mixed mild_4A | 4
6819 | 63628 | MO | SRMWc | Mixed mild | SRMWc_Mixed mild_4A | 4
6820 | 65014 | MO | SRMWc | Mixed mild | SRMWc_Mixed mild_4A | 4
6821 | 65041 | MO | SRMWc | Mixed mild | SRMWc_Mixed mild_4A | 4
6822 | 65061 | MO | SRMWc | Mixed mild | SRMWc_Mixed mild_4A | 4
6823 | 65062 | MO | SRMWc | Mixed mild | SRMWc_Mixed mild_4A | 4
6824 | 63036 | MO | SRMWc | Mixed mild | SRMWc_Mixed mild_4A | 4
6825 | 63601 | MO | SRMWc | Mixed mild | SRMWc_Mixed mild_4A | 4
6826 | 63624 | MO | SRMWc | Mixed mild | SRMWc_Mixed mild_4A | 4
6827 | 63626 | MO | SRMWc | Mixed mild | SRMWc_Mixed mild_4A | 4
6828 | 63630 | MO | SRMWc | Mixed mild | SRMWc_Mixed mild_4A | 4
6829 | 63637 | MO | SRMWc | Mixed mild | SRMWc_Mixed mild_4A | 4
6830 | 63640 | MO | SRMWc | Mixed mild | SRMWc_Mixed mild_4A | 4
6831 | 63645 | MO | SRMWc | Mixed mild | SRMWc_Mixed mild_4A | 4
6832 | 63648 | MO | SRMWc | Mixed mild | SRMWc_Mixed mild_4A | 4
6833 | 63650 | MO | SRMWc | Mixed mild | SRMWc_Mixed mild_4A | 4
6834 | 63651 | MO | SRMWc | Mixed mild | SRMWc_Mixed mild_4A | 4
6835 | 63653 | MO | SRMWc | Mixed mild | SRMWc_Mixed mild_4A | 4
6836 | 63654 | MO | SRMWc | Mixed mild | SRMWc_Mixed mild_4A | 4
6837 | 63656 | MO | SRMWc | Mixed mild | SRMWc_Mixed mild_4A | 4
6838 | 63071 | MO | SRMWc | Mixed mild | SRMWc_Mixed mild_4A | 4
6839 | 63622 | MO | SRMWc | Mixed mild | SRMWc_Mixed mild_4A | 4
6840 | 63631 | MO | SRMWc | Mixed mild | SRMWc_Mixed mild_4A | 4
6841 | 63660 | MO | SRMWc | Mixed mild | SRMWc_Mixed mild_4A | 4
6842 | 63664 | MO | SRMWc | Mixed mild | SRMWc_Mixed mild_4A | 4
6843 | 63674 | MO | SRMWc | Mixed mild | SRMWc_Mixed mild_4A | 4
6844 | 65565 | MO | SRMWc | Mixed mild | SRMWc_Mixed mild_4A | 4
6845 | 63670 | MO | SRMWc | Mixed mild | SRMWc_Mixed mild_4A | 4
6846 | 63673 | MO | SRMWc | Mixed mild | SRMWc_Mixed mild_4A | 4
6847 | 65446 | MO | SRMWc | Mixed mild | SRMWc_Mixed mild_4A | 4
6848 | 65449 | MO | SRMWc | Mixed mild | SRMWc_Mixed mild_4A | 4
6849 | 65456 | MO | SRMWc | Mixed mild | SRMWc_Mixed mild_4A | 4
6850 | 65535 | MO | SRMWc | Mixed mild | SRMWc_Mixed mild_4A | 4
6851 | 65559 | MO | SRMWc | Mixed mild | SRMWc_Mixed mild_4A | 4
6852 | 65560 | MO | SRMWc | Mixed mild | SRMWc_Mixed mild_4A | 4
6853 | 65566 | MO | SRMWc | Mixed mild | SRMWc_Mixed mild_4A | 4
6854 | 65586 | MO | SRMWc | Mixed mild | SRMWc_Mixed mild_4A | 4
6855 | 63101 | MO | SRMWc | Mixed mild | SRMWc_Mixed mild_4A | 4
6856 | 63102 | MO | SRMWc | Mixed mild | SRMWc_Mixed mild_4A | 4
6857 | 63103 | MO | SRMWc | Mixed mild | SRMWc_Mixed mild_4A | 4
6858 | 63104 | MO | SRMWc | Mixed mild | SRMWc_Mixed mild_4A | 4
6859 | 63106 | MO | SRMWc | Mixed mild | SRMWc_Mixed mild_4A | 4
6860 | 63107 | MO | SRMWc | Mixed mild | SRMWc_Mixed mild_4A | 4
6861 | 63108 | MO | SRMWc | Mixed mild | SRMWc_Mixed mild_4A | 4
6862 | 63109 | MO | SRMWc | Mixed mild | SRMWc_Mixed mild_4A | 4
6863 | 63110 | MO | SRMWc | Mixed mild | SRMWc_Mixed mild_4A | 4
6864 | 63111 | MO | SRMWc | Mixed mild | SRMWc_Mixed mild_4A | 4
6865 | 63113 | MO | SRMWc | Mixed mild | SRMWc_Mixed mild_4A | 4
6866 | 63115 | MO | SRMWc | Mixed mild | SRMWc_Mixed mild_4A | 4
6867 | 63116 | MO | SRMWc | Mixed mild | SRMWc_Mixed mild_4A | 4
6868 | 63118 | MO | SRMWc | Mixed mild | SRMWc_Mixed mild_4A | 4
6869 | 63139 | MO | SRMWc | Mixed mild | SRMWc_Mixed mild_4A | 4
6870 | 63147 | MO | SRMWc | Mixed mild | SRMWc_Mixed mild_4A | 4
6871 | 63150 | MO | SRMWc | Mixed mild | SRMWc_Mixed mild_4A | 4
6872 | 63155 | MO | SRMWc | Mixed mild | SRMWc_Mixed mild_4A | 4
6873 | 63156 | MO | SRMWc | Mixed mild | SRMWc_Mixed mild_4A | 4
6874 | 63160 | MO | SRMWc | Mixed mild | SRMWc_Mixed mild_4A | 4
6875 | 63164 | MO | SRMWc | Mixed mild | SRMWc_Mixed mild_4A | 4
6876 | 63166 | MO | SRMWc | Mixed mild | SRMWc_Mixed mild_4A | 4
6877 | 63177 | MO | SRMWc | Mixed mild | SRMWc_Mixed mild_4A | 4
6878 | 63178 | MO | SRMWc | Mixed mild | SRMWc_Mixed mild_4A | 4
6879 | 63180 | MO | SRMWc | Mixed mild | SRMWc_Mixed mild_4A | 4
6880 | 63301 | MO | SRMWc | Mixed mild | SRMWc_Mixed mild_4A | 4
6881 | 63302 | MO | SRMWc | Mixed mild | SRMWc_Mixed mild_4A | 4
6882 | 63303 | MO | SRMWc | Mixed mild | SRMWc_Mixed mild_4A | 4
6883 | 63304 | MO | SRMWc | Mixed mild | SRMWc_Mixed mild_4A | 4
6884 | 63332 | MO | SRMWc | Mixed mild | SRMWc_Mixed mild_4A | 4
6885 | 63338 | MO | SRMWc | Mixed mild | SRMWc_Mixed mild_4A | 4
6886 | 63341 | MO | SRMWc | Mixed mild | SRMWc_Mixed mild_4A | 4
6887 | 63346 | MO | SRMWc | Mixed mild | SRMWc_Mixed mild_4A | 4
6888 | 63348 | MO | SRMWc | Mixed mild | SRMWc_Mixed mild_4A | 4
6889 | 63357 | MO | SRMWc | Mixed mild | SRMWc_Mixed mild_4A | 4
6890 | 63365 | MO | SRMWc | Mixed mild | SRMWc_Mixed mild_4A | 4
6891 | 63366 | MO | SRMWc | Mixed mild | SRMWc_Mixed mild_4A | 4
6892 | 63367 | MO | SRMWc | Mixed mild | SRMWc_Mixed mild_4A | 4
6893 | 63368 | MO | SRMWc | Mixed mild | SRMWc_Mixed mild_4A | 4
6894 | 63373 | MO | SRMWc | Mixed mild | SRMWc_Mixed mild_4A | 4
6895 | 63376 | MO | SRMWc | Mixed mild | SRMWc_Mixed mild_4A | 4
6896 | 63385 | MO | SRMWc | Mixed mild | SRMWc_Mixed mild_4A | 4
6897 | 63386 | MO | SRMWc | Mixed mild | SRMWc_Mixed mild_4A | 4
6898 | 63333 | MO | SRMWc | Mixed mild | SRMWc_Mixed mild_4A | 4
6899 | 63347 | MO | SRMWc | Mixed mild | SRMWc_Mixed mild_4A | 4
6900 | 63349 | MO | SRMWc | Mixed mild | SRMWc_Mixed mild_4A | 4
6901 | 63362 | MO | SRMWc | Mixed mild | SRMWc_Mixed mild_4A | 4
6902 | 63369 | MO | SRMWc | Mixed mild | SRMWc_Mixed mild_4A | 4
6903 | 63377 | MO | SRMWc | Mixed mild | SRMWc_Mixed mild_4A | 4
6904 | 63379 | MO | SRMWc | Mixed mild | SRMWc_Mixed mild_4A | 4
6905 | 63381 | MO | SRMWc | Mixed mild | SRMWc_Mixed mild_4A | 4
6906 | 63383 | MO | SRMWc | Mixed mild | SRMWc_Mixed mild_4A | 4
6907 | 63387 | MO | SRMWc | Mixed mild | SRMWc_Mixed mild_4A | 4
6908 | 63389 | MO | SRMWc | Mixed mild | SRMWc_Mixed mild_4A | 4
6909 | 63390 | MO | SRMWc | Mixed mild | SRMWc_Mixed mild_4A | 4
6910 | 63350 | MO | SRMWc | Mixed mild | SRMWc_Mixed mild_4A | 4
6911 | 63351 | MO | SRMWc | Mixed mild | SRMWc_Mixed mild_4A | 4
6912 | 63361 | MO | SRMWc | Mixed mild | SRMWc_Mixed mild_4A | 4
6913 | 63363 | MO | SRMWc | Mixed mild | SRMWc_Mixed mild_4A | 4
6914 | 63384 | MO | SRMWc | Mixed mild | SRMWc_Mixed mild_4A | 4
6915 | 65069 | MO | SRMWc | Mixed mild | SRMWc_Mixed mild_4A | 4
6916 | 65264 | MO | SRMWc | Mixed mild | SRMWc_Mixed mild_4A | 4
6917 | 63342 | MO | SRMWc | Mixed mild | SRMWc_Mixed mild_4A | 4
6918 | 63378 | MO | SRMWc | Mixed mild | SRMWc_Mixed mild_4A | 4
6919 | 63380 | MO | SRMWc | Mixed mild | SRMWc_Mixed mild_4A | 4
6920 | 63345 | MO | SRMWc | Mixed mild | SRMWc_Mixed mild_4A | 4
6921 | 63352 | MO | SRMWc | Mixed mild | SRMWc_Mixed mild_4A | 4
6922 | 65231 | MO | SRMWc | Mixed mild | SRMWc_Mixed mild_4A | 4
6923 | 65232 | MO | SRMWc | Mixed mild | SRMWc_Mixed mild_4A | 4
6924 | 65240 | MO | SRMWc | Mixed mild | SRMWc_Mixed mild_4A | 4
6925 | 65243 | MO | SRMWc | Mixed mild | SRMWc_Mixed mild_4A | 4
6926 | 65265 | MO | SRMWc | Mixed mild | SRMWc_Mixed mild_4A | 4
6927 | 65280 | MO | SRMWc | Mixed mild | SRMWc_Mixed mild_4A | 4
6928 | 65284 | MO | SRMWc | Mixed mild | SRMWc_Mixed mild_4A | 4
6929 | 65285 | MO | SRMWc | Mixed mild | SRMWc_Mixed mild_4A | 4
6930 | 63388 | MO | SRMWc | Mixed mild | SRMWc_Mixed mild_4A | 4
6931 | 65039 | MO | SRMWc | Mixed mild | SRMWc_Mixed mild_4A | 4
6932 | 65043 | MO | SRMWc | Mixed mild | SRMWc_Mixed mild_4A | 4
6933 | 65059 | MO | SRMWc | Mixed mild | SRMWc_Mixed mild_4A | 4
6934 | 65063 | MO | SRMWc | Mixed mild | SRMWc_Mixed mild_4A | 4
6935 | 65067 | MO | SRMWc | Mixed mild | SRMWc_Mixed mild_4A | 4
6936 | 65077 | MO | SRMWc | Mixed mild | SRMWc_Mixed mild_4A | 4
6937 | 65080 | MO | SRMWc | Mixed mild | SRMWc_Mixed mild_4A | 4
6938 | 65101 | MO | SRMWc | Mixed mild | SRMWc_Mixed mild_4A | 4
6939 | 65201 | MO | SRMWc | Mixed mild | SRMWc_Mixed mild_4A | 4
6940 | 65202 | MO | SRMWc | Mixed mild | SRMWc_Mixed mild_4A | 4
6941 | 65251 | MO | SRMWc | Mixed mild | SRMWc_Mixed mild_4A | 4
6942 | 65262 | MO | SRMWc | Mixed mild | SRMWc_Mixed mild_4A | 4
6943 | 65258 | MO | SRMWc | Mixed mild | SRMWc_Mixed mild_4A | 4
6944 | 65263 | MO | SRMWc | Mixed mild | SRMWc_Mixed mild_4A | 4
6945 | 65270 | MO | SRMWc | Mixed mild | SRMWc_Mixed mild_4A | 4
6946 | 65275 | MO | SRMWc | Mixed mild | SRMWc_Mixed mild_4A | 4
6947 | 65282 | MO | SRMWc | Mixed mild | SRMWc_Mixed mild_4A | 4
6948 | 65283 | MO | SRMWc | Mixed mild | SRMWc_Mixed mild_4A | 4
6949 | 65230 | MO | SRMWc | Mixed mild | SRMWc_Mixed mild_4A | 4
6950 | 65239 | MO | SRMWc | Mixed mild | SRMWc_Mixed mild_4A | 4
6951 | 65244 | MO | SRMWc | Mixed mild | SRMWc_Mixed mild_4A | 4
6952 | 65257 | MO | SRMWc | Mixed mild | SRMWc_Mixed mild_4A | 4
6953 | 65259 | MO | SRMWc | Mixed mild | SRMWc_Mixed mild_4A | 4
6954 | 65278 | MO | SRMWc | Mixed mild | SRMWc_Mixed mild_4A | 4
6955 | 65281 | MO | SRMWc | Mixed mild | SRMWc_Mixed mild_4A | 4
6956 | 63620 | MO | SRMWc | Mixed mild | SRMWc_Mixed mild_4A | 4
6957 | 63621 | MO | SRMWc | Mixed mild | SRMWc_Mixed mild_4A | 4
6958 | 63623 | MO | SRMWc | Mixed mild | SRMWc_Mixed mild_4A | 4
6959 | 63636 | MO | SRMWc | Mixed mild | SRMWc_Mixed mild_4A | 4
6960 | 63663 | MO | SRMWc | Mixed mild | SRMWc_Mixed mild_4A | 4
6961 | 63675 | MO | SRMWc | Mixed mild | SRMWc_Mixed mild_4A | 4
6962 | 63956 | MO | SRMWc | Mixed mild | SRMWc_Mixed mild_4A | 4
6963 | 65439 | MO | SRMWc | Mixed mild | SRMWc_Mixed mild_4A | 4
6964 | 65440 | MO | SRMWc | Mixed mild | SRMWc_Mixed mild_4A | 4
6965 | 63655 | MO | SRMWc | Mixed mild | SRMWc_Mixed mild_4A | 4
6966 | 63662 | MO | SRMWc | Mixed mild | SRMWc_Mixed mild_4A | 4
6967 | 63625 | MO | SRMWc | Mixed mild | SRMWc_Mixed mild_4A | 4
6968 | 63629 | MO | SRMWc | Mixed mild | SRMWc_Mixed mild_4A | 4
6969 | 63633 | MO | SRMWc | Mixed mild | SRMWc_Mixed mild_4A | 4
6970 | 63638 | MO | SRMWc | Mixed mild | SRMWc_Mixed mild_4A | 4
6971 | 63665 | MO | SRMWc | Mixed mild | SRMWc_Mixed mild_4A | 4
6972 | 63666 | MO | SRMWc | Mixed mild | SRMWc_Mixed mild_4A | 4
6973 | 63957 | MO | SRMWc | Mixed mild | SRMWc_Mixed mild_4A | 4
6974 | 63965 | MO | SRMWc | Mixed mild | SRMWc_Mixed mild_4A | 4
6975 | 65401 | MO | SRMWc | Mixed mild | SRMWc_Mixed mild_4A | 4
6976 | 65462 | MO | SRMWc | Mixed mild | SRMWc_Mixed mild_4A | 4
6977 | 65501 | MO | SRMWc | Mixed mild | SRMWc_Mixed mild_4A | 4
6978 | 65532 | MO | SRMWc | Mixed mild | SRMWc_Mixed mild_4A | 4
6979 | 65541 | MO | SRMWc | Mixed mild | SRMWc_Mixed mild_4A | 4
6980 | 65542 | MO | SRMWc | Mixed mild | SRMWc_Mixed mild_4A | 4
6981 | 63763 | MO | SRMWc | Mixed mild | SRMWc_Mixed mild_4A | 4
6982 | 63934 | MO | SRMWc | Mixed mild | SRMWc_Mixed mild_4A | 4
6983 | 63944 | MO | SRMWc | Mixed mild | SRMWc_Mixed mild_4A | 4
6984 | 63950 | MO | SRMWc | Mixed mild | SRMWc_Mixed mild_4A | 4
6985 | 63951 | MO | SRMWc | Mixed mild | SRMWc_Mixed mild_4A | 4
6986 | 63952 | MO | SRMWc | Mixed mild | SRMWc_Mixed mild_4A | 4
6987 | 63960 | MO | SRMWc | Mixed mild | SRMWc_Mixed mild_4A | 4
6988 | 63964 | MO | SRMWc | Mixed mild | SRMWc_Mixed mild_4A | 4
6989 | 63966 | MO | SRMWc | Mixed mild | SRMWc_Mixed mild_4A | 4
6990 | 63967 | MO | SRMWc | Mixed mild | SRMWc_Mixed mild_4A | 4
6991 | 63732 | MO | SRMWc | Mixed mild | SRMWc_Mixed mild_4A | 4
6992 | 63737 | MO | SRMWc | Mixed mild | SRMWc_Mixed mild_4A | 4
6993 | 63746 | MO | SRMWc | Mixed mild | SRMWc_Mixed mild_4A | 4
6994 | 63748 | MO | SRMWc | Mixed mild | SRMWc_Mixed mild_4A | 4
6995 | 63770 | MO | SRMWc | Mixed mild | SRMWc_Mixed mild_4A | 4
6996 | 63775 | MO | SRMWc | Mixed mild | SRMWc_Mixed mild_4A | 4
6997 | 63776 | MO | SRMWc | Mixed mild | SRMWc_Mixed mild_4A | 4
6998 | 63781 | MO | SRMWc | Mixed mild | SRMWc_Mixed mild_4A | 4
6999 | 63783 | MO | SRMWc | Mixed mild | SRMWc_Mixed mild_4A | 4
7000 | 63730 | MO | SRMWc | Mixed mild | SRMWc_Mixed mild_4A | 4
7001 | 63750 | MO | SRMWc | Mixed mild | SRMWc_Mixed mild_4A | 4
7002 | 63751 | MO | SRMWc | Mixed mild | SRMWc_Mixed mild_4A | 4
7003 | 63760 | MO | SRMWc | Mixed mild | SRMWc_Mixed mild_4A | 4
7004 | 63764 | MO | SRMWc | Mixed mild | SRMWc_Mixed mild_4A | 4
7005 | 63782 | MO | SRMWc | Mixed mild | SRMWc_Mixed mild_4A | 4
7006 | 63787 | MO | SRMWc | Mixed mild | SRMWc_Mixed mild_4A | 4
7007 | 63701 | MO | SRMWc | Mixed mild | SRMWc_Mixed mild_4A | 4
7008 | 63702 | MO | SRMWc | Mixed mild | SRMWc_Mixed mild_4A | 4
7009 | 63703 | MO | SRMWc | Mixed mild | SRMWc_Mixed mild_4A | 4
7010 | 63739 | MO | SRMWc | Mixed mild | SRMWc_Mixed mild_4A | 4
7011 | 63740 | MO | SRMWc | Mixed mild | SRMWc_Mixed mild_4A | 4
7012 | 63743 | MO | SRMWc | Mixed mild | SRMWc_Mixed mild_4A | 4
7013 | 63744 | MO | SRMWc | Mixed mild | SRMWc_Mixed mild_4A | 4
7014 | 63745 | MO | SRMWc | Mixed mild | SRMWc_Mixed mild_4A | 4
7015 | 63747 | MO | SRMWc | Mixed mild | SRMWc_Mixed mild_4A | 4
7016 | 63752 | MO | SRMWc | Mixed mild | SRMWc_Mixed mild_4A | 4
7017 | 63755 | MO | SRMWc | Mixed mild | SRMWc_Mixed mild_4A | 4
7018 | 63766 | MO | SRMWc | Mixed mild | SRMWc_Mixed mild_4A | 4
7019 | 63769 | MO | SRMWc | Mixed mild | SRMWc_Mixed mild_4A | 4
7020 | 63771 | MO | SRMWc | Mixed mild | SRMWc_Mixed mild_4A | 4
7021 | 63779 | MO | SRMWc | Mixed mild | SRMWc_Mixed mild_4A | 4
7022 | 63780 | MO | SRMWc | Mixed mild | SRMWc_Mixed mild_4A | 4
7023 | 63785 | MO | SRMWc | Mixed mild | SRMWc_Mixed mild_4A | 4
7024 | 63735 | MO | SRMWc | Mixed mild | SRMWc_Mixed mild_4A | 4
7025 | 63738 | MO | SRMWc | Mixed mild | SRMWc_Mixed mild_4A | 4
7026 | 63801 | MO | SRMWc | Mixed mild | SRMWc_Mixed mild_4A | 4
7027 | 63822 | MO | SRMWc | Mixed mild | SRMWc_Mixed mild_4A | 4
7028 | 63825 | MO | SRMWc | Mixed mild | SRMWc_Mixed mild_4A | 4
7029 | 63833 | MO | SRMWc | Mixed mild | SRMWc_Mixed mild_4A | 4
7030 | 63841 | MO | SRMWc | Mixed mild | SRMWc_Mixed mild_4A | 4
7031 | 63846 | MO | SRMWc | Mixed mild | SRMWc_Mixed mild_4A | 4
7032 | 63850 | MO | SRMWc | Mixed mild | SRMWc_Mixed mild_4A | 4
7033 | 63870 | MO | SRMWc | Mixed mild | SRMWc_Mixed mild_4A | 4
7034 | 63936 | MO | SRMWc | Mixed mild | SRMWc_Mixed mild_4A | 4
7035 | 63736 | MO | SRMWc | Mixed mild | SRMWc_Mixed mild_4A | 4
7036 | 63742 | MO | SRMWc | Mixed mild | SRMWc_Mixed mild_4A | 4
7037 | 63758 | MO | SRMWc | Mixed mild | SRMWc_Mixed mild_4A | 4
7038 | 63767 | MO | SRMWc | Mixed mild | SRMWc_Mixed mild_4A | 4
7039 | 63774 | MO | SRMWc | Mixed mild | SRMWc_Mixed mild_4A | 4
7040 | 63784 | MO | SRMWc | Mixed mild | SRMWc_Mixed mild_4A | 4
7041 | 63823 | MO | SRMWc | Mixed mild | SRMWc_Mixed mild_4A | 4
7042 | 63824 | MO | SRMWc | Mixed mild | SRMWc_Mixed mild_4A | 4
7043 | 63834 | MO | SRMWc | Mixed mild | SRMWc_Mixed mild_4A | 4
7044 | 63828 | MO | SRMWc | Mixed mild | SRMWc_Mixed mild_4A | 4
7045 | 63837 | MO | SRMWc | Mixed mild | SRMWc_Mixed mild_4A | 4
7046 | 63845 | MO | SRMWc | Mixed mild | SRMWc_Mixed mild_4A | 4
7047 | 63848 | MO | SRMWc | Mixed mild | SRMWc_Mixed mild_4A | 4
7048 | 63860 | MO | SRMWc | Mixed mild | SRMWc_Mixed mild_4A | 4
7049 | 63862 | MO | SRMWc | Mixed mild | SRMWc_Mixed mild_4A | 4
7050 | 63866 | MO | SRMWc | Mixed mild | SRMWc_Mixed mild_4A | 4
7051 | 63867 | MO | SRMWc | Mixed mild | SRMWc_Mixed mild_4A | 4
7052 | 63868 | MO | SRMWc | Mixed mild | SRMWc_Mixed mild_4A | 4
7053 | 63869 | MO | SRMWc | Mixed mild | SRMWc_Mixed mild_4A | 4
7054 | 63873 | MO | SRMWc | Mixed mild | SRMWc_Mixed mild_4A | 4
7055 | 63874 | MO | SRMWc | Mixed mild | SRMWc_Mixed mild_4A | 4
7056 | 63878 | MO | SRMWc | Mixed mild | SRMWc_Mixed mild_4A | 4
7057 | 63820 | MO | SRMWc | Mixed mild | SRMWc_Mixed mild_4A | 4
7058 | 63881 | MO | SRMWc | Mixed mild | SRMWc_Mixed mild_4A | 4
7059 | 63882 | MO | SRMWc | Mixed mild | SRMWc_Mixed mild_4A | 4
7060 | 63821 | MO | SRMWc | Mixed mild | SRMWc_Mixed mild_4A | 4
7061 | 63829 | MO | SRMWc | Mixed mild | SRMWc_Mixed mild_4A | 4
7062 | 63847 | MO | SRMWc | Mixed mild | SRMWc_Mixed mild_4A | 4
7063 | 63849 | MO | SRMWc | Mixed mild | SRMWc_Mixed mild_4A | 4
7064 | 63852 | MO | SRMWc | Mixed mild | SRMWc_Mixed mild_4A | 4
7065 | 63855 | MO | SRMWc | Mixed mild | SRMWc_Mixed mild_4A | 4
7066 | 63857 | MO | SRMWc | Mixed mild | SRMWc_Mixed mild_4A | 4
7067 | 63863 | MO | SRMWc | Mixed mild | SRMWc_Mixed mild_4A | 4
7068 | 63875 | MO | SRMWc | Mixed mild | SRMWc_Mixed mild_4A | 4
7069 | 63876 | MO | SRMWc | Mixed mild | SRMWc_Mixed mild_4A | 4
7070 | 63877 | MO | SRMWc | Mixed mild | SRMWc_Mixed mild_4A | 4
7071 | 63880 | MO | SRMWc | Mixed mild | SRMWc_Mixed mild_4A | 4
7072 | 63933 | MO | SRMWc | Mixed mild | SRMWc_Mixed mild_4A | 4
7073 | 63826 | MO | SRMWc | Mixed mild | SRMWc_Mixed mild_4A | 4
7074 | 63827 | MO | SRMWc | Mixed mild | SRMWc_Mixed mild_4A | 4
7075 | 63830 | MO | SRMWc | Mixed mild | SRMWc_Mixed mild_4A | 4
7076 | 63839 | MO | SRMWc | Mixed mild | SRMWc_Mixed mild_4A | 4
7077 | 63840 | MO | SRMWc | Mixed mild | SRMWc_Mixed mild_4A | 4
7078 | 63851 | MO | SRMWc | Mixed mild | SRMWc_Mixed mild_4A | 4
7079 | 63853 | MO | SRMWc | Mixed mild | SRMWc_Mixed mild_4A | 4
7080 | 63879 | MO | SRMWc | Mixed mild | SRMWc_Mixed mild_4A | 4
7081 | 63901 | MO | SRMWc | Mixed mild | SRMWc_Mixed mild_4A | 4
7082 | 63937 | MO | SRMWc | Mixed mild | SRMWc_Mixed mild_4A | 4
7083 | 63941 | MO | SRMWc | Mixed mild | SRMWc_Mixed mild_4A | 4
7084 | 63943 | MO | SRMWc | Mixed mild | SRMWc_Mixed mild_4A | 4
7085 | 63902 | MO | SRMWc | Mixed mild | SRMWc_Mixed mild_4A | 4
7086 | 63932 | MO | SRMWc | Mixed mild | SRMWc_Mixed mild_4A | 4
7087 | 63940 | MO | SRMWc | Mixed mild | SRMWc_Mixed mild_4A | 4
7088 | 63945 | MO | SRMWc | Mixed mild | SRMWc_Mixed mild_4A | 4
7089 | 63954 | MO | SRMWc | Mixed mild | SRMWc_Mixed mild_4A | 4
7090 | 63961 | MO | SRMWc | Mixed mild | SRMWc_Mixed mild_4A | 4
7091 | 63962 | MO | SRMWc | Mixed mild | SRMWc_Mixed mild_4A | 4
7092 | 63931 | MO | SRMWc | Mixed mild | SRMWc_Mixed mild_4A | 4
7093 | 63935 | MO | SRMWc | Mixed mild | SRMWc_Mixed mild_4A | 4
7094 | 63939 | MO | SRMWc | Mixed mild | SRMWc_Mixed mild_4A | 4
7095 | 63942 | MO | SRMWc | Mixed mild | SRMWc_Mixed mild_4A | 4
7096 | 63953 | MO | SRMWc | Mixed mild | SRMWc_Mixed mild_4A | 4
7097 | 63955 | MO | SRMWc | Mixed mild | SRMWc_Mixed mild_4A | 4
7098 | 65438 | MO | SRMWc | Mixed mild | SRMWc_Mixed mild_4A | 4
7099 | 65606 | MO | SRMWc | Mixed mild | SRMWc_Mixed mild_4A | 4
7100 | 65690 | MO | SRMWc | Mixed mild | SRMWc_Mixed mild_4A | 4
7101 | 65692 | MO | SRMWc | Mixed mild | SRMWc_Mixed mild_4A | 4
7102 | 65775 | MO | SRMWc | Mixed mild | SRMWc_Mixed mild_4A | 4
7103 | 65778 | MO | SRMWc | Mixed mild | SRMWc_Mixed mild_4A | 4
7104 | 65791 | MO | SRMWc | Mixed mild | SRMWc_Mixed mild_4A | 4
7105 | 64001 | MO | SPNOc | Mixed mild | SPNOc_Mixed mild_4A | 4
7106 | 64011 | MO | SPNOc | Mixed mild | SPNOc_Mixed mild_4A | 4
7107 | 64017 | MO | SPNOc | Mixed mild | SPNOc_Mixed mild_4A | 4
7108 | 64020 | MO | SPNOc | Mixed mild | SPNOc_Mixed mild_4A | 4
7109 | 64021 | MO | SPNOc | Mixed mild | SPNOc_Mixed mild_4A | 4
7110 | 64022 | MO | SPNOc | Mixed mild | SPNOc_Mixed mild_4A | 4
7111 | 64037 | MO | SPNOc | Mixed mild | SPNOc_Mixed mild_4A | 4
7112 | 64067 | MO | SPNOc | Mixed mild | SPNOc_Mixed mild_4A | 4
7113 | 64070 | MO | SPNOc | Mixed mild | SPNOc_Mixed mild_4A | 4
7114 | 64071 | MO | SPNOc | Mixed mild | SPNOc_Mixed mild_4A | 4
7115 | 64074 | MO | SPNOc | Mixed mild | SPNOc_Mixed mild_4A | 4
7116 | 64075 | MO | SPNOc | Mixed mild | SPNOc_Mixed mild_4A | 4
7117 | 64076 | MO | SPNOc | Mixed mild | SPNOc_Mixed mild_4A | 4
7118 | 64096 | MO | SPNOc | Mixed mild | SPNOc_Mixed mild_4A | 4
7119 | 64097 | MO | SPNOc | Mixed mild | SPNOc_Mixed mild_4A | 4
7120 | 65321 | MO | SPNOc | Mixed mild | SPNOc_Mixed mild_4A | 4
7121 | 65351 | MO | SPNOc | Mixed mild | SPNOc_Mixed mild_4A | 4
7122 | 64002 | MO | SPNOc | Mixed mild | SPNOc_Mixed mild_4A | 4
7123 | 64013 | MO | SPNOc | Mixed mild | SPNOc_Mixed mild_4A | 4
7124 | 64014 | MO | SPNOc | Mixed mild | SPNOc_Mixed mild_4A | 4
7125 | 64015 | MO | SPNOc | Mixed mild | SPNOc_Mixed mild_4A | 4
7126 | 64016 | MO | SPNOc | Mixed mild | SPNOc_Mixed mild_4A | 4
7127 | 64029 | MO | SPNOc | Mixed mild | SPNOc_Mixed mild_4A | 4
7128 | 64030 | MO | SPNOc | Mixed mild | SPNOc_Mixed mild_4A | 4
7129 | 64034 | MO | SPNOc | Mixed mild | SPNOc_Mixed mild_4A | 4
7130 | 64050 | MO | SPNOc | Mixed mild | SPNOc_Mixed mild_4A | 4
7131 | 64051 | MO | SPNOc | Mixed mild | SPNOc_Mixed mild_4A | 4
7132 | 64052 | MO | SPNOc | Mixed mild | SPNOc_Mixed mild_4A | 4
7133 | 64053 | MO | SPNOc | Mixed mild | SPNOc_Mixed mild_4A | 4
7134 | 64054 | MO | SPNOc | Mixed mild | SPNOc_Mixed mild_4A | 4
7135 | 64055 | MO | SPNOc | Mixed mild | SPNOc_Mixed mild_4A | 4
7136 | 64056 | MO | SPNOc | Mixed mild | SPNOc_Mixed mild_4A | 4
7137 | 64057 | MO | SPNOc | Mixed mild | SPNOc_Mixed mild_4A | 4
7138 | 64058 | MO | SPNOc | Mixed mild | SPNOc_Mixed mild_4A | 4
7139 | 64061 | MO | SPNOc | Mixed mild | SPNOc_Mixed mild_4A | 4
7140 | 64063 | MO | SPNOc | Mixed mild | SPNOc_Mixed mild_4A | 4
7141 | 64064 | MO | SPNOc | Mixed mild | SPNOc_Mixed mild_4A | 4
7142 | 64065 | MO | SPNOc | Mixed mild | SPNOc_Mixed mild_4A | 4
7143 | 64066 | MO | SPNOc | Mixed mild | SPNOc_Mixed mild_4A | 4
7144 | 64080 | MO | SPNOc | Mixed mild | SPNOc_Mixed mild_4A | 4
7145 | 64081 | MO | SPNOc | Mixed mild | SPNOc_Mixed mild_4A | 4
7146 | 64082 | MO | SPNOc | Mixed mild | SPNOc_Mixed mild_4A | 4
7147 | 64086 | MO | SPNOc | Mixed mild | SPNOc_Mixed mild_4A | 4
7148 | 64088 | MO | SPNOc | Mixed mild | SPNOc_Mixed mild_4A | 4
7149 | 64101 | MO | SPNOc | Mixed mild | SPNOc_Mixed mild_4A | 4
7150 | 64102 | MO | SPNOc | Mixed mild | SPNOc_Mixed mild_4A | 4
7151 | 64105 | MO | SPNOc | Mixed mild | SPNOc_Mixed mild_4A | 4
7152 | 64106 | MO | SPNOc | Mixed mild | SPNOc_Mixed mild_4A | 4
7153 | 64108 | MO | SPNOc | Mixed mild | SPNOc_Mixed mild_4A | 4
7154 | 64109 | MO | SPNOc | Mixed mild | SPNOc_Mixed mild_4A | 4
7155 | 64110 | MO | SPNOc | Mixed mild | SPNOc_Mixed mild_4A | 4
7156 | 64111 | MO | SPNOc | Mixed mild | SPNOc_Mixed mild_4A | 4
7157 | 64112 | MO | SPNOc | Mixed mild | SPNOc_Mixed mild_4A | 4
7158 | 64113 | MO | SPNOc | Mixed mild | SPNOc_Mixed mild_4A | 4
7159 | 64114 | MO | SPNOc | Mixed mild | SPNOc_Mixed mild_4A | 4
7160 | 64120 | MO | SPNOc | Mixed mild | SPNOc_Mixed mild_4A | 4
7161 | 64121 | MO | SPNOc | Mixed mild | SPNOc_Mixed mild_4A | 4
7162 | 64123 | MO | SPNOc | Mixed mild | SPNOc_Mixed mild_4A | 4
7163 | 64124 | MO | SPNOc | Mixed mild | SPNOc_Mixed mild_4A | 4
7164 | 64125 | MO | SPNOc | Mixed mild | SPNOc_Mixed mild_4A | 4
7165 | 64126 | MO | SPNOc | Mixed mild | SPNOc_Mixed mild_4A | 4
7166 | 64127 | MO | SPNOc | Mixed mild | SPNOc_Mixed mild_4A | 4
7167 | 64128 | MO | SPNOc | Mixed mild | SPNOc_Mixed mild_4A | 4
7168 | 64129 | MO | SPNOc | Mixed mild | SPNOc_Mixed mild_4A | 4
7169 | 64130 | MO | SPNOc | Mixed mild | SPNOc_Mixed mild_4A | 4
7170 | 64131 | MO | SPNOc | Mixed mild | SPNOc_Mixed mild_4A | 4
7171 | 64132 | MO | SPNOc | Mixed mild | SPNOc_Mixed mild_4A | 4
7172 | 64133 | MO | SPNOc | Mixed mild | SPNOc_Mixed mild_4A | 4
7173 | 64134 | MO | SPNOc | Mixed mild | SPNOc_Mixed mild_4A | 4
7174 | 64136 | MO | SPNOc | Mixed mild | SPNOc_Mixed mild_4A | 4
7175 | 64137 | MO | SPNOc | Mixed mild | SPNOc_Mixed mild_4A | 4
7176 | 64138 | MO | SPNOc | Mixed mild | SPNOc_Mixed mild_4A | 4
7177 | 64139 | MO | SPNOc | Mixed mild | SPNOc_Mixed mild_4A | 4
7178 | 64141 | MO | SPNOc | Mixed mild | SPNOc_Mixed mild_4A | 4
7179 | 64145 | MO | SPNOc | Mixed mild | SPNOc_Mixed mild_4A | 4
7180 | 64146 | MO | SPNOc | Mixed mild | SPNOc_Mixed mild_4A | 4
7181 | 64147 | MO | SPNOc | Mixed mild | SPNOc_Mixed mild_4A | 4
7182 | 64148 | MO | SPNOc | Mixed mild | SPNOc_Mixed mild_4A | 4
7183 | 64149 | MO | SPNOc | Mixed mild | SPNOc_Mixed mild_4A | 4
7184 | 64158 | MO | SPNOc | Mixed mild | SPNOc_Mixed mild_4A | 4
7185 | 64170 | MO | SPNOc | Mixed mild | SPNOc_Mixed mild_4A | 4
7186 | 64171 | MO | SPNOc | Mixed mild | SPNOc_Mixed mild_4A | 4
7187 | 64197 | MO | SPNOc | Mixed mild | SPNOc_Mixed mild_4A | 4
7188 | 64198 | MO | SPNOc | Mixed mild | SPNOc_Mixed mild_4A | 4
7189 | 64199 | MO | SPNOc | Mixed mild | SPNOc_Mixed mild_4A | 4
7190 | 64999 | MO | SPNOc | Mixed mild | SPNOc_Mixed mild_4A | 4
7191 | 64019 | MO | SPNOc | Mixed mild | SPNOc_Mixed mild_4A | 4
7192 | 64040 | MO | SPNOc | Mixed mild | SPNOc_Mixed mild_4A | 4
7193 | 64093 | MO | SPNOc | Mixed mild | SPNOc_Mixed mild_4A | 4
7194 | 64726 | MO | SPNOc | Mixed mild | SPNOc_Mixed mild_4A | 4
7195 | 64733 | MO | SPNOc | Mixed mild | SPNOc_Mixed mild_4A | 4
7196 | 64739 | MO | SPNOc | Mixed mild | SPNOc_Mixed mild_4A | 4
7197 | 64747 | MO | SPNOc | Mixed mild | SPNOc_Mixed mild_4A | 4
7198 | 64761 | MO | SPNOc | Mixed mild | SPNOc_Mixed mild_4A | 4
7199 | 65305 | MO | SPNOc | Mixed mild | SPNOc_Mixed mild_4A | 4
7200 | 65332 | MO | SPNOc | Mixed mild | SPNOc_Mixed mild_4A | 4
7201 | 65336 | MO | SPNOc | Mixed mild | SPNOc_Mixed mild_4A | 4
7202 | 65337 | MO | SPNOc | Mixed mild | SPNOc_Mixed mild_4A | 4
7203 | 65360 | MO | SPNOc | Mixed mild | SPNOc_Mixed mild_4A | 4
7204 | 64012 | MO | SPNOc | Mixed mild | SPNOc_Mixed mild_4A | 4
7205 | 64078 | MO | SPNOc | Mixed mild | SPNOc_Mixed mild_4A | 4
7206 | 64083 | MO | SPNOc | Mixed mild | SPNOc_Mixed mild_4A | 4
7207 | 64090 | MO | SPNOc | Mixed mild | SPNOc_Mixed mild_4A | 4
7208 | 64701 | MO | SPNOc | Mixed mild | SPNOc_Mixed mild_4A | 4
7209 | 64720 | MO | SPNOc | Mixed mild | SPNOc_Mixed mild_4A | 4
7210 | 64725 | MO | SPNOc | Mixed mild | SPNOc_Mixed mild_4A | 4
7211 | 64734 | MO | SPNOc | Mixed mild | SPNOc_Mixed mild_4A | 4
7212 | 64742 | MO | SPNOc | Mixed mild | SPNOc_Mixed mild_4A | 4
7213 | 64743 | MO | SPNOc | Mixed mild | SPNOc_Mixed mild_4A | 4
7214 | 64746 | MO | SPNOc | Mixed mild | SPNOc_Mixed mild_4A | 4
7215 | 64024 | MO | SPNOc | Mixed mild | SPNOc_Mixed mild_4A | 4
7216 | 64035 | MO | SPNOc | Mixed mild | SPNOc_Mixed mild_4A | 4
7217 | 64036 | MO | SPNOc | Mixed mild | SPNOc_Mixed mild_4A | 4
7218 | 64062 | MO | SPNOc | Mixed mild | SPNOc_Mixed mild_4A | 4
7219 | 64077 | MO | SPNOc | Mixed mild | SPNOc_Mixed mild_4A | 4
7220 | 64084 | MO | SPNOc | Mixed mild | SPNOc_Mixed mild_4A | 4
7221 | 64085 | MO | SPNOc | Mixed mild | SPNOc_Mixed mild_4A | 4
7222 | 64624 | MO | SPNOc | Mixed mild | SPNOc_Mixed mild_4A | 4
7223 | 64637 | MO | SPNOc | Mixed mild | SPNOc_Mixed mild_4A | 4
7224 | 64668 | MO | SPNOc | Mixed mild | SPNOc_Mixed mild_4A | 4
7225 | 64671 | MO | SPNOc | Mixed mild | SPNOc_Mixed mild_4A | 4
7226 | 64018 | MO | SPNOc | Mixed mild | SPNOc_Mixed mild_4A | 4
7227 | 64028 | MO | SPNOc | Mixed mild | SPNOc_Mixed mild_4A | 4
7228 | 64079 | MO | SPNOc | Mixed mild | SPNOc_Mixed mild_4A | 4
7229 | 64089 | MO | SPNOc | Mixed mild | SPNOc_Mixed mild_4A | 4
7230 | 64092 | MO | SPNOc | Mixed mild | SPNOc_Mixed mild_4A | 4
7231 | 64098 | MO | SPNOc | Mixed mild | SPNOc_Mixed mild_4A | 4
7232 | 64118 | MO | SPNOc | Mixed mild | SPNOc_Mixed mild_4A | 4
7233 | 64150 | MO | SPNOc | Mixed mild | SPNOc_Mixed mild_4A | 4
7234 | 64151 | MO | SPNOc | Mixed mild | SPNOc_Mixed mild_4A | 4
7235 | 64152 | MO | SPNOc | Mixed mild | SPNOc_Mixed mild_4A | 4
7236 | 64153 | MO | SPNOc | Mixed mild | SPNOc_Mixed mild_4A | 4
7237 | 64154 | MO | SPNOc | Mixed mild | SPNOc_Mixed mild_4A | 4
7238 | 64155 | MO | SPNOc | Mixed mild | SPNOc_Mixed mild_4A | 4
7239 | 64163 | MO | SPNOc | Mixed mild | SPNOc_Mixed mild_4A | 4
7240 | 64164 | MO | SPNOc | Mixed mild | SPNOc_Mixed mild_4A | 4
7241 | 64168 | MO | SPNOc | Mixed mild | SPNOc_Mixed mild_4A | 4
7242 | 64190 | MO | SPNOc | Mixed mild | SPNOc_Mixed mild_4A | 4
7243 | 64439 | MO | SPNOc | Mixed mild | SPNOc_Mixed mild_4A | 4
7244 | 64440 | MO | SPNOc | Mixed mild | SPNOc_Mixed mild_4A | 4
7245 | 64444 | MO | SPNOc | Mixed mild | SPNOc_Mixed mild_4A | 4
7246 | 64484 | MO | SPNOc | Mixed mild | SPNOc_Mixed mild_4A | 4
7247 | 64492 | MO | SPNOc | Mixed mild | SPNOc_Mixed mild_4A | 4
7248 | 65320 | MO | SPNOc | Mixed mild | SPNOc_Mixed mild_4A | 4
7249 | 65322 | MO | SPNOc | Mixed mild | SPNOc_Mixed mild_4A | 4
7250 | 65327 | MO | SPNOc | Mixed mild | SPNOc_Mixed mild_4A | 4
7251 | 65330 | MO | SPNOc | Mixed mild | SPNOc_Mixed mild_4A | 4
7252 | 65333 | MO | SPNOc | Mixed mild | SPNOc_Mixed mild_4A | 4
7253 | 65339 | MO | SPNOc | Mixed mild | SPNOc_Mixed mild_4A | 4
7254 | 65340 | MO | SPNOc | Mixed mild | SPNOc_Mixed mild_4A | 4
7255 | 65344 | MO | SPNOc | Mixed mild | SPNOc_Mixed mild_4A | 4
7256 | 65347 | MO | SPNOc | Mixed mild | SPNOc_Mixed mild_4A | 4
7257 | 65349 | MO | SPNOc | Mixed mild | SPNOc_Mixed mild_4A | 4
7258 | 65078 | MO | SPNOc | Mixed mild | SPNOc_Mixed mild_4A | 4
7259 | 65301 | MO | SPNOc | Mixed mild | SPNOc_Mixed mild_4A | 4
7260 | 65302 | MO | SPNOc | Mixed mild | SPNOc_Mixed mild_4A | 4
7261 | 65325 | MO | SPNOc | Mixed mild | SPNOc_Mixed mild_4A | 4
7262 | 65334 | MO | SPNOc | Mixed mild | SPNOc_Mixed mild_4A | 4
7263 | 65335 | MO | SPNOc | Mixed mild | SPNOc_Mixed mild_4A | 4
7264 | 65345 | MO | SPNOc | Mixed mild | SPNOc_Mixed mild_4A | 4
7265 | 65348 | MO | SPNOc | Mixed mild | SPNOc_Mixed mild_4A | 4
7266 | 65350 | MO | SPNOc | Mixed mild | SPNOc_Mixed mild_4A | 4
7267 | 64048 | MO | SPNOc | Mixed mild | SPNOc_Mixed mild_4A | 4
7268 | 64060 | MO | SPNOc | Mixed mild | SPNOc_Mixed mild_4A | 4
7269 | 64068 | MO | SPNOc | Mixed mild | SPNOc_Mixed mild_4A | 4
7270 | 64069 | MO | SPNOc | Mixed mild | SPNOc_Mixed mild_4A | 4
7271 | 64072 | MO | SPNOc | Mixed mild | SPNOc_Mixed mild_4A | 4
7272 | 64073 | MO | SPNOc | Mixed mild | SPNOc_Mixed mild_4A | 4
7273 | 64116 | MO | SPNOc | Mixed mild | SPNOc_Mixed mild_4A | 4
7274 | 64117 | MO | SPNOc | Mixed mild | SPNOc_Mixed mild_4A | 4
7275 | 64119 | MO | SPNOc | Mixed mild | SPNOc_Mixed mild_4A | 4
7276 | 64144 | MO | SPNOc | Mixed mild | SPNOc_Mixed mild_4A | 4
7277 | 64156 | MO | SPNOc | Mixed mild | SPNOc_Mixed mild_4A | 4
7278 | 64157 | MO | SPNOc | Mixed mild | SPNOc_Mixed mild_4A | 4
7279 | 64161 | MO | SPNOc | Mixed mild | SPNOc_Mixed mild_4A | 4
7280 | 64162 | MO | SPNOc | Mixed mild | SPNOc_Mixed mild_4A | 4
7281 | 64165 | MO | SPNOc | Mixed mild | SPNOc_Mixed mild_4A | 4
7282 | 64166 | MO | SPNOc | Mixed mild | SPNOc_Mixed mild_4A | 4
7283 | 64167 | MO | SPNOc | Mixed mild | SPNOc_Mixed mild_4A | 4
7284 | 64188 | MO | SPNOc | Mixed mild | SPNOc_Mixed mild_4A | 4
7285 | 64622 | MO | SPNOc | Mixed mild | SPNOc_Mixed mild_4A | 4
7286 | 64623 | MO | SPNOc | Mixed mild | SPNOc_Mixed mild_4A | 4
7287 | 64633 | MO | SPNOc | Mixed mild | SPNOc_Mixed mild_4A | 4
7288 | 64638 | MO | SPNOc | Mixed mild | SPNOc_Mixed mild_4A | 4
7289 | 64639 | MO | SPNOc | Mixed mild | SPNOc_Mixed mild_4A | 4
7290 | 64643 | MO | SPNOc | Mixed mild | SPNOc_Mixed mild_4A | 4
7291 | 64680 | MO | SPNOc | Mixed mild | SPNOc_Mixed mild_4A | 4
7292 | 64682 | MO | SPNOc | Mixed mild | SPNOc_Mixed mild_4A | 4
7293 | 64722 | MO | SPNOc | Mixed mild | SPNOc_Mixed mild_4A | 4
7294 | 64723 | MO | SPNOc | Mixed mild | SPNOc_Mixed mild_4A | 4
7295 | 64724 | MO | SPNOc | Mixed mild | SPNOc_Mixed mild_4A | 4
7296 | 64730 | MO | SPNOc | Mixed mild | SPNOc_Mixed mild_4A | 4
7297 | 64745 | MO | SPNOc | Mixed mild | SPNOc_Mixed mild_4A | 4
7298 | 64752 | MO | SPNOc | Mixed mild | SPNOc_Mixed mild_4A | 4
7299 | 64770 | MO | SPNOc | Mixed mild | SPNOc_Mixed mild_4A | 4
7300 | 64779 | MO | SPNOc | Mixed mild | SPNOc_Mixed mild_4A | 4
7301 | 64780 | MO | SPNOc | Mixed mild | SPNOc_Mixed mild_4A | 4
7302 | 64788 | MO | SPNOc | Mixed mild | SPNOc_Mixed mild_4A | 4
7303 | 64735 | MO | SPNOc | Mixed mild | SPNOc_Mixed mild_4A | 4
7304 | 64740 | MO | SPNOc | Mixed mild | SPNOc_Mixed mild_4A | 4
7305 | 65323 | MO | SPNOc | Mixed mild | SPNOc_Mixed mild_4A | 4
7306 | 64738 | MO | SPNOc | Mixed mild | SPNOc_Mixed mild_4A | 4
7307 | 64744 | MO | SPNOc | Mixed mild | SPNOc_Mixed mild_4A | 4
7308 | 64763 | MO | SPNOc | Mixed mild | SPNOc_Mixed mild_4A | 4
7309 | 64776 | MO | SPNOc | Mixed mild | SPNOc_Mixed mild_4A | 4
7310 | 64781 | MO | SPNOc | Mixed mild | SPNOc_Mixed mild_4A | 4
7311 | 64783 | MO | SPNOc | Mixed mild | SPNOc_Mixed mild_4A | 4
7312 | 65674 | MO | SPNOc | Mixed mild | SPNOc_Mixed mild_4A | 4
7313 | 65735 | MO | SPNOc | Mixed mild | SPNOc_Mixed mild_4A | 4
7314 | 65774 | MO | SPNOc | Mixed mild | SPNOc_Mixed mild_4A | 4
7315 | 65785 | MO | SPNOc | Mixed mild | SPNOc_Mixed mild_4A | 4
7316 | 64728 | MO | SPNOc | Mixed mild | SPNOc_Mixed mild_4A | 4
7317 | 64748 | MO | SPNOc | Mixed mild | SPNOc_Mixed mild_4A | 4
7318 | 64755 | MO | SPNOc | Mixed mild | SPNOc_Mixed mild_4A | 4
7319 | 64759 | MO | SPNOc | Mixed mild | SPNOc_Mixed mild_4A | 4
7320 | 64762 | MO | SPNOc | Mixed mild | SPNOc_Mixed mild_4A | 4
7321 | 64769 | MO | SPNOc | Mixed mild | SPNOc_Mixed mild_4A | 4
7322 | 64784 | MO | SPNOc | Mixed mild | SPNOc_Mixed mild_4A | 4
7323 | 64832 | MO | SPNOc | Mixed mild | SPNOc_Mixed mild_4A | 4
7324 | 64855 | MO | SPNOc | Mixed mild | SPNOc_Mixed mild_4A | 4
7325 | 64741 | MO | SPNOc | Mixed mild | SPNOc_Mixed mild_4A | 4
7326 | 64750 | MO | SPNOc | Mixed mild | SPNOc_Mixed mild_4A | 4
7327 | 64765 | MO | SPNOc | Mixed mild | SPNOc_Mixed mild_4A | 4
7328 | 64767 | MO | SPNOc | Mixed mild | SPNOc_Mixed mild_4A | 4
7329 | 64771 | MO | SPNOc | Mixed mild | SPNOc_Mixed mild_4A | 4
7330 | 64772 | MO | SPNOc | Mixed mild | SPNOc_Mixed mild_4A | 4
7331 | 64778 | MO | SPNOc | Mixed mild | SPNOc_Mixed mild_4A | 4
7332 | 64790 | MO | SPNOc | Mixed mild | SPNOc_Mixed mild_4A | 4
7333 | 65324 | MO | SPNOc | Mixed mild | SPNOc_Mixed mild_4A | 4
7334 | 65326 | MO | SPNOc | Mixed mild | SPNOc_Mixed mild_4A | 4
7335 | 65338 | MO | SPNOc | Mixed mild | SPNOc_Mixed mild_4A | 4
7336 | 65355 | MO | SPNOc | Mixed mild | SPNOc_Mixed mild_4A | 4
7337 | 65634 | MO | SPNOc | Mixed mild | SPNOc_Mixed mild_4A | 4
7338 | 65779 | MO | SPNOc | Mixed mild | SPNOc_Mixed mild_4A | 4
7339 | 65650 | MO | SPNOc | Mixed mild | SPNOc_Mixed mild_4A | 4
7340 | 65668 | MO | SPNOc | Mixed mild | SPNOc_Mixed mild_4A | 4
7341 | 65724 | MO | SPNOc | Mixed mild | SPNOc_Mixed mild_4A | 4
7342 | 65732 | MO | SPNOc | Mixed mild | SPNOc_Mixed mild_4A | 4
7343 | 65767 | MO | SPNOc | Mixed mild | SPNOc_Mixed mild_4A | 4
7344 | 64756 | MO | SPNOc | Mixed mild | SPNOc_Mixed mild_4A | 4
7345 | 65601 | MO | SPNOc | Mixed mild | SPNOc_Mixed mild_4A | 4
7346 | 65607 | MO | SPNOc | Mixed mild | SPNOc_Mixed mild_4A | 4
7347 | 65635 | MO | SPNOc | Mixed mild | SPNOc_Mixed mild_4A | 4
7348 | 65640 | MO | SPNOc | Mixed mild | SPNOc_Mixed mild_4A | 4
7349 | 65649 | MO | SPNOc | Mixed mild | SPNOc_Mixed mild_4A | 4
7350 | 64801 | MO | SPNOc | Mixed mild | SPNOc_Mixed mild_4A | 4
7351 | 64802 | MO | SPNOc | Mixed mild | SPNOc_Mixed mild_4A | 4
7352 | 64803 | MO | SPNOc | Mixed mild | SPNOc_Mixed mild_4A | 4
7353 | 64804 | MO | SPNOc | Mixed mild | SPNOc_Mixed mild_4A | 4
7354 | 64830 | MO | SPNOc | Mixed mild | SPNOc_Mixed mild_4A | 4
7355 | 64833 | MO | SPNOc | Mixed mild | SPNOc_Mixed mild_4A | 4
7356 | 64834 | MO | SPNOc | Mixed mild | SPNOc_Mixed mild_4A | 4
7357 | 64835 | MO | SPNOc | Mixed mild | SPNOc_Mixed mild_4A | 4
7358 | 64836 | MO | SPNOc | Mixed mild | SPNOc_Mixed mild_4A | 4
7359 | 64840 | MO | SPNOc | Mixed mild | SPNOc_Mixed mild_4A | 4
7360 | 64841 | MO | SPNOc | Mixed mild | SPNOc_Mixed mild_4A | 4
7361 | 64848 | MO | SPNOc | Mixed mild | SPNOc_Mixed mild_4A | 4
7362 | 64849 | MO | SPNOc | Mixed mild | SPNOc_Mixed mild_4A | 4
7363 | 64857 | MO | SPNOc | Mixed mild | SPNOc_Mixed mild_4A | 4
7364 | 64859 | MO | SPNOc | Mixed mild | SPNOc_Mixed mild_4A | 4
7365 | 64862 | MO | SPNOc | Mixed mild | SPNOc_Mixed mild_4A | 4
7366 | 64870 | MO | SPNOc | Mixed mild | SPNOc_Mixed mild_4A | 4
7367 | 64873 | MO | SPNOc | Mixed mild | SPNOc_Mixed mild_4A | 4
7368 | 65603 | MO | SPNOc | Mixed mild | SPNOc_Mixed mild_4A | 4
7369 | 65604 | MO | SPNOc | Mixed mild | SPNOc_Mixed mild_4A | 4
7370 | 65646 | MO | SPNOc | Mixed mild | SPNOc_Mixed mild_4A | 4
7371 | 65661 | MO | SPNOc | Mixed mild | SPNOc_Mixed mild_4A | 4
7372 | 65682 | MO | SPNOc | Mixed mild | SPNOc_Mixed mild_4A | 4
7373 | 65752 | MO | SPNOc | Mixed mild | SPNOc_Mixed mild_4A | 4
7374 | 65770 | MO | SPNOc | Mixed mild | SPNOc_Mixed mild_4A | 4
7375 | 65605 | MO | SPNOc | Mixed mild | SPNOc_Mixed mild_4A | 4
7376 | 65610 | MO | SPNOc | Mixed mild | SPNOc_Mixed mild_4A | 4
7377 | 65612 | MO | SPNOc | Mixed mild | SPNOc_Mixed mild_4A | 4
7378 | 65654 | MO | SPNOc | Mixed mild | SPNOc_Mixed mild_4A | 4
7379 | 65664 | MO | SPNOc | Mixed mild | SPNOc_Mixed mild_4A | 4
7380 | 65705 | MO | SPNOc | Mixed mild | SPNOc_Mixed mild_4A | 4
7381 | 65707 | MO | SPNOc | Mixed mild | SPNOc_Mixed mild_4A | 4
7382 | 65708 | MO | SPNOc | Mixed mild | SPNOc_Mixed mild_4A | 4
7383 | 65712 | MO | SPNOc | Mixed mild | SPNOc_Mixed mild_4A | 4
7384 | 65723 | MO | SPNOc | Mixed mild | SPNOc_Mixed mild_4A | 4
7385 | 65738 | MO | SPNOc | Mixed mild | SPNOc_Mixed mild_4A | 4
7386 | 65756 | MO | SPNOc | Mixed mild | SPNOc_Mixed mild_4A | 4
7387 | 65769 | MO | SPNOc | Mixed mild | SPNOc_Mixed mild_4A | 4
7388 | 64842 | MO | SPNOc | Mixed mild | SPNOc_Mixed mild_4A | 4
7389 | 64843 | MO | SPNOc | Mixed mild | SPNOc_Mixed mild_4A | 4
7390 | 64844 | MO | SPNOc | Mixed mild | SPNOc_Mixed mild_4A | 4
7391 | 64850 | MO | SPNOc | Mixed mild | SPNOc_Mixed mild_4A | 4
7392 | 64858 | MO | SPNOc | Mixed mild | SPNOc_Mixed mild_4A | 4
7393 | 64861 | MO | SPNOc | Mixed mild | SPNOc_Mixed mild_4A | 4
7394 | 64864 | MO | SPNOc | Mixed mild | SPNOc_Mixed mild_4A | 4
7395 | 64865 | MO | SPNOc | Mixed mild | SPNOc_Mixed mild_4A | 4
7396 | 64866 | MO | SPNOc | Mixed mild | SPNOc_Mixed mild_4A | 4
7397 | 64867 | MO | SPNOc | Mixed mild | SPNOc_Mixed mild_4A | 4
7398 | 65734 | MO | SPNOc | Mixed mild | SPNOc_Mixed mild_4A | 4
7399 | 64831 | MO | SPNOc | Mixed mild | SPNOc_Mixed mild_4A | 4
7400 | 64847 | MO | SPNOc | Mixed mild | SPNOc_Mixed mild_4A | 4
7401 | 64854 | MO | SPNOc | Mixed mild | SPNOc_Mixed mild_4A | 4
7402 | 64856 | MO | SPNOc | Mixed mild | SPNOc_Mixed mild_4A | 4
7403 | 64863 | MO | SPNOc | Mixed mild | SPNOc_Mixed mild_4A | 4
7404 | 64868 | MO | SPNOc | Mixed mild | SPNOc_Mixed mild_4A | 4
7405 | 65647 | MO | SPNOc | Mixed mild | SPNOc_Mixed mild_4A | 4
7406 | 65730 | MO | SPNOc | Mixed mild | SPNOc_Mixed mild_4A | 4
7407 | 65745 | MO | SPNOc | Mixed mild | SPNOc_Mixed mild_4A | 4
7408 | 65772 | MO | SPNOc | Mixed mild | SPNOc_Mixed mild_4A | 4
7409 | 64874 | MO | SPNOc | Mixed mild | SPNOc_Mixed mild_4A | 4
7410 | 65623 | MO | SPNOc | Mixed mild | SPNOc_Mixed mild_4A | 4
7411 | 65625 | MO | SPNOc | Mixed mild | SPNOc_Mixed mild_4A | 4
7412 | 65633 | MO | SPNOc | Mixed mild | SPNOc_Mixed mild_4A | 4
7413 | 65641 | MO | SPNOc | Mixed mild | SPNOc_Mixed mild_4A | 4
7414 | 65656 | MO | SPNOc | Mixed mild | SPNOc_Mixed mild_4A | 4
7415 | 65658 | MO | SPNOc | Mixed mild | SPNOc_Mixed mild_4A | 4
7416 | 65747 | MO | SPNOc | Mixed mild | SPNOc_Mixed mild_4A | 4
7417 | 65001 | MO | SRMWc | Mixed mild | SRMWc_Mixed mild_4A | 4
7418 | 65013 | MO | SRMWc | Mixed mild | SRMWc_Mixed mild_4A | 4
7419 | 65016 | MO | SRMWc | Mixed mild | SRMWc_Mixed mild_4A | 4
7420 | 65024 | MO | SRMWc | Mixed mild | SRMWc_Mixed mild_4A | 4
7421 | 65035 | MO | SRMWc | Mixed mild | SRMWc_Mixed mild_4A | 4
7422 | 65048 | MO | SRMWc | Mixed mild | SRMWc_Mixed mild_4A | 4
7423 | 65051 | MO | SRMWc | Mixed mild | SRMWc_Mixed mild_4A | 4
7424 | 65054 | MO | SRMWc | Mixed mild | SRMWc_Mixed mild_4A | 4
7425 | 65058 | MO | SRMWc | Mixed mild | SRMWc_Mixed mild_4A | 4
7426 | 65076 | MO | SRMWc | Mixed mild | SRMWc_Mixed mild_4A | 4
7427 | 65085 | MO | SRMWc | Mixed mild | SRMWc_Mixed mild_4A | 4
7428 | 65582 | MO | SRMWc | Mixed mild | SRMWc_Mixed mild_4A | 4
7429 | 65443 | MO | SRMWc | Mixed mild | SRMWc_Mixed mild_4A | 4
7430 | 65459 | MO | SRMWc | Mixed mild | SRMWc_Mixed mild_4A | 4
7431 | 65580 | MO | SRMWc | Mixed mild | SRMWc_Mixed mild_4A | 4
7432 | 65010 | MO | SRMWc | Mixed mild | SRMWc_Mixed mild_4A | 4
7433 | 65203 | MO | SRMWc | Mixed mild | SRMWc_Mixed mild_4A | 4
7434 | 65205 | MO | SRMWc | Mixed mild | SRMWc_Mixed mild_4A | 4
7435 | 65211 | MO | SRMWc | Mixed mild | SRMWc_Mixed mild_4A | 4
7436 | 65212 | MO | SRMWc | Mixed mild | SRMWc_Mixed mild_4A | 4
7437 | 65215 | MO | SRMWc | Mixed mild | SRMWc_Mixed mild_4A | 4
7438 | 65216 | MO | SRMWc | Mixed mild | SRMWc_Mixed mild_4A | 4
7439 | 65217 | MO | SRMWc | Mixed mild | SRMWc_Mixed mild_4A | 4
7440 | 65218 | MO | SRMWc | Mixed mild | SRMWc_Mixed mild_4A | 4
7441 | 65255 | MO | SRMWc | Mixed mild | SRMWc_Mixed mild_4A | 4
7442 | 65256 | MO | SRMWc | Mixed mild | SRMWc_Mixed mild_4A | 4
7443 | 65279 | MO | SRMWc | Mixed mild | SRMWc_Mixed mild_4A | 4
7444 | 65299 | MO | SRMWc | Mixed mild | SRMWc_Mixed mild_4A | 4
7445 | 65011 | MO | SRMWc | Mixed mild | SRMWc_Mixed mild_4A | 4
7446 | 65018 | MO | SRMWc | Mixed mild | SRMWc_Mixed mild_4A | 4
7447 | 65023 | MO | SRMWc | Mixed mild | SRMWc_Mixed mild_4A | 4
7448 | 65025 | MO | SRMWc | Mixed mild | SRMWc_Mixed mild_4A | 4
7449 | 65026 | MO | SRMWc | Mixed mild | SRMWc_Mixed mild_4A | 4
7450 | 65034 | MO | SRMWc | Mixed mild | SRMWc_Mixed mild_4A | 4
7451 | 65042 | MO | SRMWc | Mixed mild | SRMWc_Mixed mild_4A | 4
7452 | 65046 | MO | SRMWc | Mixed mild | SRMWc_Mixed mild_4A | 4
7453 | 65050 | MO | SRMWc | Mixed mild | SRMWc_Mixed mild_4A | 4
7454 | 65055 | MO | SRMWc | Mixed mild | SRMWc_Mixed mild_4A | 4
7455 | 65064 | MO | SRMWc | Mixed mild | SRMWc_Mixed mild_4A | 4
7456 | 65068 | MO | SRMWc | Mixed mild | SRMWc_Mixed mild_4A | 4
7457 | 65074 | MO | SRMWc | Mixed mild | SRMWc_Mixed mild_4A | 4
7458 | 65081 | MO | SRMWc | Mixed mild | SRMWc_Mixed mild_4A | 4
7459 | 65084 | MO | SRMWc | Mixed mild | SRMWc_Mixed mild_4A | 4
7460 | 65287 | MO | SRMWc | Mixed mild | SRMWc_Mixed mild_4A | 4
7461 | 65037 | MO | SRMWc | Mixed mild | SRMWc_Mixed mild_4A | 4
7462 | 65038 | MO | SRMWc | Mixed mild | SRMWc_Mixed mild_4A | 4
7463 | 65072 | MO | SRMWc | Mixed mild | SRMWc_Mixed mild_4A | 4
7464 | 65079 | MO | SRMWc | Mixed mild | SRMWc_Mixed mild_4A | 4
7465 | 65329 | MO | SRMWc | Mixed mild | SRMWc_Mixed mild_4A | 4
7466 | 65354 | MO | SRMWc | Mixed mild | SRMWc_Mixed mild_4A | 4
7467 | 65017 | MO | SRMWc | Mixed mild | SRMWc_Mixed mild_4A | 4
7468 | 65032 | MO | SRMWc | Mixed mild | SRMWc_Mixed mild_4A | 4
7469 | 65040 | MO | SRMWc | Mixed mild | SRMWc_Mixed mild_4A | 4
7470 | 65047 | MO | SRMWc | Mixed mild | SRMWc_Mixed mild_4A | 4
7471 | 65049 | MO | SRMWc | Mixed mild | SRMWc_Mixed mild_4A | 4
7472 | 65065 | MO | SRMWc | Mixed mild | SRMWc_Mixed mild_4A | 4
7473 | 65075 | MO | SRMWc | Mixed mild | SRMWc_Mixed mild_4A | 4
7474 | 65082 | MO | SRMWc | Mixed mild | SRMWc_Mixed mild_4A | 4
7475 | 65083 | MO | SRMWc | Mixed mild | SRMWc_Mixed mild_4A | 4
7476 | 65452 | MO | SRMWc | Mixed mild | SRMWc_Mixed mild_4A | 4
7477 | 65486 | MO | SRMWc | Mixed mild | SRMWc_Mixed mild_4A | 4
7478 | 65591 | MO | SRMWc | Mixed mild | SRMWc_Mixed mild_4A | 4
7479 | 65020 | MO | SRMWc | Mixed mild | SRMWc_Mixed mild_4A | 4
7480 | 65052 | MO | SRMWc | Mixed mild | SRMWc_Mixed mild_4A | 4
7481 | 65536 | MO | SRMWc | Mixed mild | SRMWc_Mixed mild_4A | 4
7482 | 65556 | MO | SRMWc | Mixed mild | SRMWc_Mixed mild_4A | 4
7483 | 65567 | MO | SRMWc | Mixed mild | SRMWc_Mixed mild_4A | 4
7484 | 65786 | MO | SRMWc | Mixed mild | SRMWc_Mixed mild_4A | 4
7485 | 65787 | MO | SRMWc | Mixed mild | SRMWc_Mixed mild_4A | 4
7486 | 65233 | MO | SRMWc | Mixed mild | SRMWc_Mixed mild_4A | 4
7487 | 65237 | MO | SRMWc | Mixed mild | SRMWc_Mixed mild_4A | 4
7488 | 65276 | MO | SRMWc | Mixed mild | SRMWc_Mixed mild_4A | 4
7489 | 65053 | MO | SRMWc | Mixed mild | SRMWc_Mixed mild_4A | 4
7490 | 65102 | MO | SRMWc | Mixed mild | SRMWc_Mixed mild_4A | 4
7491 | 65103 | MO | SRMWc | Mixed mild | SRMWc_Mixed mild_4A | 4
7492 | 65104 | MO | SRMWc | Mixed mild | SRMWc_Mixed mild_4A | 4
7493 | 65105 | MO | SRMWc | Mixed mild | SRMWc_Mixed mild_4A | 4
7494 | 65109 | MO | SRMWc | Mixed mild | SRMWc_Mixed mild_4A | 4
7495 | 65110 | MO | SRMWc | Mixed mild | SRMWc_Mixed mild_4A | 4
7496 | 65111 | MO | SRMWc | Mixed mild | SRMWc_Mixed mild_4A | 4
7497 | 65463 | MO | SRMWc | Mixed mild | SRMWc_Mixed mild_4A | 4
7498 | 65470 | MO | SRMWc | Mixed mild | SRMWc_Mixed mild_4A | 4
7499 | 65534 | MO | SRMWc | Mixed mild | SRMWc_Mixed mild_4A | 4
7500 | 65543 | MO | SRMWc | Mixed mild | SRMWc_Mixed mild_4A | 4
7501 | 65552 | MO | SRMWc | Mixed mild | SRMWc_Mixed mild_4A | 4
7502 | 65590 | MO | SRMWc | Mixed mild | SRMWc_Mixed mild_4A | 4
7503 | 65632 | MO | SRMWc | Mixed mild | SRMWc_Mixed mild_4A | 4
7504 | 65662 | MO | SRMWc | Mixed mild | SRMWc_Mixed mild_4A | 4
7505 | 65713 | MO | SRMWc | Mixed mild | SRMWc_Mixed mild_4A | 4
7506 | 65722 | MO | SRMWc | Mixed mild | SRMWc_Mixed mild_4A | 4
7507 | 65248 | MO | SRMWc | Mixed mild | SRMWc_Mixed mild_4A | 4
7508 | 65250 | MO | SRMWc | Mixed mild | SRMWc_Mixed mild_4A | 4
7509 | 65274 | MO | SRMWc | Mixed mild | SRMWc_Mixed mild_4A | 4
7510 | 65402 | MO | SRMWc | Mixed mild | SRMWc_Mixed mild_4A | 4
7511 | 65409 | MO | SRMWc | Mixed mild | SRMWc_Mixed mild_4A | 4
7512 | 65436 | MO | SRMWc | Mixed mild | SRMWc_Mixed mild_4A | 4
7513 | 65461 | MO | SRMWc | Mixed mild | SRMWc_Mixed mild_4A | 4
7514 | 65529 | MO | SRMWc | Mixed mild | SRMWc_Mixed mild_4A | 4
7515 | 65550 | MO | SRMWc | Mixed mild | SRMWc_Mixed mild_4A | 4
7516 | 65444 | MO | SRMWc | Mixed mild | SRMWc_Mixed mild_4A | 4
7517 | 65464 | MO | SRMWc | Mixed mild | SRMWc_Mixed mild_4A | 4
7518 | 65468 | MO | SRMWc | Mixed mild | SRMWc_Mixed mild_4A | 4
7519 | 65479 | MO | SRMWc | Mixed mild | SRMWc_Mixed mild_4A | 4
7520 | 65483 | MO | SRMWc | Mixed mild | SRMWc_Mixed mild_4A | 4
7521 | 65484 | MO | SRMWc | Mixed mild | SRMWc_Mixed mild_4A | 4
7522 | 65548 | MO | SRMWc | Mixed mild | SRMWc_Mixed mild_4A | 4
7523 | 65555 | MO | SRMWc | Mixed mild | SRMWc_Mixed mild_4A | 4
7524 | 65557 | MO | SRMWc | Mixed mild | SRMWc_Mixed mild_4A | 4
7525 | 65564 | MO | SRMWc | Mixed mild | SRMWc_Mixed mild_4A | 4
7526 | 65570 | MO | SRMWc | Mixed mild | SRMWc_Mixed mild_4A | 4
7527 | 65571 | MO | SRMWc | Mixed mild | SRMWc_Mixed mild_4A | 4
7528 | 65589 | MO | SRMWc | Mixed mild | SRMWc_Mixed mild_4A | 4
7529 | 65660 | MO | SRMWc | Mixed mild | SRMWc_Mixed mild_4A | 4
7530 | 65689 | MO | SRMWc | Mixed mild | SRMWc_Mixed mild_4A | 4
7531 | 65711 | MO | SRMWc | Mixed mild | SRMWc_Mixed mild_4A | 4
7532 | 65793 | MO | SRMWc | Mixed mild | SRMWc_Mixed mild_4A | 4
7533 | 65466 | MO | SRMWc | Mixed mild | SRMWc_Mixed mild_4A | 4
7534 | 65546 | MO | SRMWc | Mixed mild | SRMWc_Mixed mild_4A | 4
7535 | 65588 | MO | SRMWc | Mixed mild | SRMWc_Mixed mild_4A | 4
7536 | 65457 | MO | SRMWc | Mixed mild | SRMWc_Mixed mild_4A | 4
7537 | 65473 | MO | SRMWc | Mixed mild | SRMWc_Mixed mild_4A | 4
7538 | 65583 | MO | SRMWc | Mixed mild | SRMWc_Mixed mild_4A | 4
7539 | 65584 | MO | SRMWc | Mixed mild | SRMWc_Mixed mild_4A | 4
7540 | 65622 | MO | SRMWc | Mixed mild | SRMWc_Mixed mild_4A | 4
7541 | 65644 | MO | SRMWc | Mixed mild | SRMWc_Mixed mild_4A | 4
7542 | 65648 | MO | SRMWc | Mixed mild | SRMWc_Mixed mild_4A | 4
7543 | 65685 | MO | SRMWc | Mixed mild | SRMWc_Mixed mild_4A | 4
7544 | 65764 | MO | SRMWc | Mixed mild | SRMWc_Mixed mild_4A | 4
7545 | 65783 | MO | SRMWc | Mixed mild | SRMWc_Mixed mild_4A | 4
7546 | 65667 | MO | SRMWc | Mixed mild | SRMWc_Mixed mild_4A | 4
7547 | 65702 | MO | SRMWc | Mixed mild | SRMWc_Mixed mild_4A | 4
7548 | 65704 | MO | SRMWc | Mixed mild | SRMWc_Mixed mild_4A | 4
7549 | 65706 | MO | SRMWc | Mixed mild | SRMWc_Mixed mild_4A | 4
7550 | 65717 | MO | SRMWc | Mixed mild | SRMWc_Mixed mild_4A | 4
7551 | 65746 | MO | SRMWc | Mixed mild | SRMWc_Mixed mild_4A | 4
7552 | 65609 | MO | SRMWc | Mixed mild | SRMWc_Mixed mild_4A | 4
7553 | 65626 | MO | SRMWc | Mixed mild | SRMWc_Mixed mild_4A | 4
7554 | 65637 | MO | SRMWc | Mixed mild | SRMWc_Mixed mild_4A | 4
7555 | 65688 | MO | SRMWc | Mixed mild | SRMWc_Mixed mild_4A | 4
7556 | 65777 | MO | SRMWc | Mixed mild | SRMWc_Mixed mild_4A | 4
7557 | 65788 | MO | SRMWc | Mixed mild | SRMWc_Mixed mild_4A | 4
7558 | 65789 | MO | SRMWc | Mixed mild | SRMWc_Mixed mild_4A | 4
7559 | 65790 | MO | SRMWc | Mixed mild | SRMWc_Mixed mild_4A | 4
7560 | 65613 | MO | SPNOc | Mixed mild | SPNOc_Mixed mild_4A | 4
7561 | 65617 | MO | SPNOc | Mixed mild | SPNOc_Mixed mild_4A | 4
7562 | 65663 | MO | SPNOc | Mixed mild | SPNOc_Mixed mild_4A | 4
7563 | 65710 | MO | SPNOc | Mixed mild | SPNOc_Mixed mild_4A | 4
7564 | 65725 | MO | SPNOc | Mixed mild | SPNOc_Mixed mild_4A | 4
7565 | 65727 | MO | SPNOc | Mixed mild | SPNOc_Mixed mild_4A | 4
7566 | 65781 | MO | SPNOc | Mixed mild | SPNOc_Mixed mild_4A | 4
7567 | 65619 | MO | SPNOc | Mixed mild | SPNOc_Mixed mild_4A | 4
7568 | 65721 | MO | SPNOc | Mixed mild | SPNOc_Mixed mild_4A | 4
7569 | 65742 | MO | SPNOc | Mixed mild | SPNOc_Mixed mild_4A | 4
7570 | 65757 | MO | SPNOc | Mixed mild | SPNOc_Mixed mild_4A | 4
7571 | 65765 | MO | SPNOc | Mixed mild | SPNOc_Mixed mild_4A | 4
7572 | 65801 | MO | SPNOc | Mixed mild | SPNOc_Mixed mild_4A | 4
7573 | 65802 | MO | SPNOc | Mixed mild | SPNOc_Mixed mild_4A | 4
7574 | 65803 | MO | SPNOc | Mixed mild | SPNOc_Mixed mild_4A | 4
7575 | 65804 | MO | SPNOc | Mixed mild | SPNOc_Mixed mild_4A | 4
7576 | 65805 | MO | SPNOc | Mixed mild | SPNOc_Mixed mild_4A | 4
7577 | 65806 | MO | SPNOc | Mixed mild | SPNOc_Mixed mild_4A | 4
7578 | 65807 | MO | SPNOc | Mixed mild | SPNOc_Mixed mild_4A | 4
7579 | 65808 | MO | SPNOc | Mixed mild | SPNOc_Mixed mild_4A | 4
7580 | 65809 | MO | SPNOc | Mixed mild | SPNOc_Mixed mild_4A | 4
7581 | 65810 | MO | SPNOc | Mixed mild | SPNOc_Mixed mild_4A | 4
7582 | 65814 | MO | SPNOc | Mixed mild | SPNOc_Mixed mild_4A | 4
7583 | 65890 | MO | SPNOc | Mixed mild | SPNOc_Mixed mild_4A | 4
7584 | 65897 | MO | SPNOc | Mixed mild | SPNOc_Mixed mild_4A | 4
7585 | 65898 | MO | SPNOc | Mixed mild | SPNOc_Mixed mild_4A | 4
7586 | 65899 | MO | SPNOc | Mixed mild | SPNOc_Mixed mild_4A | 4
7587 | 65611 | MO | SPNOc | Mixed mild | SPNOc_Mixed mild_4A | 4
7588 | 65616 | MO | SPNOc | Mixed mild | SPNOc_Mixed mild_4A | 4
7589 | 65624 | MO | SPNOc | Mixed mild | SPNOc_Mixed mild_4A | 4
7590 | 65631 | MO | SPNOc | Mixed mild | SPNOc_Mixed mild_4A | 4
7591 | 65669 | MO | SPNOc | Mixed mild | SPNOc_Mixed mild_4A | 4
7592 | 65675 | MO | SPNOc | Mixed mild | SPNOc_Mixed mild_4A | 4
7593 | 65681 | MO | SPNOc | Mixed mild | SPNOc_Mixed mild_4A | 4
7594 | 65686 | MO | SPNOc | Mixed mild | SPNOc_Mixed mild_4A | 4
7595 | 65714 | MO | SPNOc | Mixed mild | SPNOc_Mixed mild_4A | 4
7596 | 65728 | MO | SPNOc | Mixed mild | SPNOc_Mixed mild_4A | 4
7597 | 65737 | MO | SPNOc | Mixed mild | SPNOc_Mixed mild_4A | 4
7598 | 65754 | MO | SPNOc | Mixed mild | SPNOc_Mixed mild_4A | 4
7599 | 65608 | MO | SPNOc | Mixed mild | SPNOc_Mixed mild_4A | 4
7600 | 65638 | MO | SPNOc | Mixed mild | SPNOc_Mixed mild_4A | 4
7601 | 65652 | MO | SPNOc | Mixed mild | SPNOc_Mixed mild_4A | 4
7602 | 65720 | MO | SPNOc | Mixed mild | SPNOc_Mixed mild_4A | 4
7603 | 65755 | MO | SPNOc | Mixed mild | SPNOc_Mixed mild_4A | 4
7604 | 65768 | MO | SPNOc | Mixed mild | SPNOc_Mixed mild_4A | 4
7605 | 65614 | MO | SPNOc | Mixed mild | SPNOc_Mixed mild_4A | 4
7606 | 65615 | MO | SPNOc | Mixed mild | SPNOc_Mixed mild_4A | 4
7607 | 65627 | MO | SPNOc | Mixed mild | SPNOc_Mixed mild_4A | 4
7608 | 65630 | MO | SPNOc | Mixed mild | SPNOc_Mixed mild_4A | 4
7609 | 65653 | MO | SPNOc | Mixed mild | SPNOc_Mixed mild_4A | 4
7610 | 65672 | MO | SPNOc | Mixed mild | SPNOc_Mixed mild_4A | 4
7611 | 65673 | MO | SPNOc | Mixed mild | SPNOc_Mixed mild_4A | 4
7612 | 65679 | MO | SPNOc | Mixed mild | SPNOc_Mixed mild_4A | 4
7613 | 65680 | MO | SPNOc | Mixed mild | SPNOc_Mixed mild_4A | 4
7614 | 65726 | MO | SPNOc | Mixed mild | SPNOc_Mixed mild_4A | 4
7615 | 65731 | MO | SPNOc | Mixed mild | SPNOc_Mixed mild_4A | 4
7616 | 65733 | MO | SPNOc | Mixed mild | SPNOc_Mixed mild_4A | 4
7617 | 65739 | MO | SPNOc | Mixed mild | SPNOc_Mixed mild_4A | 4
7618 | 65740 | MO | SPNOc | Mixed mild | SPNOc_Mixed mild_4A | 4
7619 | 65744 | MO | SPNOc | Mixed mild | SPNOc_Mixed mild_4A | 4
7620 | 65759 | MO | SPNOc | Mixed mild | SPNOc_Mixed mild_4A | 4
7621 | 65761 | MO | SPNOc | Mixed mild | SPNOc_Mixed mild_4A | 4
7622 | 65771 | MO | SPNOc | Mixed mild | SPNOc_Mixed mild_4A | 4
7623 | 65618 | MO | SPNOc | Mixed mild | SPNOc_Mixed mild_4A | 4
7624 | 65655 | MO | SPNOc | Mixed mild | SPNOc_Mixed mild_4A | 4
7625 | 65666 | MO | SPNOc | Mixed mild | SPNOc_Mixed mild_4A | 4
7626 | 65676 | MO | SPNOc | Mixed mild | SPNOc_Mixed mild_4A | 4
7627 | 65715 | MO | SPNOc | Mixed mild | SPNOc_Mixed mild_4A | 4
7628 | 65729 | MO | SPNOc | Mixed mild | SPNOc_Mixed mild_4A | 4
7629 | 65741 | MO | SPNOc | Mixed mild | SPNOc_Mixed mild_4A | 4
7630 | 65760 | MO | SPNOc | Mixed mild | SPNOc_Mixed mild_4A | 4
7631 | 65762 | MO | SPNOc | Mixed mild | SPNOc_Mixed mild_4A | 4
7632 | 65766 | MO | SPNOc | Mixed mild | SPNOc_Mixed mild_4A | 4
7633 | 65773 | MO | SPNOc | Mixed mild | SPNOc_Mixed mild_4A | 4
7634 | 65784 | MO | SPNOc | Mixed mild | SPNOc_Mixed mild_4A | 4
7635 | 65620 | MO | SPNOc | Mixed mild | SPNOc_Mixed mild_4A | 4
7636 | 65629 | MO | SPNOc | Mixed mild | SPNOc_Mixed mild_4A | 4
7637 | 65657 | MO | SPNOc | Mixed mild | SPNOc_Mixed mild_4A | 4
7638 | 65753 | MO | SPNOc | Mixed mild | SPNOc_Mixed mild_4A | 4
7639 | 65636 | MO | SPNOc | Mixed mild | SPNOc_Mixed mild_4A | 4
7640 | 66002 | KS | SPNOc | Mixed mild | SPNOc_Mixed mild_4A | 4
7641 | 66016 | KS | SPNOc | Mixed mild | SPNOc_Mixed mild_4A | 4
7642 | 66023 | KS | SPNOc | Mixed mild | SPNOc_Mixed mild_4A | 4
7643 | 66041 | KS | SPNOc | Mixed mild | SPNOc_Mixed mild_4A | 4
7644 | 66058 | KS | SPNOc | Mixed mild | SPNOc_Mixed mild_4A | 4
7645 | 66060 | KS | SPNOc | Mixed mild | SPNOc_Mixed mild_4A | 4
7646 | 66088 | KS | SPNOc | Mixed mild | SPNOc_Mixed mild_4A | 4
7647 | 66424 | KS | SPNOc | Mixed mild | SPNOc_Mixed mild_4A | 4
7648 | 66436 | KS | SPNOc | Mixed mild | SPNOc_Mixed mild_4A | 4
7649 | 66439 | KS | SPNOc | Mixed mild | SPNOc_Mixed mild_4A | 4
7650 | 66552 | KS | SPNOc | Mixed mild | SPNOc_Mixed mild_4A | 4
7651 | 66044 | KS | SPNOc | Mixed mild | SPNOc_Mixed mild_4A | 4
7652 | 66054 | KS | SPNOc | Mixed mild | SPNOc_Mixed mild_4A | 4
7653 | 66066 | KS | SPNOc | Mixed mild | SPNOc_Mixed mild_4A | 4
7654 | 66070 | KS | SPNOc | Mixed mild | SPNOc_Mixed mild_4A | 4
7655 | 66073 | KS | SPNOc | Mixed mild | SPNOc_Mixed mild_4A | 4
7656 | 66086 | KS | SPNOc | Mixed mild | SPNOc_Mixed mild_4A | 4
7657 | 66097 | KS | SPNOc | Mixed mild | SPNOc_Mixed mild_4A | 4
7658 | 66419 | KS | SPNOc | Mixed mild | SPNOc_Mixed mild_4A | 4
7659 | 66429 | KS | SPNOc | Mixed mild | SPNOc_Mixed mild_4A | 4
7660 | 66512 | KS | SPNOc | Mixed mild | SPNOc_Mixed mild_4A | 4
7661 | 66617 | KS | SPNOc | Mixed mild | SPNOc_Mixed mild_4A | 4
7662 | 66008 | KS | SPNOc | Mixed mild | SPNOc_Mixed mild_4A | 4
7663 | 66017 | KS | SPNOc | Mixed mild | SPNOc_Mixed mild_4A | 4
7664 | 66024 | KS | SPNOc | Mixed mild | SPNOc_Mixed mild_4A | 4
7665 | 66035 | KS | SPNOc | Mixed mild | SPNOc_Mixed mild_4A | 4
7666 | 66087 | KS | SPNOc | Mixed mild | SPNOc_Mixed mild_4A | 4
7667 | 66090 | KS | SPNOc | Mixed mild | SPNOc_Mixed mild_4A | 4
7668 | 66094 | KS | SPNOc | Mixed mild | SPNOc_Mixed mild_4A | 4
7669 | 66532 | KS | SPNOc | Mixed mild | SPNOc_Mixed mild_4A | 4
7670 | 66007 | KS | SPNOc | Mixed mild | SPNOc_Mixed mild_4A | 4
7671 | 66012 | KS | SPNOc | Mixed mild | SPNOc_Mixed mild_4A | 4
7672 | 66020 | KS | SPNOc | Mixed mild | SPNOc_Mixed mild_4A | 4
7673 | 66027 | KS | SPNOc | Mixed mild | SPNOc_Mixed mild_4A | 4
7674 | 66043 | KS | SPNOc | Mixed mild | SPNOc_Mixed mild_4A | 4
7675 | 66048 | KS | SPNOc | Mixed mild | SPNOc_Mixed mild_4A | 4
7676 | 66052 | KS | SPNOc | Mixed mild | SPNOc_Mixed mild_4A | 4
7677 | 66109 | KS | SPNOc | Mixed mild | SPNOc_Mixed mild_4A | 4
7678 | 66006 | KS | SPNOc | Mixed mild | SPNOc_Mixed mild_4A | 4
7679 | 66021 | KS | SPNOc | Mixed mild | SPNOc_Mixed mild_4A | 4
7680 | 66025 | KS | SPNOc | Mixed mild | SPNOc_Mixed mild_4A | 4
7681 | 66045 | KS | SPNOc | Mixed mild | SPNOc_Mixed mild_4A | 4
7682 | 66046 | KS | SPNOc | Mixed mild | SPNOc_Mixed mild_4A | 4
7683 | 66047 | KS | SPNOc | Mixed mild | SPNOc_Mixed mild_4A | 4
7684 | 66049 | KS | SPNOc | Mixed mild | SPNOc_Mixed mild_4A | 4
7685 | 66050 | KS | SPNOc | Mixed mild | SPNOc_Mixed mild_4A | 4
7686 | 66092 | KS | SPNOc | Mixed mild | SPNOc_Mixed mild_4A | 4
7687 | 66409 | KS | SPNOc | Mixed mild | SPNOc_Mixed mild_4A | 4
7688 | 66524 | KS | SPNOc | Mixed mild | SPNOc_Mixed mild_4A | 4
7689 | 66542 | KS | SPNOc | Mixed mild | SPNOc_Mixed mild_4A | 4
7690 | 66033 | KS | SPNOc | Mixed mild | SPNOc_Mixed mild_4A | 4
7691 | 66042 | KS | SPNOc | Mixed mild | SPNOc_Mixed mild_4A | 4
7692 | 66064 | KS | SPNOc | Mixed mild | SPNOc_Mixed mild_4A | 4
7693 | 66067 | KS | SPNOc | Mixed mild | SPNOc_Mixed mild_4A | 4
7694 | 66076 | KS | SPNOc | Mixed mild | SPNOc_Mixed mild_4A | 4
7695 | 66078 | KS | SPNOc | Mixed mild | SPNOc_Mixed mild_4A | 4
7696 | 66079 | KS | SPNOc | Mixed mild | SPNOc_Mixed mild_4A | 4
7697 | 66080 | KS | SPNOc | Mixed mild | SPNOc_Mixed mild_4A | 4
7698 | 66095 | KS | SPNOc | Mixed mild | SPNOc_Mixed mild_4A | 4
7699 | 66528 | KS | SPNOc | Mixed mild | SPNOc_Mixed mild_4A | 4
7700 | 66101 | KS | SPNOc | Mixed mild | SPNOc_Mixed mild_4A | 4
7701 | 66102 | KS | SPNOc | Mixed mild | SPNOc_Mixed mild_4A | 4
7702 | 66103 | KS | SPNOc | Mixed mild | SPNOc_Mixed mild_4A | 4
7703 | 66104 | KS | SPNOc | Mixed mild | SPNOc_Mixed mild_4A | 4
7704 | 66105 | KS | SPNOc | Mixed mild | SPNOc_Mixed mild_4A | 4
7705 | 66106 | KS | SPNOc | Mixed mild | SPNOc_Mixed mild_4A | 4
7706 | 66110 | KS | SPNOc | Mixed mild | SPNOc_Mixed mild_4A | 4
7707 | 66111 | KS | SPNOc | Mixed mild | SPNOc_Mixed mild_4A | 4
7708 | 66112 | KS | SPNOc | Mixed mild | SPNOc_Mixed mild_4A | 4
7709 | 66115 | KS | SPNOc | Mixed mild | SPNOc_Mixed mild_4A | 4
7710 | 66117 | KS | SPNOc | Mixed mild | SPNOc_Mixed mild_4A | 4
7711 | 66118 | KS | SPNOc | Mixed mild | SPNOc_Mixed mild_4A | 4
7712 | 66119 | KS | SPNOc | Mixed mild | SPNOc_Mixed mild_4A | 4
7713 | 66160 | KS | SPNOc | Mixed mild | SPNOc_Mixed mild_4A | 4
7714 | 66216 | KS | SPNOc | Mixed mild | SPNOc_Mixed mild_4A | 4
7715 | 66217 | KS | SPNOc | Mixed mild | SPNOc_Mixed mild_4A | 4
7716 | 66010 | KS | SPNOc | Mixed mild | SPNOc_Mixed mild_4A | 4
7717 | 66014 | KS | SPNOc | Mixed mild | SPNOc_Mixed mild_4A | 4
7718 | 66015 | KS | SPNOc | Mixed mild | SPNOc_Mixed mild_4A | 4
7719 | 66032 | KS | SPNOc | Mixed mild | SPNOc_Mixed mild_4A | 4
7720 | 66039 | KS | SPNOc | Mixed mild | SPNOc_Mixed mild_4A | 4
7721 | 66091 | KS | SPNOc | Mixed mild | SPNOc_Mixed mild_4A | 4
7722 | 66093 | KS | SPNOc | Mixed mild | SPNOc_Mixed mild_4A | 4
7723 | 66758 | KS | SPNOc | Mixed mild | SPNOc_Mixed mild_4A | 4
7724 | 66056 | KS | SPNOc | Mixed mild | SPNOc_Mixed mild_4A | 4
7725 | 66701 | KS | SPNOc | Mixed mild | SPNOc_Mixed mild_4A | 4
7726 | 66711 | KS | SPNOc | Mixed mild | SPNOc_Mixed mild_4A | 4
7727 | 66716 | KS | SPNOc | Mixed mild | SPNOc_Mixed mild_4A | 4
7728 | 66738 | KS | SPNOc | Mixed mild | SPNOc_Mixed mild_4A | 4
7729 | 66741 | KS | SPNOc | Mixed mild | SPNOc_Mixed mild_4A | 4
7730 | 66746 | KS | SPNOc | Mixed mild | SPNOc_Mixed mild_4A | 4
7731 | 66754 | KS | SPNOc | Mixed mild | SPNOc_Mixed mild_4A | 4
7732 | 66755 | KS | SPNOc | Mixed mild | SPNOc_Mixed mild_4A | 4
7733 | 66769 | KS | SPNOc | Mixed mild | SPNOc_Mixed mild_4A | 4
7734 | 66772 | KS | SPNOc | Mixed mild | SPNOc_Mixed mild_4A | 4
7735 | 66775 | KS | SPNOc | Mixed mild | SPNOc_Mixed mild_4A | 4
7736 | 66779 | KS | SPNOc | Mixed mild | SPNOc_Mixed mild_4A | 4
7737 | 66780 | KS | SPNOc | Mixed mild | SPNOc_Mixed mild_4A | 4
7738 | 66026 | KS | SPNOc | Mixed mild | SPNOc_Mixed mild_4A | 4
7739 | 66040 | KS | SPNOc | Mixed mild | SPNOc_Mixed mild_4A | 4
7740 | 66072 | KS | SPNOc | Mixed mild | SPNOc_Mixed mild_4A | 4
7741 | 66075 | KS | SPNOc | Mixed mild | SPNOc_Mixed mild_4A | 4
7742 | 66767 | KS | SPNOc | Mixed mild | SPNOc_Mixed mild_4A | 4
7743 | 66013 | KS | SPNOc | Mixed mild | SPNOc_Mixed mild_4A | 4
7744 | 66030 | KS | SPNOc | Mixed mild | SPNOc_Mixed mild_4A | 4
7745 | 66036 | KS | SPNOc | Mixed mild | SPNOc_Mixed mild_4A | 4
7746 | 66053 | KS | SPNOc | Mixed mild | SPNOc_Mixed mild_4A | 4
7747 | 66071 | KS | SPNOc | Mixed mild | SPNOc_Mixed mild_4A | 4
7748 | 66083 | KS | SPNOc | Mixed mild | SPNOc_Mixed mild_4A | 4
7749 | 66018 | KS | SPNOc | Mixed mild | SPNOc_Mixed mild_4A | 4
7750 | 66031 | KS | SPNOc | Mixed mild | SPNOc_Mixed mild_4A | 4
7751 | 66051 | KS | SPNOc | Mixed mild | SPNOc_Mixed mild_4A | 4
7752 | 66061 | KS | SPNOc | Mixed mild | SPNOc_Mixed mild_4A | 4
7753 | 66062 | KS | SPNOc | Mixed mild | SPNOc_Mixed mild_4A | 4
7754 | 66063 | KS | SPNOc | Mixed mild | SPNOc_Mixed mild_4A | 4
7755 | 66085 | KS | SPNOc | Mixed mild | SPNOc_Mixed mild_4A | 4
7756 | 66201 | KS | SPNOc | Mixed mild | SPNOc_Mixed mild_4A | 4
7757 | 66202 | KS | SPNOc | Mixed mild | SPNOc_Mixed mild_4A | 4
7758 | 66203 | KS | SPNOc | Mixed mild | SPNOc_Mixed mild_4A | 4
7759 | 66204 | KS | SPNOc | Mixed mild | SPNOc_Mixed mild_4A | 4
7760 | 66205 | KS | SPNOc | Mixed mild | SPNOc_Mixed mild_4A | 4
7761 | 66206 | KS | SPNOc | Mixed mild | SPNOc_Mixed mild_4A | 4
7762 | 66207 | KS | SPNOc | Mixed mild | SPNOc_Mixed mild_4A | 4
7763 | 66208 | KS | SPNOc | Mixed mild | SPNOc_Mixed mild_4A | 4
7764 | 66209 | KS | SPNOc | Mixed mild | SPNOc_Mixed mild_4A | 4
7765 | 66210 | KS | SPNOc | Mixed mild | SPNOc_Mixed mild_4A | 4
7766 | 66211 | KS | SPNOc | Mixed mild | SPNOc_Mixed mild_4A | 4
7767 | 66212 | KS | SPNOc | Mixed mild | SPNOc_Mixed mild_4A | 4
7768 | 66213 | KS | SPNOc | Mixed mild | SPNOc_Mixed mild_4A | 4
7769 | 66214 | KS | SPNOc | Mixed mild | SPNOc_Mixed mild_4A | 4
7770 | 66215 | KS | SPNOc | Mixed mild | SPNOc_Mixed mild_4A | 4
7771 | 66218 | KS | SPNOc | Mixed mild | SPNOc_Mixed mild_4A | 4
7772 | 66219 | KS | SPNOc | Mixed mild | SPNOc_Mixed mild_4A | 4
7773 | 66220 | KS | SPNOc | Mixed mild | SPNOc_Mixed mild_4A | 4
7774 | 66221 | KS | SPNOc | Mixed mild | SPNOc_Mixed mild_4A | 4
7775 | 66223 | KS | SPNOc | Mixed mild | SPNOc_Mixed mild_4A | 4
7776 | 66224 | KS | SPNOc | Mixed mild | SPNOc_Mixed mild_4A | 4
7777 | 66225 | KS | SPNOc | Mixed mild | SPNOc_Mixed mild_4A | 4
7778 | 66226 | KS | SPNOc | Mixed mild | SPNOc_Mixed mild_4A | 4
7779 | 66227 | KS | SPNOc | Mixed mild | SPNOc_Mixed mild_4A | 4
7780 | 66250 | KS | SPNOc | Mixed mild | SPNOc_Mixed mild_4A | 4
7781 | 66251 | KS | SPNOc | Mixed mild | SPNOc_Mixed mild_4A | 4
7782 | 66276 | KS | SPNOc | Mixed mild | SPNOc_Mixed mild_4A | 4
7783 | 66282 | KS | SPNOc | Mixed mild | SPNOc_Mixed mild_4A | 4
7784 | 66283 | KS | SPNOc | Mixed mild | SPNOc_Mixed mild_4A | 4
7785 | 66285 | KS | SPNOc | Mixed mild | SPNOc_Mixed mild_4A | 4
7786 | 66286 | KS | SPNOc | Mixed mild | SPNOc_Mixed mild_4A | 4
7787 | 66720 | KS | SPNOc | Mixed mild | SPNOc_Mixed mild_4A | 4
7788 | 66732 | KS | SPNOc | Mixed mild | SPNOc_Mixed mild_4A | 4
7789 | 66742 | KS | SPNOc | Mixed mild | SPNOc_Mixed mild_4A | 4
7790 | 66748 | KS | SPNOc | Mixed mild | SPNOc_Mixed mild_4A | 4
7791 | 66749 | KS | SPNOc | Mixed mild | SPNOc_Mixed mild_4A | 4
7792 | 66751 | KS | SPNOc | Mixed mild | SPNOc_Mixed mild_4A | 4
7793 | 66761 | KS | SPNOc | Mixed mild | SPNOc_Mixed mild_4A | 4
7794 | 66425 | KS | SPNOc | Mixed mild | SPNOc_Mixed mild_4A | 4
7795 | 66434 | KS | SPNOc | Mixed mild | SPNOc_Mixed mild_4A | 4
7796 | 66515 | KS | SPNOc | Mixed mild | SPNOc_Mixed mild_4A | 4
7797 | 66516 | KS | SPNOc | Mixed mild | SPNOc_Mixed mild_4A | 4
7798 | 66527 | KS | SPNOc | Mixed mild | SPNOc_Mixed mild_4A | 4
7799 | 66534 | KS | SPNOc | Mixed mild | SPNOc_Mixed mild_4A | 4
7800 | 66550 | KS | SPNOc | Mixed mild | SPNOc_Mixed mild_4A | 4
7801 | 66402 | KS | SPNOc | Mixed mild | SPNOc_Mixed mild_4A | 4
7802 | 66414 | KS | SPNOc | Mixed mild | SPNOc_Mixed mild_4A | 4
7803 | 66420 | KS | SPNOc | Mixed mild | SPNOc_Mixed mild_4A | 4
7804 | 66431 | KS | SPNOc | Mixed mild | SPNOc_Mixed mild_4A | 4
7805 | 66533 | KS | SPNOc | Mixed mild | SPNOc_Mixed mild_4A | 4
7806 | 66536 | KS | SPNOc | Mixed mild | SPNOc_Mixed mild_4A | 4
7807 | 66539 | KS | SPNOc | Mixed mild | SPNOc_Mixed mild_4A | 4
7808 | 66546 | KS | SPNOc | Mixed mild | SPNOc_Mixed mild_4A | 4
7809 | 66601 | KS | SPNOc | Mixed mild | SPNOc_Mixed mild_4A | 4
7810 | 66603 | KS | SPNOc | Mixed mild | SPNOc_Mixed mild_4A | 4
7811 | 66604 | KS | SPNOc | Mixed mild | SPNOc_Mixed mild_4A | 4
7812 | 66605 | KS | SPNOc | Mixed mild | SPNOc_Mixed mild_4A | 4
7813 | 66606 | KS | SPNOc | Mixed mild | SPNOc_Mixed mild_4A | 4
7814 | 66607 | KS | SPNOc | Mixed mild | SPNOc_Mixed mild_4A | 4
7815 | 66608 | KS | SPNOc | Mixed mild | SPNOc_Mixed mild_4A | 4
7816 | 66609 | KS | SPNOc | Mixed mild | SPNOc_Mixed mild_4A | 4
7817 | 66610 | KS | SPNOc | Mixed mild | SPNOc_Mixed mild_4A | 4
7818 | 66611 | KS | SPNOc | Mixed mild | SPNOc_Mixed mild_4A | 4
7819 | 66612 | KS | SPNOc | Mixed mild | SPNOc_Mixed mild_4A | 4
7820 | 66614 | KS | SPNOc | Mixed mild | SPNOc_Mixed mild_4A | 4
7821 | 66615 | KS | SPNOc | Mixed mild | SPNOc_Mixed mild_4A | 4
7822 | 66616 | KS | SPNOc | Mixed mild | SPNOc_Mixed mild_4A | 4
7823 | 66618 | KS | SPNOc | Mixed mild | SPNOc_Mixed mild_4A | 4
7824 | 66619 | KS | SPNOc | Mixed mild | SPNOc_Mixed mild_4A | 4
7825 | 66620 | KS | SPNOc | Mixed mild | SPNOc_Mixed mild_4A | 4
7826 | 66621 | KS | SPNOc | Mixed mild | SPNOc_Mixed mild_4A | 4
7827 | 66622 | KS | SPNOc | Mixed mild | SPNOc_Mixed mild_4A | 4
7828 | 66624 | KS | SPNOc | Mixed mild | SPNOc_Mixed mild_4A | 4
7829 | 66625 | KS | SPNOc | Mixed mild | SPNOc_Mixed mild_4A | 4
7830 | 66626 | KS | SPNOc | Mixed mild | SPNOc_Mixed mild_4A | 4
7831 | 66629 | KS | SPNOc | Mixed mild | SPNOc_Mixed mild_4A | 4
7832 | 66630 | KS | SPNOc | Mixed mild | SPNOc_Mixed mild_4A | 4
7833 | 66636 | KS | SPNOc | Mixed mild | SPNOc_Mixed mild_4A | 4
7834 | 66647 | KS | SPNOc | Mixed mild | SPNOc_Mixed mild_4A | 4
7835 | 66667 | KS | SPNOc | Mixed mild | SPNOc_Mixed mild_4A | 4
7836 | 66675 | KS | SPNOc | Mixed mild | SPNOc_Mixed mild_4A | 4
7837 | 66683 | KS | SPNOc | Mixed mild | SPNOc_Mixed mild_4A | 4
7838 | 66699 | KS | SPNOc | Mixed mild | SPNOc_Mixed mild_4A | 4
7839 | 66416 | KS | SPNOc | Mixed mild | SPNOc_Mixed mild_4A | 4
7840 | 66418 | KS | SPNOc | Mixed mild | SPNOc_Mixed mild_4A | 4
7841 | 66422 | KS | SPNOc | Mixed mild | SPNOc_Mixed mild_4A | 4
7842 | 66428 | KS | SPNOc | Mixed mild | SPNOc_Mixed mild_4A | 4
7843 | 66432 | KS | SPNOc | Mixed mild | SPNOc_Mixed mild_4A | 4
7844 | 66440 | KS | SPNOc | Mixed mild | SPNOc_Mixed mild_4A | 4
7845 | 66509 | KS | SPNOc | Mixed mild | SPNOc_Mixed mild_4A | 4
7846 | 66540 | KS | SPNOc | Mixed mild | SPNOc_Mixed mild_4A | 4
7847 | 66783 | KS | SPNOc | Mixed mild | SPNOc_Mixed mild_4A | 4
7848 | 66839 | KS | SPNOc | Mixed mild | SPNOc_Mixed mild_4A | 4
7849 | 66852 | KS | SPNOc | Mixed mild | SPNOc_Mixed mild_4A | 4
7850 | 66854 | KS | SPNOc | Mixed mild | SPNOc_Mixed mild_4A | 4
7851 | 66856 | KS | SPNOc | Mixed mild | SPNOc_Mixed mild_4A | 4
7852 | 66857 | KS | SPNOc | Mixed mild | SPNOc_Mixed mild_4A | 4
7853 | 66864 | KS | SPNOc | Mixed mild | SPNOc_Mixed mild_4A | 4
7854 | 66868 | KS | SPNOc | Mixed mild | SPNOc_Mixed mild_4A | 4
7855 | 66871 | KS | SPNOc | Mixed mild | SPNOc_Mixed mild_4A | 4
7856 | 66413 | KS | SPNOc | Mixed mild | SPNOc_Mixed mild_4A | 4
7857 | 66451 | KS | SPNOc | Mixed mild | SPNOc_Mixed mild_4A | 4
7858 | 66510 | KS | SPNOc | Mixed mild | SPNOc_Mixed mild_4A | 4
7859 | 66523 | KS | SPNOc | Mixed mild | SPNOc_Mixed mild_4A | 4
7860 | 66537 | KS | SPNOc | Mixed mild | SPNOc_Mixed mild_4A | 4
7861 | 66543 | KS | SPNOc | Mixed mild | SPNOc_Mixed mild_4A | 4
7862 | 66401 | KS | SPNOc | Mixed mild | SPNOc_Mixed mild_4A | 4
7863 | 66441 | KS | SPNOc | Mixed mild | SPNOc_Mixed mild_4A | 4
7864 | 66442 | KS | SPNOc | Mixed mild | SPNOc_Mixed mild_4A | 4
7865 | 66502 | KS | SPNOc | Mixed mild | SPNOc_Mixed mild_4A | 4
7866 | 66514 | KS | SPNOc | Mixed mild | SPNOc_Mixed mild_4A | 4
7867 | 66834 | KS | SPNOc | Mixed mild | SPNOc_Mixed mild_4A | 4
7868 | 66849 | KS | SPNOc | Mixed mild | SPNOc_Mixed mild_4A | 4
7869 | 66872 | KS | SPNOc | Mixed mild | SPNOc_Mixed mild_4A | 4
7870 | 67487 | KS | SPNOc | Mixed mild | SPNOc_Mixed mild_4A | 4
7871 | 66407 | KS | SPNOc | Mixed mild | SPNOc_Mixed mild_4A | 4
7872 | 66423 | KS | SPNOc | Mixed mild | SPNOc_Mixed mild_4A | 4
7873 | 66501 | KS | SPNOc | Mixed mild | SPNOc_Mixed mild_4A | 4
7874 | 66507 | KS | SPNOc | Mixed mild | SPNOc_Mixed mild_4A | 4
7875 | 66526 | KS | SPNOc | Mixed mild | SPNOc_Mixed mild_4A | 4
7876 | 66547 | KS | SPNOc | Mixed mild | SPNOc_Mixed mild_4A | 4
7877 | 66846 | KS | SPNOc | Mixed mild | SPNOc_Mixed mild_4A | 4
7878 | 66403 | KS | SPNOc | Mixed mild | SPNOc_Mixed mild_4A | 4
7879 | 66404 | KS | SPNOc | Mixed mild | SPNOc_Mixed mild_4A | 4
7880 | 66406 | KS | SPNOc | Mixed mild | SPNOc_Mixed mild_4A | 4
7881 | 66411 | KS | SPNOc | Mixed mild | SPNOc_Mixed mild_4A | 4
7882 | 66412 | KS | SPNOc | Mixed mild | SPNOc_Mixed mild_4A | 4
7883 | 66427 | KS | SPNOc | Mixed mild | SPNOc_Mixed mild_4A | 4
7884 | 66438 | KS | SPNOc | Mixed mild | SPNOc_Mixed mild_4A | 4
7885 | 66508 | KS | SPNOc | Mixed mild | SPNOc_Mixed mild_4A | 4
7886 | 66518 | KS | SPNOc | Mixed mild | SPNOc_Mixed mild_4A | 4
7887 | 66521 | KS | SPNOc | Mixed mild | SPNOc_Mixed mild_4A | 4
7888 | 66541 | KS | SPNOc | Mixed mild | SPNOc_Mixed mild_4A | 4
7889 | 66544 | KS | SPNOc | Mixed mild | SPNOc_Mixed mild_4A | 4
7890 | 66548 | KS | SPNOc | Mixed mild | SPNOc_Mixed mild_4A | 4
7891 | 66549 | KS | SPNOc | Mixed mild | SPNOc_Mixed mild_4A | 4
7892 | 66945 | KS | SPNOc | Mixed mild | SPNOc_Mixed mild_4A | 4
7893 | 66408 | KS | SPNOc | Mixed mild | SPNOc_Mixed mild_4A | 4
7894 | 66415 | KS | SPNOc | Mixed mild | SPNOc_Mixed mild_4A | 4
7895 | 66417 | KS | SPNOc | Mixed mild | SPNOc_Mixed mild_4A | 4
7896 | 66522 | KS | SPNOc | Mixed mild | SPNOc_Mixed mild_4A | 4
7897 | 66538 | KS | SPNOc | Mixed mild | SPNOc_Mixed mild_4A | 4
7898 | 66520 | KS | SPNOc | Mixed mild | SPNOc_Mixed mild_4A | 4
7899 | 66535 | KS | SPNOc | Mixed mild | SPNOc_Mixed mild_4A | 4
7900 | 66449 | KS | SPNOc | Mixed mild | SPNOc_Mixed mild_4A | 4
7901 | 66503 | KS | SPNOc | Mixed mild | SPNOc_Mixed mild_4A | 4
7902 | 66505 | KS | SPNOc | Mixed mild | SPNOc_Mixed mild_4A | 4
7903 | 66506 | KS | SPNOc | Mixed mild | SPNOc_Mixed mild_4A | 4
7904 | 66517 | KS | SPNOc | Mixed mild | SPNOc_Mixed mild_4A | 4
7905 | 66531 | KS | SPNOc | Mixed mild | SPNOc_Mixed mild_4A | 4
7906 | 66554 | KS | SPNOc | Mixed mild | SPNOc_Mixed mild_4A | 4
7907 | 66933 | KS | SPNOc | Mixed mild | SPNOc_Mixed mild_4A | 4
7908 | 67432 | KS | SPNOc | Mixed mild | SPNOc_Mixed mild_4A | 4
7909 | 67447 | KS | SPNOc | Mixed mild | SPNOc_Mixed mild_4A | 4
7910 | 66937 | KS | SPNOc | Mixed mild | SPNOc_Mixed mild_4A | 4
7911 | 66938 | KS | SPNOc | Mixed mild | SPNOc_Mixed mild_4A | 4
7912 | 66943 | KS | SPNOc | Mixed mild | SPNOc_Mixed mild_4A | 4
7913 | 66944 | KS | SPNOc | Mixed mild | SPNOc_Mixed mild_4A | 4
7914 | 66946 | KS | SPNOc | Mixed mild | SPNOc_Mixed mild_4A | 4
7915 | 66953 | KS | SPNOc | Mixed mild | SPNOc_Mixed mild_4A | 4
7916 | 66955 | KS | SPNOc | Mixed mild | SPNOc_Mixed mild_4A | 4
7917 | 66958 | KS | SPNOc | Mixed mild | SPNOc_Mixed mild_4A | 4
7918 | 66960 | KS | SPNOc | Mixed mild | SPNOc_Mixed mild_4A | 4
7919 | 66962 | KS | SPNOc | Mixed mild | SPNOc_Mixed mild_4A | 4
7920 | 66968 | KS | SPNOc | Mixed mild | SPNOc_Mixed mild_4A | 4
7921 | 67410 | KS | SPNOc | Mixed mild | SPNOc_Mixed mild_4A | 4
7922 | 67431 | KS | SPNOc | Mixed mild | SPNOc_Mixed mild_4A | 4
7923 | 67441 | KS | SPNOc | Mixed mild | SPNOc_Mixed mild_4A | 4
7924 | 67448 | KS | SPNOc | Mixed mild | SPNOc_Mixed mild_4A | 4
7925 | 67449 | KS | SPNOc | Mixed mild | SPNOc_Mixed mild_4A | 4
7926 | 67451 | KS | SPNOc | Mixed mild | SPNOc_Mixed mild_4A | 4
7927 | 67458 | KS | SPNOc | Mixed mild | SPNOc_Mixed mild_4A | 4
7928 | 67475 | KS | SPNOc | Mixed mild | SPNOc_Mixed mild_4A | 4
7929 | 67480 | KS | SPNOc | Mixed mild | SPNOc_Mixed mild_4A | 4
7930 | 67482 | KS | SPNOc | Mixed mild | SPNOc_Mixed mild_4A | 4
7931 | 67492 | KS | SPNOc | Mixed mild | SPNOc_Mixed mild_4A | 4
7932 | 66801 | KS | SPNOc | Mixed mild | SPNOc_Mixed mild_4A | 4
7933 | 66830 | KS | SPNOc | Mixed mild | SPNOc_Mixed mild_4A | 4
7934 | 66833 | KS | SPNOc | Mixed mild | SPNOc_Mixed mild_4A | 4
7935 | 66835 | KS | SPNOc | Mixed mild | SPNOc_Mixed mild_4A | 4
7936 | 66860 | KS | SPNOc | Mixed mild | SPNOc_Mixed mild_4A | 4
7937 | 66865 | KS | SPNOc | Mixed mild | SPNOc_Mixed mild_4A | 4
7938 | 66712 | KS | SPNOc | Mixed mild | SPNOc_Mixed mild_4A | 4
7939 | 66724 | KS | SPNOc | Mixed mild | SPNOc_Mixed mild_4A | 4
7940 | 66734 | KS | SPNOc | Mixed mild | SPNOc_Mixed mild_4A | 4
7941 | 66735 | KS | SPNOc | Mixed mild | SPNOc_Mixed mild_4A | 4
7942 | 66743 | KS | SPNOc | Mixed mild | SPNOc_Mixed mild_4A | 4
7943 | 66753 | KS | SPNOc | Mixed mild | SPNOc_Mixed mild_4A | 4
7944 | 66756 | KS | SPNOc | Mixed mild | SPNOc_Mixed mild_4A | 4
7945 | 66760 | KS | SPNOc | Mixed mild | SPNOc_Mixed mild_4A | 4
7946 | 66762 | KS | SPNOc | Mixed mild | SPNOc_Mixed mild_4A | 4
7947 | 66763 | KS | SPNOc | Mixed mild | SPNOc_Mixed mild_4A | 4
7948 | 66781 | KS | SPNOc | Mixed mild | SPNOc_Mixed mild_4A | 4
7949 | 66710 | KS | SPNOc | Mixed mild | SPNOc_Mixed mild_4A | 4
7950 | 66714 | KS | SPNOc | Mixed mild | SPNOc_Mixed mild_4A | 4
7951 | 66717 | KS | SPNOc | Mixed mild | SPNOc_Mixed mild_4A | 4
7952 | 66736 | KS | SPNOc | Mixed mild | SPNOc_Mixed mild_4A | 4
7953 | 66757 | KS | SPNOc | Mixed mild | SPNOc_Mixed mild_4A | 4
7954 | 66776 | KS | SPNOc | Mixed mild | SPNOc_Mixed mild_4A | 4
7955 | 66777 | KS | SPNOc | Mixed mild | SPNOc_Mixed mild_4A | 4
7956 | 67047 | KS | SPNOc | Mixed mild | SPNOc_Mixed mild_4A | 4
7957 | 67335 | KS | SPNOc | Mixed mild | SPNOc_Mixed mild_4A | 4
7958 | 67344 | KS | SPNOc | Mixed mild | SPNOc_Mixed mild_4A | 4
7959 | 66713 | KS | SPNOc | Mixed mild | SPNOc_Mixed mild_4A | 4
7960 | 66725 | KS | SPNOc | Mixed mild | SPNOc_Mixed mild_4A | 4
7961 | 66728 | KS | SPNOc | Mixed mild | SPNOc_Mixed mild_4A | 4
7962 | 66739 | KS | SPNOc | Mixed mild | SPNOc_Mixed mild_4A | 4
7963 | 66770 | KS | SPNOc | Mixed mild | SPNOc_Mixed mild_4A | 4
7964 | 66773 | KS | SPNOc | Mixed mild | SPNOc_Mixed mild_4A | 4
7965 | 66778 | KS | SPNOc | Mixed mild | SPNOc_Mixed mild_4A | 4
7966 | 66782 | KS | SPNOc | Mixed mild | SPNOc_Mixed mild_4A | 4
7967 | 67336 | KS | SPNOc | Mixed mild | SPNOc_Mixed mild_4A | 4
7968 | 67356 | KS | SPNOc | Mixed mild | SPNOc_Mixed mild_4A | 4
7969 | 66870 | KS | SPNOc | Mixed mild | SPNOc_Mixed mild_4A | 4
7970 | 66733 | KS | SPNOc | Mixed mild | SPNOc_Mixed mild_4A | 4
7971 | 66740 | KS | SPNOc | Mixed mild | SPNOc_Mixed mild_4A | 4
7972 | 66771 | KS | SPNOc | Mixed mild | SPNOc_Mixed mild_4A | 4
7973 | 67341 | KS | SPNOc | Mixed mild | SPNOc_Mixed mild_4A | 4
7974 | 67357 | KS | SPNOc | Mixed mild | SPNOc_Mixed mild_4A | 4
7975 | 66853 | KS | SPNOc | Mixed mild | SPNOc_Mixed mild_4A | 4
7976 | 66855 | KS | SPNOc | Mixed mild | SPNOc_Mixed mild_4A | 4
7977 | 66863 | KS | SPNOc | Mixed mild | SPNOc_Mixed mild_4A | 4
7978 | 67045 | KS | SPNOc | Mixed mild | SPNOc_Mixed mild_4A | 4
7979 | 67122 | KS | SPNOc | Mixed mild | SPNOc_Mixed mild_4A | 4
7980 | 67137 | KS | SPNOc | Mixed mild | SPNOc_Mixed mild_4A | 4
7981 | 67345 | KS | SPNOc | Mixed mild | SPNOc_Mixed mild_4A | 4
7982 | 67346 | KS | SPNOc | Mixed mild | SPNOc_Mixed mild_4A | 4
7983 | 67349 | KS | SPNOc | Mixed mild | SPNOc_Mixed mild_4A | 4
7984 | 67352 | KS | SPNOc | Mixed mild | SPNOc_Mixed mild_4A | 4
7985 | 67353 | KS | SPNOc | Mixed mild | SPNOc_Mixed mild_4A | 4
7986 | 67301 | KS | SPNOc | Mixed mild | SPNOc_Mixed mild_4A | 4
7987 | 67333 | KS | SPNOc | Mixed mild | SPNOc_Mixed mild_4A | 4
7988 | 67337 | KS | SPNOc | Mixed mild | SPNOc_Mixed mild_4A | 4
7989 | 67340 | KS | SPNOc | Mixed mild | SPNOc_Mixed mild_4A | 4
7990 | 67347 | KS | SPNOc | Mixed mild | SPNOc_Mixed mild_4A | 4
7991 | 67351 | KS | SPNOc | Mixed mild | SPNOc_Mixed mild_4A | 4
7992 | 67363 | KS | SPNOc | Mixed mild | SPNOc_Mixed mild_4A | 4
7993 | 67364 | KS | SPNOc | Mixed mild | SPNOc_Mixed mild_4A | 4
7994 | 67330 | KS | SPNOc | Mixed mild | SPNOc_Mixed mild_4A | 4
7995 | 67332 | KS | SPNOc | Mixed mild | SPNOc_Mixed mild_4A | 4
7996 | 67342 | KS | SPNOc | Mixed mild | SPNOc_Mixed mild_4A | 4
7997 | 67354 | KS | SPNOc | Mixed mild | SPNOc_Mixed mild_4A | 4
7998 | 66838 | KS | SPNOc | Mixed mild | SPNOc_Mixed mild_4A | 4
7999 | 66840 | KS | SPNOc | Mixed mild | SPNOc_Mixed mild_4A | 4
8000 | 66843 | KS | SPNOc | Mixed mild | SPNOc_Mixed mild_4A | 4
8001 | 66845 | KS | SPNOc | Mixed mild | SPNOc_Mixed mild_4A | 4
8002 | 66850 | KS | SPNOc | Mixed mild | SPNOc_Mixed mild_4A | 4
8003 | 66858 | KS | SPNOc | Mixed mild | SPNOc_Mixed mild_4A | 4
8004 | 66862 | KS | SPNOc | Mixed mild | SPNOc_Mixed mild_4A | 4
8005 | 66869 | KS | SPNOc | Mixed mild | SPNOc_Mixed mild_4A | 4
8006 | 66859 | KS | SPNOc | Mixed mild | SPNOc_Mixed mild_4A | 4
8007 | 66873 | KS | SPNOc | Mixed mild | SPNOc_Mixed mild_4A | 4
8008 | 66851 | KS | SPNOc | Mixed mild | SPNOc_Mixed mild_4A | 4
8009 | 66861 | KS | SPNOc | Mixed mild | SPNOc_Mixed mild_4A | 4
8010 | 66866 | KS | SPNOc | Mixed mild | SPNOc_Mixed mild_4A | 4
8011 | 67053 | KS | SPNOc | Mixed mild | SPNOc_Mixed mild_4A | 4
8012 | 67062 | KS | SPNOc | Mixed mild | SPNOc_Mixed mild_4A | 4
8013 | 67063 | KS | SPNOc | Mixed mild | SPNOc_Mixed mild_4A | 4
8014 | 67073 | KS | SPNOc | Mixed mild | SPNOc_Mixed mild_4A | 4
8015 | 67114 | KS | SPNOc | Mixed mild | SPNOc_Mixed mild_4A | 4
8016 | 67151 | KS | SPNOc | Mixed mild | SPNOc_Mixed mild_4A | 4
8017 | 67428 | KS | SPNOc | Mixed mild | SPNOc_Mixed mild_4A | 4
8018 | 67438 | KS | SPNOc | Mixed mild | SPNOc_Mixed mild_4A | 4
8019 | 67483 | KS | SPNOc | Mixed mild | SPNOc_Mixed mild_4A | 4
8020 | 66842 | KS | SPNOc | Mixed mild | SPNOc_Mixed mild_4A | 4
8021 | 67002 | KS | SPNOc | Mixed mild | SPNOc_Mixed mild_4A | 4
8022 | 67008 | KS | SPNOc | Mixed mild | SPNOc_Mixed mild_4A | 4
8023 | 67010 | KS | SPNOc | Mixed mild | SPNOc_Mixed mild_4A | 4
8024 | 67012 | KS | SPNOc | Mixed mild | SPNOc_Mixed mild_4A | 4
8025 | 67017 | KS | SPNOc | Mixed mild | SPNOc_Mixed mild_4A | 4
8026 | 67039 | KS | SPNOc | Mixed mild | SPNOc_Mixed mild_4A | 4
8027 | 67041 | KS | SPNOc | Mixed mild | SPNOc_Mixed mild_4A | 4
8028 | 67042 | KS | SPNOc | Mixed mild | SPNOc_Mixed mild_4A | 4
8029 | 67072 | KS | SPNOc | Mixed mild | SPNOc_Mixed mild_4A | 4
8030 | 67074 | KS | SPNOc | Mixed mild | SPNOc_Mixed mild_4A | 4
8031 | 67123 | KS | SPNOc | Mixed mild | SPNOc_Mixed mild_4A | 4
8032 | 67131 | KS | SPNOc | Mixed mild | SPNOc_Mixed mild_4A | 4
8033 | 67132 | KS | SPNOc | Mixed mild | SPNOc_Mixed mild_4A | 4
8034 | 67133 | KS | SPNOc | Mixed mild | SPNOc_Mixed mild_4A | 4
8035 | 67144 | KS | SPNOc | Mixed mild | SPNOc_Mixed mild_4A | 4
8036 | 67154 | KS | SPNOc | Mixed mild | SPNOc_Mixed mild_4A | 4
8037 | 67228 | KS | SPNOc | Mixed mild | SPNOc_Mixed mild_4A | 4
8038 | 67230 | KS | SPNOc | Mixed mild | SPNOc_Mixed mild_4A | 4
8039 | 67232 | KS | SPNOc | Mixed mild | SPNOc_Mixed mild_4A | 4
8040 | 67020 | KS | SPNOc | Mixed mild | SPNOc_Mixed mild_4A | 4
8041 | 67056 | KS | SPNOc | Mixed mild | SPNOc_Mixed mild_4A | 4
8042 | 67107 | KS | SPNOc | Mixed mild | SPNOc_Mixed mild_4A | 4
8043 | 67117 | KS | SPNOc | Mixed mild | SPNOc_Mixed mild_4A | 4
8044 | 67135 | KS | SPNOc | Mixed mild | SPNOc_Mixed mild_4A | 4
8045 | 67147 | KS | SPNOc | Mixed mild | SPNOc_Mixed mild_4A | 4
8046 | 67522 | KS | SPNOc | Mixed mild | SPNOc_Mixed mild_4A | 4
8047 | 67546 | KS | SPNOc | Mixed mild | SPNOc_Mixed mild_4A | 4
8048 | 66901 | KS | SPNOc | Mixed mild | SPNOc_Mixed mild_4A | 4
8049 | 67401 | KS | SPNOc | Mixed mild | SPNOc_Mixed mild_4A | 4
8050 | 67418 | KS | SPNOc | Mixed mild | SPNOc_Mixed mild_4A | 4
8051 | 67422 | KS | SPNOc | Mixed mild | SPNOc_Mixed mild_4A | 4
8052 | 67436 | KS | SPNOc | Mixed mild | SPNOc_Mixed mild_4A | 4
8053 | 67445 | KS | SPNOc | Mixed mild | SPNOc_Mixed mild_4A | 4
8054 | 67455 | KS | SPNOc | Mixed mild | SPNOc_Mixed mild_4A | 4
8055 | 67466 | KS | SPNOc | Mixed mild | SPNOc_Mixed mild_4A | 4
8056 | 67467 | KS | SPNOc | Mixed mild | SPNOc_Mixed mild_4A | 4
8057 | 67470 | KS | SPNOc | Mixed mild | SPNOc_Mixed mild_4A | 4
8058 | 67484 | KS | SPNOc | Mixed mild | SPNOc_Mixed mild_4A | 4
8059 | 67468 | KS | SPNOc | Mixed mild | SPNOc_Mixed mild_4A | 4
8060 | 67001 | KS | SPNOc | Mixed mild | SPNOc_Mixed mild_4A | 4
8061 | 67016 | KS | SPNOc | Mixed mild | SPNOc_Mixed mild_4A | 4
8062 | 67025 | KS | SPNOc | Mixed mild | SPNOc_Mixed mild_4A | 4
8063 | 67026 | KS | SPNOc | Mixed mild | SPNOc_Mixed mild_4A | 4
8064 | 67030 | KS | SPNOc | Mixed mild | SPNOc_Mixed mild_4A | 4
8065 | 67031 | KS | SPNOc | Mixed mild | SPNOc_Mixed mild_4A | 4
8066 | 67037 | KS | SPNOc | Mixed mild | SPNOc_Mixed mild_4A | 4
8067 | 67050 | KS | SPNOc | Mixed mild | SPNOc_Mixed mild_4A | 4
8068 | 67052 | KS | SPNOc | Mixed mild | SPNOc_Mixed mild_4A | 4
8069 | 67055 | KS | SPNOc | Mixed mild | SPNOc_Mixed mild_4A | 4
8070 | 67060 | KS | SPNOc | Mixed mild | SPNOc_Mixed mild_4A | 4
8071 | 67067 | KS | SPNOc | Mixed mild | SPNOc_Mixed mild_4A | 4
8072 | 67101 | KS | SPNOc | Mixed mild | SPNOc_Mixed mild_4A | 4
8073 | 67106 | KS | SPNOc | Mixed mild | SPNOc_Mixed mild_4A | 4
8074 | 67108 | KS | SPNOc | Mixed mild | SPNOc_Mixed mild_4A | 4
8075 | 67110 | KS | SPNOc | Mixed mild | SPNOc_Mixed mild_4A | 4
8076 | 67118 | KS | SPNOc | Mixed mild | SPNOc_Mixed mild_4A | 4
8077 | 67120 | KS | SPNOc | Mixed mild | SPNOc_Mixed mild_4A | 4
8078 | 67149 | KS | SPNOc | Mixed mild | SPNOc_Mixed mild_4A | 4
8079 | 67201 | KS | SPNOc | Mixed mild | SPNOc_Mixed mild_4A | 4
8080 | 67202 | KS | SPNOc | Mixed mild | SPNOc_Mixed mild_4A | 4
8081 | 67203 | KS | SPNOc | Mixed mild | SPNOc_Mixed mild_4A | 4
8082 | 67204 | KS | SPNOc | Mixed mild | SPNOc_Mixed mild_4A | 4
8083 | 67205 | KS | SPNOc | Mixed mild | SPNOc_Mixed mild_4A | 4
8084 | 67206 | KS | SPNOc | Mixed mild | SPNOc_Mixed mild_4A | 4
8085 | 67207 | KS | SPNOc | Mixed mild | SPNOc_Mixed mild_4A | 4
8086 | 67208 | KS | SPNOc | Mixed mild | SPNOc_Mixed mild_4A | 4
8087 | 67209 | KS | SPNOc | Mixed mild | SPNOc_Mixed mild_4A | 4
8088 | 67210 | KS | SPNOc | Mixed mild | SPNOc_Mixed mild_4A | 4
8089 | 67211 | KS | SPNOc | Mixed mild | SPNOc_Mixed mild_4A | 4
8090 | 67212 | KS | SPNOc | Mixed mild | SPNOc_Mixed mild_4A | 4
8091 | 67213 | KS | SPNOc | Mixed mild | SPNOc_Mixed mild_4A | 4
8092 | 67214 | KS | SPNOc | Mixed mild | SPNOc_Mixed mild_4A | 4
8093 | 67215 | KS | SPNOc | Mixed mild | SPNOc_Mixed mild_4A | 4
8094 | 67216 | KS | SPNOc | Mixed mild | SPNOc_Mixed mild_4A | 4
8095 | 67217 | KS | SPNOc | Mixed mild | SPNOc_Mixed mild_4A | 4
8096 | 67218 | KS | SPNOc | Mixed mild | SPNOc_Mixed mild_4A | 4
8097 | 67219 | KS | SPNOc | Mixed mild | SPNOc_Mixed mild_4A | 4
8098 | 67220 | KS | SPNOc | Mixed mild | SPNOc_Mixed mild_4A | 4
8099 | 67221 | KS | SPNOc | Mixed mild | SPNOc_Mixed mild_4A | 4
8100 | 67223 | KS | SPNOc | Mixed mild | SPNOc_Mixed mild_4A | 4
8101 | 67226 | KS | SPNOc | Mixed mild | SPNOc_Mixed mild_4A | 4
8102 | 67227 | KS | SPNOc | Mixed mild | SPNOc_Mixed mild_4A | 4
8103 | 67235 | KS | SPNOc | Mixed mild | SPNOc_Mixed mild_4A | 4
8104 | 67260 | KS | SPNOc | Mixed mild | SPNOc_Mixed mild_4A | 4
8105 | 67275 | KS | SPNOc | Mixed mild | SPNOc_Mixed mild_4A | 4
8106 | 67276 | KS | SPNOc | Mixed mild | SPNOc_Mixed mild_4A | 4
8107 | 67277 | KS | SPNOc | Mixed mild | SPNOc_Mixed mild_4A | 4
8108 | 67278 | KS | SPNOc | Mixed mild | SPNOc_Mixed mild_4A | 4
8109 | 67543 | KS | SPNOc | Mixed mild | SPNOc_Mixed mild_4A | 4
8110 | 67003 | KS | SPNOc | Mixed mild | SPNOc_Mixed mild_4A | 4
8111 | 67004 | KS | SPNOc | Mixed mild | SPNOc_Mixed mild_4A | 4
8112 | 67009 | KS | SPNOc | Mixed mild | SPNOc_Mixed mild_4A | 4
8113 | 67018 | KS | SPNOc | Mixed mild | SPNOc_Mixed mild_4A | 4
8114 | 67036 | KS | SPNOc | Mixed mild | SPNOc_Mixed mild_4A | 4
8115 | 67049 | KS | SPNOc | Mixed mild | SPNOc_Mixed mild_4A | 4
8116 | 67058 | KS | SPNOc | Mixed mild | SPNOc_Mixed mild_4A | 4
8117 | 67061 | KS | SPNOc | Mixed mild | SPNOc_Mixed mild_4A | 4
8118 | 67138 | KS | SPNOc | Mixed mild | SPNOc_Mixed mild_4A | 4
8119 | 67150 | KS | SPNOc | Mixed mild | SPNOc_Mixed mild_4A | 4
8120 | 67159 | KS | SPNOc | Mixed mild | SPNOc_Mixed mild_4A | 4
8121 | 67013 | KS | SPNOc | Mixed mild | SPNOc_Mixed mild_4A | 4
8122 | 67022 | KS | SPNOc | Mixed mild | SPNOc_Mixed mild_4A | 4
8123 | 67051 | KS | SPNOc | Mixed mild | SPNOc_Mixed mild_4A | 4
8124 | 67103 | KS | SPNOc | Mixed mild | SPNOc_Mixed mild_4A | 4
8125 | 67105 | KS | SPNOc | Mixed mild | SPNOc_Mixed mild_4A | 4
8126 | 67119 | KS | SPNOc | Mixed mild | SPNOc_Mixed mild_4A | 4
8127 | 67140 | KS | SPNOc | Mixed mild | SPNOc_Mixed mild_4A | 4
8128 | 67146 | KS | SPNOc | Mixed mild | SPNOc_Mixed mild_4A | 4
8129 | 67152 | KS | SPNOc | Mixed mild | SPNOc_Mixed mild_4A | 4
8130 | 67035 | KS | SPNOc | Mixed mild | SPNOc_Mixed mild_4A | 4
8131 | 67065 | KS | SPNOc | Mixed mild | SPNOc_Mixed mild_4A | 4
8132 | 67068 | KS | SPNOc | Mixed mild | SPNOc_Mixed mild_4A | 4
8133 | 67111 | KS | SPNOc | Mixed mild | SPNOc_Mixed mild_4A | 4
8134 | 67112 | KS | SPNOc | Mixed mild | SPNOc_Mixed mild_4A | 4
8135 | 67142 | KS | SPNOc | Mixed mild | SPNOc_Mixed mild_4A | 4
8136 | 67570 | KS | SPNOc | Mixed mild | SPNOc_Mixed mild_4A | 4
8137 | 67005 | KS | SPNOc | Mixed mild | SPNOc_Mixed mild_4A | 4
8138 | 67019 | KS | SPNOc | Mixed mild | SPNOc_Mixed mild_4A | 4
8139 | 67023 | KS | SPNOc | Mixed mild | SPNOc_Mixed mild_4A | 4
8140 | 67024 | KS | SPNOc | Mixed mild | SPNOc_Mixed mild_4A | 4
8141 | 67038 | KS | SPNOc | Mixed mild | SPNOc_Mixed mild_4A | 4
8142 | 67102 | KS | SPNOc | Mixed mild | SPNOc_Mixed mild_4A | 4
8143 | 67156 | KS | SPNOc | Mixed mild | SPNOc_Mixed mild_4A | 4
8144 | 67028 | KS | SPNOc | Mixed mild | SPNOc_Mixed mild_4A | 4
8145 | 67057 | KS | SPNOc | Mixed mild | SPNOc_Mixed mild_4A | 4
8146 | 67070 | KS | SPNOc | Mixed mild | SPNOc_Mixed mild_4A | 4
8147 | 67071 | KS | SPNOc | Mixed mild | SPNOc_Mixed mild_4A | 4
8148 | 67104 | KS | SPNOc | Mixed mild | SPNOc_Mixed mild_4A | 4
8149 | 67134 | KS | SPNOc | Mixed mild | SPNOc_Mixed mild_4A | 4
8150 | 67143 | KS | SPNOc | Mixed mild | SPNOc_Mixed mild_4A | 4
8151 | 67501 | KS | SPNOc | Mixed mild | SPNOc_Mixed mild_4A | 4
8152 | 67502 | KS | SPNOc | Mixed mild | SPNOc_Mixed mild_4A | 4
8153 | 67505 | KS | SPNOc | Mixed mild | SPNOc_Mixed mild_4A | 4
8154 | 67510 | KS | SPNOc | Mixed mild | SPNOc_Mixed mild_4A | 4
8155 | 67512 | KS | SPNOc | Mixed mild | SPNOc_Mixed mild_4A | 4
8156 | 67514 | KS | SPNOc | Mixed mild | SPNOc_Mixed mild_4A | 4
8157 | 67561 | KS | SPNOc | Mixed mild | SPNOc_Mixed mild_4A | 4
8158 | 67566 | KS | SPNOc | Mixed mild | SPNOc_Mixed mild_4A | 4
8159 | 67568 | KS | SPNOc | Mixed mild | SPNOc_Mixed mild_4A | 4
8160 | 67578 | KS | SPNOc | Mixed mild | SPNOc_Mixed mild_4A | 4
8161 | 67579 | KS | SPNOc | Mixed mild | SPNOc_Mixed mild_4A | 4
8162 | 67581 | KS | SPNOc | Mixed mild | SPNOc_Mixed mild_4A | 4
8163 | 67583 | KS | SPNOc | Mixed mild | SPNOc_Mixed mild_4A | 4
8164 | 67585 | KS | SPNOc | Mixed mild | SPNOc_Mixed mild_4A | 4
8165 | 67021 | KS | SPNOc | Mixed mild | SPNOc_Mixed mild_4A | 4
8166 | 67059 | KS | SPNOc | Mixed mild | SPNOc_Mixed mild_4A | 4
8167 | 67066 | KS | SPNOc | Mixed mild | SPNOc_Mixed mild_4A | 4
8168 | 67124 | KS | SPNOc | Mixed mild | SPNOc_Mixed mild_4A | 4
8169 | 67557 | KS | SPNOc | Mixed mild | SPNOc_Mixed mild_4A | 4
8170 | 67576 | KS | SPNOc | Mixed mild | SPNOc_Mixed mild_4A | 4
8171 | 67334 | KS | SPNOc | Mixed mild | SPNOc_Mixed mild_4A | 4
8172 | 67355 | KS | SPNOc | Mixed mild | SPNOc_Mixed mild_4A | 4
8173 | 67360 | KS | SPNOc | Mixed mild | SPNOc_Mixed mild_4A | 4
8174 | 67361 | KS | SPNOc | Mixed mild | SPNOc_Mixed mild_4A | 4
8175 | 67054 | KS | SPNOc | Mixed mild | SPNOc_Mixed mild_4A | 4
8176 | 67109 | KS | SPNOc | Mixed mild | SPNOc_Mixed mild_4A | 4
8177 | 67155 | KS | SPNOc | Mixed mild | SPNOc_Mixed mild_4A | 4
8178 | 67834 | KS | SPNOc | Mixed mild | SPNOc_Mixed mild_4A | 4
8179 | 67029 | KS | SPNOc | Mixed mild | SPNOc_Mixed mild_4A | 4
8180 | 67127 | KS | SPNOc | Mixed mild | SPNOc_Mixed mild_4A | 4
8181 | 67519 | KS | SPNOc | Mixed mild | SPNOc_Mixed mild_4A | 4
8182 | 67547 | KS | SPNOc | Mixed mild | SPNOc_Mixed mild_4A | 4
8183 | 67552 | KS | SPNOc | Mixed mild | SPNOc_Mixed mild_4A | 4
8184 | 67563 | KS | SPNOc | Mixed mild | SPNOc_Mixed mild_4A | 4
8185 | 67416 | KS | SPNOc | Mixed mild | SPNOc_Mixed mild_4A | 4
8186 | 67443 | KS | SPNOc | Mixed mild | SPNOc_Mixed mild_4A | 4
8187 | 67456 | KS | SPNOc | Mixed mild | SPNOc_Mixed mild_4A | 4
8188 | 67460 | KS | SPNOc | Mixed mild | SPNOc_Mixed mild_4A | 4
8189 | 67464 | KS | SPNOc | Mixed mild | SPNOc_Mixed mild_4A | 4
8190 | 67476 | KS | SPNOc | Mixed mild | SPNOc_Mixed mild_4A | 4
8191 | 67491 | KS | SPNOc | Mixed mild | SPNOc_Mixed mild_4A | 4
8192 | 67831 | KS | SPNOc | Mixed mild | SPNOc_Mixed mild_4A | 4
8193 | 67840 | KS | SPNOc | Mixed mild | SPNOc_Mixed mild_4A | 4
8194 | 67842 | KS | SPNOc | Mixed mild | SPNOc_Mixed mild_4A | 4
8195 | 67865 | KS | SPNOc | Mixed mild | SPNOc_Mixed mild_4A | 4
8196 | 67402 | KS | SPNOc | Mixed mild | SPNOc_Mixed mild_4A | 4
8197 | 67425 | KS | SPNOc | Mixed mild | SPNOc_Mixed mild_4A | 4
8198 | 67442 | KS | SPNOc | Mixed mild | SPNOc_Mixed mild_4A | 4
8199 | 67423 | KS | SPNOc | Mixed mild | SPNOc_Mixed mild_4A | 4
8200 | 67481 | KS | SPNOc | Mixed mild | SPNOc_Mixed mild_4A | 4
8201 | 67490 | KS | SPNOc | Mixed mild | SPNOc_Mixed mild_4A | 4
8202 | 67648 | KS | SPNOc | Mixed mild | SPNOc_Mixed mild_4A | 4
8203 | 67427 | KS | SPNOc | Mixed mild | SPNOc_Mixed mild_4A | 4
8204 | 67439 | KS | SPNOc | Mixed mild | SPNOc_Mixed mild_4A | 4
8205 | 67444 | KS | SPNOc | Mixed mild | SPNOc_Mixed mild_4A | 4
8206 | 67450 | KS | SPNOc | Mixed mild | SPNOc_Mixed mild_4A | 4
8207 | 67454 | KS | SPNOc | Mixed mild | SPNOc_Mixed mild_4A | 4
8208 | 67459 | KS | SPNOc | Mixed mild | SPNOc_Mixed mild_4A | 4
8209 | 67511 | KS | SPNOc | Mixed mild | SPNOc_Mixed mild_4A | 4
8210 | 67525 | KS | SPNOc | Mixed mild | SPNOc_Mixed mild_4A | 4
8211 | 67526 | KS | SPNOc | Mixed mild | SPNOc_Mixed mild_4A | 4
8212 | 67530 | KS | SPNOc | Mixed mild | SPNOc_Mixed mild_4A | 4
8213 | 67544 | KS | SPNOc | Mixed mild | SPNOc_Mixed mild_4A | 4
8214 | 67564 | KS | SPNOc | Mixed mild | SPNOc_Mixed mild_4A | 4
8215 | 67565 | KS | SPNOc | Mixed mild | SPNOc_Mixed mild_4A | 4
8216 | 67567 | KS | SPNOc | Mixed mild | SPNOc_Mixed mild_4A | 4
8217 | 67665 | KS | SPNOc | Mixed mild | SPNOc_Mixed mild_4A | 4
8218 | 67457 | KS | SPNOc | Mixed mild | SPNOc_Mixed mild_4A | 4
8219 | 67524 | KS | SPNOc | Mixed mild | SPNOc_Mixed mild_4A | 4
8220 | 67554 | KS | SPNOc | Mixed mild | SPNOc_Mixed mild_4A | 4
8221 | 67573 | KS | SPNOc | Mixed mild | SPNOc_Mixed mild_4A | 4
8222 | 67626 | KS | SPNOc | Mixed mild | SPNOc_Mixed mild_4A | 4
8223 | 67634 | KS | SPNOc | Mixed mild | SPNOc_Mixed mild_4A | 4
8224 | 67640 | KS | SPNOc | Mixed mild | SPNOc_Mixed mild_4A | 4
8225 | 67513 | KS | SPNOc | Mixed mild | SPNOc_Mixed mild_4A | 4
8226 | 67520 | KS | SPNOc | Mixed mild | SPNOc_Mixed mild_4A | 4
8227 | 67521 | KS | SPNOc | Mixed mild | SPNOc_Mixed mild_4A | 4
8228 | 67548 | KS | SPNOc | Mixed mild | SPNOc_Mixed mild_4A | 4
8229 | 67553 | KS | SPNOc | Mixed mild | SPNOc_Mixed mild_4A | 4
8230 | 67556 | KS | SPNOc | Mixed mild | SPNOc_Mixed mild_4A | 4
8231 | 67559 | KS | SPNOc | Mixed mild | SPNOc_Mixed mild_4A | 4
8232 | 67575 | KS | SPNOc | Mixed mild | SPNOc_Mixed mild_4A | 4
8233 | 67523 | KS | SPNOc | Mixed mild | SPNOc_Mixed mild_4A | 4
8234 | 67529 | KS | SPNOc | Mixed mild | SPNOc_Mixed mild_4A | 4
8235 | 67550 | KS | SPNOc | Mixed mild | SPNOc_Mixed mild_4A | 4
8236 | 67574 | KS | SPNOc | Mixed mild | SPNOc_Mixed mild_4A | 4
8237 | 67801 | KS | SPNOc | Mixed mild | SPNOc_Mixed mild_4A | 4
8238 | 67835 | KS | SPNOc | Mixed mild | SPNOc_Mixed mild_4A | 4
8239 | 67849 | KS | SPNOc | Mixed mild | SPNOc_Mixed mild_4A | 4
8240 | 67854 | KS | SPNOc | Mixed mild | SPNOc_Mixed mild_4A | 4
8241 | 67876 | KS | SPNOc | Mixed mild | SPNOc_Mixed mild_4A | 4
8242 | 67545 | KS | SPNOc | Mixed mild | SPNOc_Mixed mild_4A | 4
8243 | 67841 | KS | SPNOc | Mixed mild | SPNOc_Mixed mild_4A | 4
8244 | 67844 | KS | SPNOc | Mixed mild | SPNOc_Mixed mild_4A | 4
8245 | 67882 | KS | SPNOc | Mixed mild | SPNOc_Mixed mild_4A | 4
8246 | 67837 | KS | SPNOc | Mixed mild | SPNOc_Mixed mild_4A | 4
8247 | 67843 | KS | SPNOc | Mixed mild | SPNOc_Mixed mild_4A | 4
8248 | 67846 | KS | SPNOc | Mixed mild | SPNOc_Mixed mild_4A | 4
8249 | 67853 | KS | SPNOc | Mixed mild | SPNOc_Mixed mild_4A | 4
8250 | 67867 | KS | SPNOc | Mixed mild | SPNOc_Mixed mild_4A | 4
8251 | 67868 | KS | SPNOc | Mixed mild | SPNOc_Mixed mild_4A | 4
8252 | 67838 | KS | SPNOc | Mixed mild | SPNOc_Mixed mild_4A | 4
8253 | 67839 | KS | SPNOc | Mixed mild | SPNOc_Mixed mild_4A | 4
8254 | 67851 | KS | SPNOc | Mixed mild | SPNOc_Mixed mild_4A | 4
8255 | 67864 | KS | SPNOc | Mixed mild | SPNOc_Mixed mild_4A | 4
8256 | 67869 | KS | SPNOc | Mixed mild | SPNOc_Mixed mild_4A | 4
8257 | 67870 | KS | SPNOc | Mixed mild | SPNOc_Mixed mild_4A | 4
8258 | 67877 | KS | SPNOc | Mixed mild | SPNOc_Mixed mild_4A | 4
8259 | 67880 | KS | SPNOc | Mixed mild | SPNOc_Mixed mild_4A | 4
8260 | 67952 | KS | SPNOc | Mixed mild | SPNOc_Mixed mild_4A | 4
8261 | 67860 | KS | SPNOc | Mixed mild | SPNOc_Mixed mild_4A | 4
8262 | 67855 | KS | SPNOc | Mixed mild | SPNOc_Mixed mild_4A | 4
8263 | 67862 | KS | SPNOc | Mixed mild | SPNOc_Mixed mild_4A | 4
8264 | 67950 | KS | SPNOc | Mixed mild | SPNOc_Mixed mild_4A | 4
8265 | 67953 | KS | SPNOc | Mixed mild | SPNOc_Mixed mild_4A | 4
8266 | 67954 | KS | SPNOc | Mixed mild | SPNOc_Mixed mild_4A | 4
8267 | 67859 | KS | SPNOc | Mixed mild | SPNOc_Mixed mild_4A | 4
8268 | 67901 | KS | SPNOc | Mixed mild | SPNOc_Mixed mild_4A | 4
8269 | 67951 | KS | SPNOc | Mixed mild | SPNOc_Mixed mild_4A | 4
8270 | 72044 | AR | SRMVc | Mixed mild | SRMVc_Mixed mild_4A | 4
8271 | 72051 | AR | SRMVc | Mixed mild | SRMVc_Mixed mild_4A | 4
8272 | 72519 | AR | SRMVc | Mixed mild | SRMVc_Mixed mild_4A | 4
8273 | 72530 | AR | SRMVc | Mixed mild | SRMVc_Mixed mild_4A | 4
8274 | 72533 | AR | SRMVc | Mixed mild | SRMVc_Mixed mild_4A | 4
8275 | 72555 | AR | SRMVc | Mixed mild | SRMVc_Mixed mild_4A | 4
8276 | 72556 | AR | SRMVc | Mixed mild | SRMVc_Mixed mild_4A | 4
8277 | 72560 | AR | SRMVc | Mixed mild | SRMVc_Mixed mild_4A | 4
8278 | 72567 | AR | SRMVc | Mixed mild | SRMVc_Mixed mild_4A | 4
8279 | 72617 | AR | SRMVc | Mixed mild | SRMVc_Mixed mild_4A | 4
8280 | 72650 | AR | SRMVc | Mixed mild | SRMVc_Mixed mild_4A | 4
8281 | 72657 | AR | SRMVc | Mixed mild | SRMVc_Mixed mild_4A | 4
8282 | 72663 | AR | SRMVc | Mixed mild | SRMVc_Mixed mild_4A | 4
8283 | 72680 | AR | SRMVc | Mixed mild | SRMVc_Mixed mild_4A | 4
8284 | 72512 | AR | SRMVc | Mixed mild | SRMVc_Mixed mild_4A | 4
8285 | 72517 | AR | SRMVc | Mixed mild | SRMVc_Mixed mild_4A | 4
8286 | 72528 | AR | SRMVc | Mixed mild | SRMVc_Mixed mild_4A | 4
8287 | 72536 | AR | SRMVc | Mixed mild | SRMVc_Mixed mild_4A | 4
8288 | 72540 | AR | SRMVc | Mixed mild | SRMVc_Mixed mild_4A | 4
8289 | 72561 | AR | SRMVc | Mixed mild | SRMVc_Mixed mild_4A | 4
8290 | 72565 | AR | SRMVc | Mixed mild | SRMVc_Mixed mild_4A | 4
8291 | 72566 | AR | SRMVc | Mixed mild | SRMVc_Mixed mild_4A | 4
8292 | 72573 | AR | SRMVc | Mixed mild | SRMVc_Mixed mild_4A | 4
8293 | 72576 | AR | SRMVc | Mixed mild | SRMVc_Mixed mild_4A | 4
8294 | 72584 | AR | SRMVc | Mixed mild | SRMVc_Mixed mild_4A | 4
8295 | 72585 | AR | SRMVc | Mixed mild | SRMVc_Mixed mild_4A | 4
8296 | 72587 | AR | SRMVc | Mixed mild | SRMVc_Mixed mild_4A | 4
8297 | 72515 | AR | SRMVc | Mixed mild | SRMVc_Mixed mild_4A | 4
8298 | 72520 | AR | SRMVc | Mixed mild | SRMVc_Mixed mild_4A | 4
8299 | 72531 | AR | SRMVc | Mixed mild | SRMVc_Mixed mild_4A | 4
8300 | 72538 | AR | SRMVc | Mixed mild | SRMVc_Mixed mild_4A | 4
8301 | 72539 | AR | SRMVc | Mixed mild | SRMVc_Mixed mild_4A | 4
8302 | 72544 | AR | SRMVc | Mixed mild | SRMVc_Mixed mild_4A | 4
8303 | 72578 | AR | SRMVc | Mixed mild | SRMVc_Mixed mild_4A | 4
8304 | 72583 | AR | SRMVc | Mixed mild | SRMVc_Mixed mild_4A | 4
8305 | 72537 | AR | SRMVc | Mixed mild | SRMVc_Mixed mild_4A | 4
8306 | 72623 | AR | SRMVc | Mixed mild | SRMVc_Mixed mild_4A | 4
8307 | 72626 | AR | SRMVc | Mixed mild | SRMVc_Mixed mild_4A | 4
8308 | 72635 | AR | SRMVc | Mixed mild | SRMVc_Mixed mild_4A | 4
8309 | 72642 | AR | SRMVc | Mixed mild | SRMVc_Mixed mild_4A | 4
8310 | 72651 | AR | SRMVc | Mixed mild | SRMVc_Mixed mild_4A | 4
8311 | 72653 | AR | SRMVc | Mixed mild | SRMVc_Mixed mild_4A | 4
8312 | 72654 | AR | SRMVc | Mixed mild | SRMVc_Mixed mild_4A | 4
8313 | 72658 | AR | SRMVc | Mixed mild | SRMVc_Mixed mild_4A | 4
8314 | 72659 | AR | SRMVc | Mixed mild | SRMVc_Mixed mild_4A | 4
8315 | 72601 | AR | SPSOc | Mixed mild | SPSOc_Mixed mild_4A/4B | 4
8316 | 72602 | AR | SPSOc | Mixed mild | SPSOc_Mixed mild_4A/4B | 4
8317 | 72611 | AR | SPSOc | Mixed mild | SPSOc_Mixed mild_4A/4B | 4
8318 | 72615 | AR | SPSOc | Mixed mild | SPSOc_Mixed mild_4A/4B | 4
8319 | 72633 | AR | SPSOc | Mixed mild | SPSOc_Mixed mild_4A/4B | 4
8320 | 72643 | MO | SPSOc | Mixed mild | SPSOc_Mixed mild_4A/4B | 4
8321 | 72644 | AR | SPSOc | Mixed mild | SPSOc_Mixed mild_4A/4B | 4
8322 | 72662 | AR | SPSOc | Mixed mild | SPSOc_Mixed mild_4A/4B | 4
8323 | 72682 | AR | SPSOc | Mixed mild | SPSOc_Mixed mild_4A/4B | 4
8324 | 72685 | AR | SPSOc | Mixed mild | SPSOc_Mixed mild_4A/4B | 4
8325 | 72687 | AR | SPSOc | Mixed mild | SPSOc_Mixed mild_4A/4B | 4
8326 | 72624 | AR | SPSOc | Mixed mild | SPSOc_Mixed mild_4A/4B | 4
8327 | 72628 | AR | SPSOc | Mixed mild | SPSOc_Mixed mild_4A/4B | 4
8328 | 72638 | AR | SPSOc | Mixed mild | SPSOc_Mixed mild_4A/4B | 4
8329 | 72640 | AR | SPSOc | Mixed mild | SPSOc_Mixed mild_4A/4B | 4
8330 | 72641 | AR | SPSOc | Mixed mild | SPSOc_Mixed mild_4A/4B | 4
8331 | 72648 | AR | SPSOc | Mixed mild | SPSOc_Mixed mild_4A/4B | 4
8332 | 72655 | AR | SPSOc | Mixed mild | SPSOc_Mixed mild_4A/4B | 4
8333 | 72666 | AR | SPSOc | Mixed mild | SPSOc_Mixed mild_4A/4B | 4
8334 | 72670 | AR | SPSOc | Mixed mild | SPSOc_Mixed mild_4A/4B | 4
8335 | 72683 | AR | SPSOc | Mixed mild | SPSOc_Mixed mild_4A/4B | 4
8336 | 72742 | AR | SPSOc | Mixed mild | SPSOc_Mixed mild_4A/4B | 4
8337 | 72619 | AR | SPSOc | Mixed mild | SPSOc_Mixed mild_4A/4B | 4
8338 | 72634 | AR | SPSOc | Mixed mild | SPSOc_Mixed mild_4A/4B | 4
8339 | 72661 | AR | SPSOc | Mixed mild | SPSOc_Mixed mild_4A/4B | 4
8340 | 72668 | AR | SPSOc | Mixed mild | SPSOc_Mixed mild_4A/4B | 4
8341 | 72672 | AR | SPSOc | Mixed mild | SPSOc_Mixed mild_4A/4B | 4
8342 | 72675 | AR | SPSOc | Mixed mild | SPSOc_Mixed mild_4A/4B | 4
8343 | 72677 | AR | SPSOc | Mixed mild | SPSOc_Mixed mild_4A/4B | 4
8344 | 72613 | AR | SPSOc | Mixed mild | SPSOc_Mixed mild_4A/4B | 4
8345 | 72616 | AR | SPSOc | Mixed mild | SPSOc_Mixed mild_4A/4B | 4
8346 | 72631 | AR | SPSOc | Mixed mild | SPSOc_Mixed mild_4A/4B | 4
8347 | 72632 | AR | SPSOc | Mixed mild | SPSOc_Mixed mild_4A/4B | 4
8348 | 72660 | AR | SPSOc | Mixed mild | SPSOc_Mixed mild_4A/4B | 4
8349 | 72740 | AR | SPSOc | Mixed mild | SPSOc_Mixed mild_4A/4B | 4
8350 | 72636 | AR | SPSOc | Mixed mild | SPSOc_Mixed mild_4A/4B | 4
8351 | 72639 | AR | SPSOc | Mixed mild | SPSOc_Mixed mild_4A/4B | 4
8352 | 72669 | AR | SPSOc | Mixed mild | SPSOc_Mixed mild_4A/4B | 4
8353 | 72703 | AR | SPSOc | Mixed mild | SPSOc_Mixed mild_4A/4B | 4
8354 | 72721 | AR | SPSOc | Mixed mild | SPSOc_Mixed mild_4A/4B | 4
8355 | 72727 | AR | SPSOc | Mixed mild | SPSOc_Mixed mild_4A/4B | 4
8356 | 72738 | AR | SPSOc | Mixed mild | SPSOc_Mixed mild_4A/4B | 4
8357 | 72752 | AR | SPSOc | Mixed mild | SPSOc_Mixed mild_4A/4B | 4
8358 | 72756 | AR | SPSOc | Mixed mild | SPSOc_Mixed mild_4A/4B | 4
8359 | 72760 | AR | SPSOc | Mixed mild | SPSOc_Mixed mild_4A/4B | 4
8360 | 72773 | AR | SPSOc | Mixed mild | SPSOc_Mixed mild_4A/4B | 4
8361 | 72776 | AR | SPSOc | Mixed mild | SPSOc_Mixed mild_4A/4B | 4
8362 | 72852 | AR | SPSOc | Mixed mild | SPSOc_Mixed mild_4A/4B | 4
8363 | 72959 | AR | SPSOc | Mixed mild | SPSOc_Mixed mild_4A/4B | 4
8364 | 72701 | AR | SPSOc | Mixed mild | SPSOc_Mixed mild_4A/4B | 4
8365 | 72702 | AR | SPSOc | Mixed mild | SPSOc_Mixed mild_4A/4B | 4
8366 | 72704 | AR | SPSOc | Mixed mild | SPSOc_Mixed mild_4A/4B | 4
8367 | 72717 | AR | SPSOc | Mixed mild | SPSOc_Mixed mild_4A/4B | 4
8368 | 72728 | AR | SPSOc | Mixed mild | SPSOc_Mixed mild_4A/4B | 4
8369 | 72729 | AR | SPSOc | Mixed mild | SPSOc_Mixed mild_4A/4B | 4
8370 | 72730 | AR | SPSOc | Mixed mild | SPSOc_Mixed mild_4A/4B | 4
8371 | 72734 | AR | SPSOc | Mixed mild | SPSOc_Mixed mild_4A/4B | 4
8372 | 72735 | AR | SPSOc | Mixed mild | SPSOc_Mixed mild_4A/4B | 4
8373 | 72737 | AR | SPSOc | Mixed mild | SPSOc_Mixed mild_4A/4B | 4
8374 | 72741 | AR | SPSOc | Mixed mild | SPSOc_Mixed mild_4A/4B | 4
8375 | 72744 | AR | SPSOc | Mixed mild | SPSOc_Mixed mild_4A/4B | 4
8376 | 72749 | AR | SPSOc | Mixed mild | SPSOc_Mixed mild_4A/4B | 4
8377 | 72753 | AR | SPSOc | Mixed mild | SPSOc_Mixed mild_4A/4B | 4
8378 | 72761 | AR | SPSOc | Mixed mild | SPSOc_Mixed mild_4A/4B | 4
8379 | 72762 | AR | SPSOc | Mixed mild | SPSOc_Mixed mild_4A/4B | 4
8380 | 72764 | AR | SPSOc | Mixed mild | SPSOc_Mixed mild_4A/4B | 4
8381 | 72765 | AR | SPSOc | Mixed mild | SPSOc_Mixed mild_4A/4B | 4
8382 | 72766 | AR | SPSOc | Mixed mild | SPSOc_Mixed mild_4A/4B | 4
8383 | 72769 | AR | SPSOc | Mixed mild | SPSOc_Mixed mild_4A/4B | 4
8384 | 72770 | AR | SPSOc | Mixed mild | SPSOc_Mixed mild_4A/4B | 4
8385 | 72774 | AR | SPSOc | Mixed mild | SPSOc_Mixed mild_4A/4B | 4
8386 | 72948 | AR | SPSOc | Mixed mild | SPSOc_Mixed mild_4A/4B | 4
8387 | 72711 | AR | SPSOc | Mixed mild | SPSOc_Mixed mild_4A/4B | 4
8388 | 72712 | AR | SPSOc | Mixed mild | SPSOc_Mixed mild_4A/4B | 4
8389 | 72713 | AR | SPSOc | Mixed mild | SPSOc_Mixed mild_4A/4B | 4
8390 | 72714 | AR | SPSOc | Mixed mild | SPSOc_Mixed mild_4A/4B | 4
8391 | 72715 | AR | SPSOc | Mixed mild | SPSOc_Mixed mild_4A/4B | 4
8392 | 72716 | AR | SPSOc | Mixed mild | SPSOc_Mixed mild_4A/4B | 4
8393 | 72718 | AR | SPSOc | Mixed mild | SPSOc_Mixed mild_4A/4B | 4
8394 | 72719 | AR | SPSOc | Mixed mild | SPSOc_Mixed mild_4A/4B | 4
8395 | 72722 | AR | SPSOc | Mixed mild | SPSOc_Mixed mild_4A/4B | 4
8396 | 72732 | AR | SPSOc | Mixed mild | SPSOc_Mixed mild_4A/4B | 4
8397 | 72733 | AR | SPSOc | Mixed mild | SPSOc_Mixed mild_4A/4B | 4
8398 | 72736 | AR | SPSOc | Mixed mild | SPSOc_Mixed mild_4A/4B | 4
8399 | 72739 | AR | SPSOc | Mixed mild | SPSOc_Mixed mild_4A/4B | 4
8400 | 72745 | AR | SPSOc | Mixed mild | SPSOc_Mixed mild_4A/4B | 4
8401 | 72747 | AR | SPSOc | Mixed mild | SPSOc_Mixed mild_4A/4B | 4
8402 | 72751 | AR | SPSOc | Mixed mild | SPSOc_Mixed mild_4A/4B | 4
8403 | 72757 | AR | SPSOc | Mixed mild | SPSOc_Mixed mild_4A/4B | 4
8404 | 72758 | AR | SPSOc | Mixed mild | SPSOc_Mixed mild_4A/4B | 4
8405 | 72768 | AR | SPSOc | Mixed mild | SPSOc_Mixed mild_4A/4B | 4
8406 | 1001 | MA | NEWEc | Cool | NEWEc_Cool_5A | 5
8407 | 1008 | MA | NEWEc | Cool | NEWEc_Cool_5A | 5
8408 | 1009 | MA | NEWEc | Cool | NEWEc_Cool_5A | 5
8409 | 1010 | MA | NEWEc | Cool | NEWEc_Cool_5A | 5
8410 | 1011 | MA | NEWEc | Cool | NEWEc_Cool_5A | 5
8411 | 1013 | MA | NEWEc | Cool | NEWEc_Cool_5A | 5
8412 | 1014 | MA | NEWEc | Cool | NEWEc_Cool_5A | 5
8413 | 1020 | MA | NEWEc | Cool | NEWEc_Cool_5A | 5
8414 | 1021 | MA | NEWEc | Cool | NEWEc_Cool_5A | 5
8415 | 1022 | MA | NEWEc | Cool | NEWEc_Cool_5A | 5
8416 | 1028 | MA | NEWEc | Cool | NEWEc_Cool_5A | 5
8417 | 1030 | MA | NEWEc | Cool | NEWEc_Cool_5A | 5
8418 | 1033 | MA | NEWEc | Cool | NEWEc_Cool_5A | 5
8419 | 1034 | MA | NEWEc | Cool | NEWEc_Cool_5A | 5
8420 | 1036 | MA | NEWEc | Cool | NEWEc_Cool_5A | 5
8421 | 1040 | MA | NEWEc | Cool | NEWEc_Cool_5A | 5
8422 | 1041 | MA | NEWEc | Cool | NEWEc_Cool_5A | 5
8423 | 1050 | MA | NEWEc | Cool | NEWEc_Cool_5A | 5
8424 | 1056 | MA | NEWEc | Cool | NEWEc_Cool_5A | 5
8425 | 1057 | MA | NEWEc | Cool | NEWEc_Cool_5A | 5
8426 | 1069 | MA | NEWEc | Cool | NEWEc_Cool_5A | 5
8427 | 1071 | MA | NEWEc | Cool | NEWEc_Cool_5A | 5
8428 | 1073 | MA | NEWEc | Cool | NEWEc_Cool_5A | 5
8429 | 1077 | MA | NEWEc | Cool | NEWEc_Cool_5A | 5
8430 | 1079 | MA | NEWEc | Cool | NEWEc_Cool_5A | 5
8431 | 1080 | MA | NEWEc | Cool | NEWEc_Cool_5A | 5
8432 | 1081 | MA | NEWEc | Cool | NEWEc_Cool_5A | 5
8433 | 1085 | MA | NEWEc | Cool | NEWEc_Cool_5A | 5
8434 | 1086 | MA | NEWEc | Cool | NEWEc_Cool_5A | 5
8435 | 1089 | MA | NEWEc | Cool | NEWEc_Cool_5A | 5
8436 | 1090 | MA | NEWEc | Cool | NEWEc_Cool_5A | 5
8437 | 1095 | MA | NEWEc | Cool | NEWEc_Cool_5A | 5
8438 | 1097 | MA | NEWEc | Cool | NEWEc_Cool_5A | 5
8439 | 1101 | MA | NEWEc | Cool | NEWEc_Cool_5A | 5
8440 | 1103 | MA | NEWEc | Cool | NEWEc_Cool_5A | 5
8441 | 1104 | MA | NEWEc | Cool | NEWEc_Cool_5A | 5
8442 | 1105 | MA | NEWEc | Cool | NEWEc_Cool_5A | 5
8443 | 1106 | MA | NEWEc | Cool | NEWEc_Cool_5A | 5
8444 | 1107 | MA | NEWEc | Cool | NEWEc_Cool_5A | 5
8445 | 1108 | MA | NEWEc | Cool | NEWEc_Cool_5A | 5
8446 | 1109 | MA | NEWEc | Cool | NEWEc_Cool_5A | 5
8447 | 1111 | MA | NEWEc | Cool | NEWEc_Cool_5A | 5
8448 | 1115 | MA | NEWEc | Cool | NEWEc_Cool_5A | 5
8449 | 1116 | MA | NEWEc | Cool | NEWEc_Cool_5A | 5
8450 | 1118 | MA | NEWEc | Cool | NEWEc_Cool_5A | 5
8451 | 1119 | MA | NEWEc | Cool | NEWEc_Cool_5A | 5
8452 | 1128 | MA | NEWEc | Cool | NEWEc_Cool_5A | 5
8453 | 1129 | MA | NEWEc | Cool | NEWEc_Cool_5A | 5
8454 | 1138 | MA | NEWEc | Cool | NEWEc_Cool_5A | 5
8455 | 1139 | MA | NEWEc | Cool | NEWEc_Cool_5A | 5
8456 | 1144 | MA | NEWEc | Cool | NEWEc_Cool_5A | 5
8457 | 1151 | MA | NEWEc | Cool | NEWEc_Cool_5A | 5
8458 | 1152 | MA | NEWEc | Cool | NEWEc_Cool_5A | 5
8459 | 1199 | MA | NEWEc | Cool | NEWEc_Cool_5A | 5
8460 | 1223 | MA | NEWEc | Cool | NEWEc_Cool_5A | 5
8461 | 1521 | MA | NEWEc | Cool | NEWEc_Cool_5A | 5
8462 | 1002 | MA | NEWEc | Cool | NEWEc_Cool_5A | 5
8463 | 1039 | MA | NEWEc | Cool | NEWEc_Cool_5A | 5
8464 | 1054 | MA | NEWEc | Cool | NEWEc_Cool_5A | 5
8465 | 1070 | MA | NEWEc | Cool | NEWEc_Cool_5A | 5
8466 | 1072 | MA | NEWEc | Cool | NEWEc_Cool_5A | 5
8467 | 1093 | MA | NEWEc | Cool | NEWEc_Cool_5A | 5
8468 | 1096 | MA | NEWEc | Cool | NEWEc_Cool_5A | 5
8469 | 1247 | MA | NEWEc | Cool | NEWEc_Cool_5A | 5
8470 | 1301 | MA | NEWEc | Cool | NEWEc_Cool_5A | 5
8471 | 1302 | MA | NEWEc | Cool | NEWEc_Cool_5A | 5
8472 | 1330 | MA | NEWEc | Cool | NEWEc_Cool_5A | 5
8473 | 1331 | MA | NEWEc | Cool | NEWEc_Cool_5A | 5
8474 | 1337 | MA | NEWEc | Cool | NEWEc_Cool_5A | 5
8475 | 1338 | MA | NEWEc | Cool | NEWEc_Cool_5A | 5
8476 | 1339 | MA | NEWEc | Cool | NEWEc_Cool_5A | 5
8477 | 1340 | MA | NEWEc | Cool | NEWEc_Cool_5A | 5
8478 | 1341 | MA | NEWEc | Cool | NEWEc_Cool_5A | 5
8479 | 1342 | MA | NEWEc | Cool | NEWEc_Cool_5A | 5
8480 | 1343 | MA | NEWEc | Cool | NEWEc_Cool_5A | 5
8481 | 1344 | MA | NEWEc | Cool | NEWEc_Cool_5A | 5
8482 | 1346 | MA | NEWEc | Cool | NEWEc_Cool_5A | 5
8483 | 1347 | MA | NEWEc | Cool | NEWEc_Cool_5A | 5
8484 | 1349 | MA | NEWEc | Cool | NEWEc_Cool_5A | 5
8485 | 1350 | MA | NEWEc | Cool | NEWEc_Cool_5A | 5
8486 | 1351 | MA | NEWEc | Cool | NEWEc_Cool_5A | 5
8487 | 1354 | MA | NEWEc | Cool | NEWEc_Cool_5A | 5
8488 | 1355 | MA | NEWEc | Cool | NEWEc_Cool_5A | 5
8489 | 1360 | MA | NEWEc | Cool | NEWEc_Cool_5A | 5
8490 | 1364 | MA | NEWEc | Cool | NEWEc_Cool_5A | 5
8491 | 1367 | MA | NEWEc | Cool | NEWEc_Cool_5A | 5
8492 | 1370 | MA | NEWEc | Cool | NEWEc_Cool_5A | 5
8493 | 1373 | MA | NEWEc | Cool | NEWEc_Cool_5A | 5
8494 | 1375 | MA | NEWEc | Cool | NEWEc_Cool_5A | 5
8495 | 1376 | MA | NEWEc | Cool | NEWEc_Cool_5A | 5
8496 | 1378 | MA | NEWEc | Cool | NEWEc_Cool_5A | 5
8497 | 1379 | MA | NEWEc | Cool | NEWEc_Cool_5A | 5
8498 | 1380 | MA | NEWEc | Cool | NEWEc_Cool_5A | 5
8499 | 1003 | MA | NEWEc | Cool | NEWEc_Cool_5A | 5
8500 | 1004 | MA | NEWEc | Cool | NEWEc_Cool_5A | 5
8501 | 1007 | MA | NEWEc | Cool | NEWEc_Cool_5A | 5
8502 | 1012 | MA | NEWEc | Cool | NEWEc_Cool_5A | 5
8503 | 1026 | MA | NEWEc | Cool | NEWEc_Cool_5A | 5
8504 | 1027 | MA | NEWEc | Cool | NEWEc_Cool_5A | 5
8505 | 1032 | MA | NEWEc | Cool | NEWEc_Cool_5A | 5
8506 | 1035 | MA | NEWEc | Cool | NEWEc_Cool_5A | 5
8507 | 1038 | MA | NEWEc | Cool | NEWEc_Cool_5A | 5
8508 | 1053 | MA | NEWEc | Cool | NEWEc_Cool_5A | 5
8509 | 1059 | MA | NEWEc | Cool | NEWEc_Cool_5A | 5
8510 | 1060 | MA | NEWEc | Cool | NEWEc_Cool_5A | 5
8511 | 1061 | MA | NEWEc | Cool | NEWEc_Cool_5A | 5
8512 | 1062 | MA | NEWEc | Cool | NEWEc_Cool_5A | 5
8513 | 1063 | MA | NEWEc | Cool | NEWEc_Cool_5A | 5
8514 | 1066 | MA | NEWEc | Cool | NEWEc_Cool_5A | 5
8515 | 1075 | MA | NEWEc | Cool | NEWEc_Cool_5A | 5
8516 | 1082 | MA | NEWEc | Cool | NEWEc_Cool_5A | 5
8517 | 1084 | MA | NEWEc | Cool | NEWEc_Cool_5A | 5
8518 | 1088 | MA | NEWEc | Cool | NEWEc_Cool_5A | 5
8519 | 1098 | MA | NEWEc | Cool | NEWEc_Cool_5A | 5
8520 | 1235 | MA | NEWEc | Cool | NEWEc_Cool_5A | 5
8521 | 1243 | MA | NEWEc | Cool | NEWEc_Cool_5A | 5
8522 | 1005 | MA | NEWEc | Cool | NEWEc_Cool_5A | 5
8523 | 1031 | MA | NEWEc | Cool | NEWEc_Cool_5A | 5
8524 | 1037 | MA | NEWEc | Cool | NEWEc_Cool_5A | 5
8525 | 1068 | MA | NEWEc | Cool | NEWEc_Cool_5A | 5
8526 | 1074 | MA | NEWEc | Cool | NEWEc_Cool_5A | 5
8527 | 1083 | MA | NEWEc | Cool | NEWEc_Cool_5A | 5
8528 | 1092 | MA | NEWEc | Cool | NEWEc_Cool_5A | 5
8529 | 1094 | MA | NEWEc | Cool | NEWEc_Cool_5A | 5
8530 | 1366 | MA | NEWEc | Cool | NEWEc_Cool_5A | 5
8531 | 1368 | MA | NEWEc | Cool | NEWEc_Cool_5A | 5
8532 | 1420 | MA | NEWEc | Cool | NEWEc_Cool_5A | 5
8533 | 1430 | MA | NEWEc | Cool | NEWEc_Cool_5A | 5
8534 | 1431 | MA | NEWEc | Cool | NEWEc_Cool_5A | 5
8535 | 1434 | MA | NEWEc | Cool | NEWEc_Cool_5A | 5
8536 | 1436 | MA | NEWEc | Cool | NEWEc_Cool_5A | 5
8537 | 1438 | MA | NEWEc | Cool | NEWEc_Cool_5A | 5
8538 | 1440 | MA | NEWEc | Cool | NEWEc_Cool_5A | 5
8539 | 1441 | MA | NEWEc | Cool | NEWEc_Cool_5A | 5
8540 | 1451 | MA | NEWEc | Cool | NEWEc_Cool_5A | 5
8541 | 1452 | MA | NEWEc | Cool | NEWEc_Cool_5A | 5
8542 | 1453 | MA | NEWEc | Cool | NEWEc_Cool_5A | 5
8543 | 1462 | MA | NEWEc | Cool | NEWEc_Cool_5A | 5
8544 | 1467 | MA | NEWEc | Cool | NEWEc_Cool_5A | 5
8545 | 1468 | MA | NEWEc | Cool | NEWEc_Cool_5A | 5
8546 | 1473 | MA | NEWEc | Cool | NEWEc_Cool_5A | 5
8547 | 1475 | MA | NEWEc | Cool | NEWEc_Cool_5A | 5
8548 | 1501 | MA | NEWEc | Cool | NEWEc_Cool_5A | 5
8549 | 1503 | MA | NEWEc | Cool | NEWEc_Cool_5A | 5
8550 | 1504 | MA | NEWEc | Cool | NEWEc_Cool_5A | 5
8551 | 1505 | MA | NEWEc | Cool | NEWEc_Cool_5A | 5
8552 | 1506 | MA | NEWEc | Cool | NEWEc_Cool_5A | 5
8553 | 1507 | MA | NEWEc | Cool | NEWEc_Cool_5A | 5
8554 | 1508 | MA | NEWEc | Cool | NEWEc_Cool_5A | 5
8555 | 1509 | MA | NEWEc | Cool | NEWEc_Cool_5A | 5
8556 | 1510 | MA | NEWEc | Cool | NEWEc_Cool_5A | 5
8557 | 1515 | MA | NEWEc | Cool | NEWEc_Cool_5A | 5
8558 | 1516 | MA | NEWEc | Cool | NEWEc_Cool_5A | 5
8559 | 1518 | MA | NEWEc | Cool | NEWEc_Cool_5A | 5
8560 | 1519 | MA | NEWEc | Cool | NEWEc_Cool_5A | 5
8561 | 1520 | MA | NEWEc | Cool | NEWEc_Cool_5A | 5
8562 | 1522 | MA | NEWEc | Cool | NEWEc_Cool_5A | 5
8563 | 1523 | MA | NEWEc | Cool | NEWEc_Cool_5A | 5
8564 | 1524 | MA | NEWEc | Cool | NEWEc_Cool_5A | 5
8565 | 1525 | MA | NEWEc | Cool | NEWEc_Cool_5A | 5
8566 | 1526 | MA | NEWEc | Cool | NEWEc_Cool_5A | 5
8567 | 1527 | MA | NEWEc | Cool | NEWEc_Cool_5A | 5
8568 | 1529 | MA | NEWEc | Cool | NEWEc_Cool_5A | 5
8569 | 1531 | MA | NEWEc | Cool | NEWEc_Cool_5A | 5
8570 | 1532 | MA | NEWEc | Cool | NEWEc_Cool_5A | 5
8571 | 1534 | MA | NEWEc | Cool | NEWEc_Cool_5A | 5
8572 | 1535 | MA | NEWEc | Cool | NEWEc_Cool_5A | 5
8573 | 1536 | MA | NEWEc | Cool | NEWEc_Cool_5A | 5
8574 | 1537 | MA | NEWEc | Cool | NEWEc_Cool_5A | 5
8575 | 1538 | MA | NEWEc | Cool | NEWEc_Cool_5A | 5
8576 | 1540 | MA | NEWEc | Cool | NEWEc_Cool_5A | 5
8577 | 1541 | MA | NEWEc | Cool | NEWEc_Cool_5A | 5
8578 | 1542 | MA | NEWEc | Cool | NEWEc_Cool_5A | 5
8579 | 1543 | MA | NEWEc | Cool | NEWEc_Cool_5A | 5
8580 | 1545 | MA | NEWEc | Cool | NEWEc_Cool_5A | 5
8581 | 1546 | MA | NEWEc | Cool | NEWEc_Cool_5A | 5
8582 | 1550 | MA | NEWEc | Cool | NEWEc_Cool_5A | 5
8583 | 1560 | MA | NEWEc | Cool | NEWEc_Cool_5A | 5
8584 | 1561 | MA | NEWEc | Cool | NEWEc_Cool_5A | 5
8585 | 1562 | MA | NEWEc | Cool | NEWEc_Cool_5A | 5
8586 | 1564 | MA | NEWEc | Cool | NEWEc_Cool_5A | 5
8587 | 1566 | MA | NEWEc | Cool | NEWEc_Cool_5A | 5
8588 | 1568 | MA | NEWEc | Cool | NEWEc_Cool_5A | 5
8589 | 1569 | MA | NEWEc | Cool | NEWEc_Cool_5A | 5
8590 | 1570 | MA | NEWEc | Cool | NEWEc_Cool_5A | 5
8591 | 1571 | MA | NEWEc | Cool | NEWEc_Cool_5A | 5
8592 | 1581 | MA | NEWEc | Cool | NEWEc_Cool_5A | 5
8593 | 1583 | MA | NEWEc | Cool | NEWEc_Cool_5A | 5
8594 | 1585 | MA | NEWEc | Cool | NEWEc_Cool_5A | 5
8595 | 1586 | MA | NEWEc | Cool | NEWEc_Cool_5A | 5
8596 | 1588 | MA | NEWEc | Cool | NEWEc_Cool_5A | 5
8597 | 1590 | MA | NEWEc | Cool | NEWEc_Cool_5A | 5
8598 | 1601 | MA | NEWEc | Cool | NEWEc_Cool_5A | 5
8599 | 1602 | MA | NEWEc | Cool | NEWEc_Cool_5A | 5
8600 | 1603 | MA | NEWEc | Cool | NEWEc_Cool_5A | 5
8601 | 1604 | MA | NEWEc | Cool | NEWEc_Cool_5A | 5
8602 | 1605 | MA | NEWEc | Cool | NEWEc_Cool_5A | 5
8603 | 1606 | MA | NEWEc | Cool | NEWEc_Cool_5A | 5
8604 | 1607 | MA | NEWEc | Cool | NEWEc_Cool_5A | 5
8605 | 1608 | MA | NEWEc | Cool | NEWEc_Cool_5A | 5
8606 | 1609 | MA | NEWEc | Cool | NEWEc_Cool_5A | 5
8607 | 1610 | MA | NEWEc | Cool | NEWEc_Cool_5A | 5
8608 | 1611 | MA | NEWEc | Cool | NEWEc_Cool_5A | 5
8609 | 1612 | MA | NEWEc | Cool | NEWEc_Cool_5A | 5
8610 | 1613 | MA | NEWEc | Cool | NEWEc_Cool_5A | 5
8611 | 1614 | MA | NEWEc | Cool | NEWEc_Cool_5A | 5
8612 | 1653 | MA | NEWEc | Cool | NEWEc_Cool_5A | 5
8613 | 1655 | MA | NEWEc | Cool | NEWEc_Cool_5A | 5
8614 | 1740 | MA | NEWEc | Cool | NEWEc_Cool_5A | 5
8615 | 1745 | MA | NEWEc | Cool | NEWEc_Cool_5A | 5
8616 | 1747 | MA | NEWEc | Cool | NEWEc_Cool_5A | 5
8617 | 1748 | MA | NEWEc | Cool | NEWEc_Cool_5A | 5
8618 | 1749 | MA | NEWEc | Cool | NEWEc_Cool_5A | 5
8619 | 1756 | MA | NEWEc | Cool | NEWEc_Cool_5A | 5
8620 | 1757 | MA | NEWEc | Cool | NEWEc_Cool_5A | 5
8621 | 1772 | MA | NEWEc | Cool | NEWEc_Cool_5A | 5
8622 | 1029 | MA | NEWEc | Cool | NEWEc_Cool_5A | 5
8623 | 1201 | MA | NEWEc | Cool | NEWEc_Cool_5A | 5
8624 | 1202 | MA | NEWEc | Cool | NEWEc_Cool_5A | 5
8625 | 1220 | MA | NEWEc | Cool | NEWEc_Cool_5A | 5
8626 | 1222 | MA | NEWEc | Cool | NEWEc_Cool_5A | 5
8627 | 1224 | MA | NEWEc | Cool | NEWEc_Cool_5A | 5
8628 | 1225 | MA | NEWEc | Cool | NEWEc_Cool_5A | 5
8629 | 1226 | MA | NEWEc | Cool | NEWEc_Cool_5A | 5
8630 | 1227 | MA | NEWEc | Cool | NEWEc_Cool_5A | 5
8631 | 1229 | MA | NEWEc | Cool | NEWEc_Cool_5A | 5
8632 | 1230 | MA | NEWEc | Cool | NEWEc_Cool_5A | 5
8633 | 1236 | MA | NEWEc | Cool | NEWEc_Cool_5A | 5
8634 | 1237 | MA | NEWEc | Cool | NEWEc_Cool_5A | 5
8635 | 1238 | MA | NEWEc | Cool | NEWEc_Cool_5A | 5
8636 | 1240 | MA | NEWEc | Cool | NEWEc_Cool_5A | 5
8637 | 1242 | MA | NEWEc | Cool | NEWEc_Cool_5A | 5
8638 | 1244 | MA | NEWEc | Cool | NEWEc_Cool_5A | 5
8639 | 1245 | MA | NEWEc | Cool | NEWEc_Cool_5A | 5
8640 | 1252 | MA | NEWEc | Cool | NEWEc_Cool_5A | 5
8641 | 1253 | MA | NEWEc | Cool | NEWEc_Cool_5A | 5
8642 | 1254 | MA | NEWEc | Cool | NEWEc_Cool_5A | 5
8643 | 1255 | MA | NEWEc | Cool | NEWEc_Cool_5A | 5
8644 | 1256 | MA | NEWEc | Cool | NEWEc_Cool_5A | 5
8645 | 1257 | MA | NEWEc | Cool | NEWEc_Cool_5A | 5
8646 | 1258 | MA | NEWEc | Cool | NEWEc_Cool_5A | 5
8647 | 1259 | MA | NEWEc | Cool | NEWEc_Cool_5A | 5
8648 | 1260 | MA | NEWEc | Cool | NEWEc_Cool_5A | 5
8649 | 1262 | MA | NEWEc | Cool | NEWEc_Cool_5A | 5
8650 | 1263 | MA | NEWEc | Cool | NEWEc_Cool_5A | 5
8651 | 1264 | MA | NEWEc | Cool | NEWEc_Cool_5A | 5
8652 | 1266 | MA | NEWEc | Cool | NEWEc_Cool_5A | 5
8653 | 1267 | MA | NEWEc | Cool | NEWEc_Cool_5A | 5
8654 | 1270 | MA | NEWEc | Cool | NEWEc_Cool_5A | 5
8655 | 1432 | MA | NEWEc | Cool | NEWEc_Cool_5A | 5
8656 | 1450 | MA | NEWEc | Cool | NEWEc_Cool_5A | 5
8657 | 1460 | MA | NEWEc | Cool | NEWEc_Cool_5A | 5
8658 | 1463 | MA | NEWEc | Cool | NEWEc_Cool_5A | 5
8659 | 1464 | MA | NEWEc | Cool | NEWEc_Cool_5A | 5
8660 | 1469 | MA | NEWEc | Cool | NEWEc_Cool_5A | 5
8661 | 1472 | MA | NEWEc | Cool | NEWEc_Cool_5A | 5
8662 | 1474 | MA | NEWEc | Cool | NEWEc_Cool_5A | 5
8663 | 1701 | MA | NEWEc | Cool | NEWEc_Cool_5A | 5
8664 | 1702 | MA | NEWEc | Cool | NEWEc_Cool_5A | 5
8665 | 1703 | MA | NEWEc | Cool | NEWEc_Cool_5A | 5
8666 | 1704 | MA | NEWEc | Cool | NEWEc_Cool_5A | 5
8667 | 1718 | MA | NEWEc | Cool | NEWEc_Cool_5A | 5
8668 | 1719 | MA | NEWEc | Cool | NEWEc_Cool_5A | 5
8669 | 1720 | MA | NEWEc | Cool | NEWEc_Cool_5A | 5
8670 | 1721 | MA | NEWEc | Cool | NEWEc_Cool_5A | 5
8671 | 1730 | MA | NEWEc | Cool | NEWEc_Cool_5A | 5
8672 | 1731 | MA | NEWEc | Cool | NEWEc_Cool_5A | 5
8673 | 1741 | MA | NEWEc | Cool | NEWEc_Cool_5A | 5
8674 | 1742 | MA | NEWEc | Cool | NEWEc_Cool_5A | 5
8675 | 1746 | MA | NEWEc | Cool | NEWEc_Cool_5A | 5
8676 | 1752 | MA | NEWEc | Cool | NEWEc_Cool_5A | 5
8677 | 1754 | MA | NEWEc | Cool | NEWEc_Cool_5A | 5
8678 | 1760 | MA | NEWEc | Cool | NEWEc_Cool_5A | 5
8679 | 1770 | MA | NEWEc | Cool | NEWEc_Cool_5A | 5
8680 | 1773 | MA | NEWEc | Cool | NEWEc_Cool_5A | 5
8681 | 1775 | MA | NEWEc | Cool | NEWEc_Cool_5A | 5
8682 | 1776 | MA | NEWEc | Cool | NEWEc_Cool_5A | 5
8683 | 1778 | MA | NEWEc | Cool | NEWEc_Cool_5A | 5
8684 | 1784 | MA | NEWEc | Cool | NEWEc_Cool_5A | 5
8685 | 1801 | MA | NEWEc | Cool | NEWEc_Cool_5A | 5
8686 | 1803 | MA | NEWEc | Cool | NEWEc_Cool_5A | 5
8687 | 1805 | MA | NEWEc | Cool | NEWEc_Cool_5A | 5
8688 | 1810 | MA | NEWEc | Cool | NEWEc_Cool_5A | 5
8689 | 1821 | MA | NEWEc | Cool | NEWEc_Cool_5A | 5
8690 | 1822 | MA | NEWEc | Cool | NEWEc_Cool_5A | 5
8691 | 1824 | MA | NEWEc | Cool | NEWEc_Cool_5A | 5
8692 | 1826 | MA | NEWEc | Cool | NEWEc_Cool_5A | 5
8693 | 1827 | MA | NEWEc | Cool | NEWEc_Cool_5A | 5
8694 | 1850 | MA | NEWEc | Cool | NEWEc_Cool_5A | 5
8695 | 1851 | MA | NEWEc | Cool | NEWEc_Cool_5A | 5
8696 | 1852 | MA | NEWEc | Cool | NEWEc_Cool_5A | 5
8697 | 1853 | MA | NEWEc | Cool | NEWEc_Cool_5A | 5
8698 | 1854 | MA | NEWEc | Cool | NEWEc_Cool_5A | 5
8699 | 1862 | MA | NEWEc | Cool | NEWEc_Cool_5A | 5
8700 | 1863 | MA | NEWEc | Cool | NEWEc_Cool_5A | 5
8701 | 1864 | MA | NEWEc | Cool | NEWEc_Cool_5A | 5
8702 | 1865 | MA | NEWEc | Cool | NEWEc_Cool_5A | 5
8703 | 1866 | MA | NEWEc | Cool | NEWEc_Cool_5A | 5
8704 | 1867 | MA | NEWEc | Cool | NEWEc_Cool_5A | 5
8705 | 1876 | MA | NEWEc | Cool | NEWEc_Cool_5A | 5
8706 | 1879 | MA | NEWEc | Cool | NEWEc_Cool_5A | 5
8707 | 1880 | MA | NEWEc | Cool | NEWEc_Cool_5A | 5
8708 | 1886 | MA | NEWEc | Cool | NEWEc_Cool_5A | 5
8709 | 1887 | MA | NEWEc | Cool | NEWEc_Cool_5A | 5
8710 | 1888 | MA | NEWEc | Cool | NEWEc_Cool_5A | 5
8711 | 1889 | MA | NEWEc | Cool | NEWEc_Cool_5A | 5
8712 | 1890 | MA | NEWEc | Cool | NEWEc_Cool_5A | 5
8713 | 2053 | MA | NEWEc | Cool | NEWEc_Cool_5A | 5
8714 | 2129 | MA | NEWEc | Cool | NEWEc_Cool_5A | 5
8715 | 2138 | MA | NEWEc | Cool | NEWEc_Cool_5A | 5
8716 | 2139 | MA | NEWEc | Cool | NEWEc_Cool_5A | 5
8717 | 2140 | MA | NEWEc | Cool | NEWEc_Cool_5A | 5
8718 | 2141 | MA | NEWEc | Cool | NEWEc_Cool_5A | 5
8719 | 2142 | MA | NEWEc | Cool | NEWEc_Cool_5A | 5
8720 | 2143 | MA | NEWEc | Cool | NEWEc_Cool_5A | 5
8721 | 2144 | MA | NEWEc | Cool | NEWEc_Cool_5A | 5
8722 | 2145 | MA | NEWEc | Cool | NEWEc_Cool_5A | 5
8723 | 2148 | MA | NEWEc | Cool | NEWEc_Cool_5A | 5
8724 | 2149 | MA | NEWEc | Cool | NEWEc_Cool_5A | 5
8725 | 2150 | MA | NEWEc | Cool | NEWEc_Cool_5A | 5
8726 | 2155 | MA | NEWEc | Cool | NEWEc_Cool_5A | 5
8727 | 2176 | MA | NEWEc | Cool | NEWEc_Cool_5A | 5
8728 | 2180 | MA | NEWEc | Cool | NEWEc_Cool_5A | 5
8729 | 2238 | MA | NEWEc | Cool | NEWEc_Cool_5A | 5
8730 | 2420 | MA | NEWEc | Cool | NEWEc_Cool_5A | 5
8731 | 2421 | MA | NEWEc | Cool | NEWEc_Cool_5A | 5
8732 | 2451 | MA | NEWEc | Cool | NEWEc_Cool_5A | 5
8733 | 2452 | MA | NEWEc | Cool | NEWEc_Cool_5A | 5
8734 | 2453 | MA | NEWEc | Cool | NEWEc_Cool_5A | 5
8735 | 2454 | MA | NEWEc | Cool | NEWEc_Cool_5A | 5
8736 | 2455 | MA | NEWEc | Cool | NEWEc_Cool_5A | 5
8737 | 2458 | MA | NEWEc | Cool | NEWEc_Cool_5A | 5
8738 | 2459 | MA | NEWEc | Cool | NEWEc_Cool_5A | 5
8739 | 2460 | MA | NEWEc | Cool | NEWEc_Cool_5A | 5
8740 | 2461 | MA | NEWEc | Cool | NEWEc_Cool_5A | 5
8741 | 2462 | MA | NEWEc | Cool | NEWEc_Cool_5A | 5
8742 | 2464 | MA | NEWEc | Cool | NEWEc_Cool_5A | 5
8743 | 2465 | MA | NEWEc | Cool | NEWEc_Cool_5A | 5
8744 | 2466 | MA | NEWEc | Cool | NEWEc_Cool_5A | 5
8745 | 2467 | MA | NEWEc | Cool | NEWEc_Cool_5A | 5
8746 | 2468 | MA | NEWEc | Cool | NEWEc_Cool_5A | 5
8747 | 2471 | MA | NEWEc | Cool | NEWEc_Cool_5A | 5
8748 | 2472 | MA | NEWEc | Cool | NEWEc_Cool_5A | 5
8749 | 2474 | MA | NEWEc | Cool | NEWEc_Cool_5A | 5
8750 | 2476 | MA | NEWEc | Cool | NEWEc_Cool_5A | 5
8751 | 2477 | MA | NEWEc | Cool | NEWEc_Cool_5A | 5
8752 | 2478 | MA | NEWEc | Cool | NEWEc_Cool_5A | 5
8753 | 2493 | MA | NEWEc | Cool | NEWEc_Cool_5A | 5
8754 | 2019 | MA | NEWEc | Cool | NEWEc_Cool_5A | 5
8755 | 2021 | MA | NEWEc | Cool | NEWEc_Cool_5A | 5
8756 | 2025 | MA | NEWEc | Cool | NEWEc_Cool_5A | 5
8757 | 2026 | MA | NEWEc | Cool | NEWEc_Cool_5A | 5
8758 | 2027 | MA | NEWEc | Cool | NEWEc_Cool_5A | 5
8759 | 2030 | MA | NEWEc | Cool | NEWEc_Cool_5A | 5
8760 | 2032 | MA | NEWEc | Cool | NEWEc_Cool_5A | 5
8761 | 2035 | MA | NEWEc | Cool | NEWEc_Cool_5A | 5
8762 | 2038 | MA | NEWEc | Cool | NEWEc_Cool_5A | 5
8763 | 2043 | MA | NEWEc | Cool | NEWEc_Cool_5A | 5
8764 | 2048 | MA | NEWEc | Cool | NEWEc_Cool_5A | 5
8765 | 2052 | MA | NEWEc | Cool | NEWEc_Cool_5A | 5
8766 | 2054 | MA | NEWEc | Cool | NEWEc_Cool_5A | 5
8767 | 2056 | MA | NEWEc | Cool | NEWEc_Cool_5A | 5
8768 | 2062 | MA | NEWEc | Cool | NEWEc_Cool_5A | 5
8769 | 2066 | MA | NEWEc | Cool | NEWEc_Cool_5A | 5
8770 | 2067 | MA | NEWEc | Cool | NEWEc_Cool_5A | 5
8771 | 2070 | MA | NEWEc | Cool | NEWEc_Cool_5A | 5
8772 | 2071 | MA | NEWEc | Cool | NEWEc_Cool_5A | 5
8773 | 2072 | MA | NEWEc | Cool | NEWEc_Cool_5A | 5
8774 | 2081 | MA | NEWEc | Cool | NEWEc_Cool_5A | 5
8775 | 2090 | MA | NEWEc | Cool | NEWEc_Cool_5A | 5
8776 | 2093 | MA | NEWEc | Cool | NEWEc_Cool_5A | 5
8777 | 2124 | MA | NEWEc | Cool | NEWEc_Cool_5A | 5
8778 | 2130 | MA | NEWEc | Cool | NEWEc_Cool_5A | 5
8779 | 2135 | MA | NEWEc | Cool | NEWEc_Cool_5A | 5
8780 | 2136 | MA | NEWEc | Cool | NEWEc_Cool_5A | 5
8781 | 2169 | MA | NEWEc | Cool | NEWEc_Cool_5A | 5
8782 | 2170 | MA | NEWEc | Cool | NEWEc_Cool_5A | 5
8783 | 2171 | MA | NEWEc | Cool | NEWEc_Cool_5A | 5
8784 | 2184 | MA | NEWEc | Cool | NEWEc_Cool_5A | 5
8785 | 2185 | MA | NEWEc | Cool | NEWEc_Cool_5A | 5
8786 | 2186 | MA | NEWEc | Cool | NEWEc_Cool_5A | 5
8787 | 2188 | MA | NEWEc | Cool | NEWEc_Cool_5A | 5
8788 | 2189 | MA | NEWEc | Cool | NEWEc_Cool_5A | 5
8789 | 2190 | MA | NEWEc | Cool | NEWEc_Cool_5A | 5
8790 | 2191 | MA | NEWEc | Cool | NEWEc_Cool_5A | 5
8791 | 2215 | MA | NEWEc | Cool | NEWEc_Cool_5A | 5
8792 | 2269 | MA | NEWEc | Cool | NEWEc_Cool_5A | 5
8793 | 2302 | MA | NEWEc | Cool | NEWEc_Cool_5A | 5
8794 | 2322 | MA | NEWEc | Cool | NEWEc_Cool_5A | 5
8795 | 2343 | MA | NEWEc | Cool | NEWEc_Cool_5A | 5
8796 | 2356 | MA | NEWEc | Cool | NEWEc_Cool_5A | 5
8797 | 2368 | MA | NEWEc | Cool | NEWEc_Cool_5A | 5
8798 | 2445 | MA | NEWEc | Cool | NEWEc_Cool_5A | 5
8799 | 2446 | MA | NEWEc | Cool | NEWEc_Cool_5A | 5
8800 | 2447 | MA | NEWEc | Cool | NEWEc_Cool_5A | 5
8801 | 2481 | MA | NEWEc | Cool | NEWEc_Cool_5A | 5
8802 | 2482 | MA | NEWEc | Cool | NEWEc_Cool_5A | 5
8803 | 2492 | MA | NEWEc | Cool | NEWEc_Cool_5A | 5
8804 | 2494 | MA | NEWEc | Cool | NEWEc_Cool_5A | 5
8805 | 2760 | MA | NEWEc | Cool | NEWEc_Cool_5A | 5
8806 | 2762 | MA | NEWEc | Cool | NEWEc_Cool_5A | 5
8807 | 1812 | MA | NEWEc | Cool | NEWEc_Cool_5A | 5
8808 | 1830 | MA | NEWEc | Cool | NEWEc_Cool_5A | 5
8809 | 1831 | MA | NEWEc | Cool | NEWEc_Cool_5A | 5
8810 | 1832 | MA | NEWEc | Cool | NEWEc_Cool_5A | 5
8811 | 1833 | MA | NEWEc | Cool | NEWEc_Cool_5A | 5
8812 | 1834 | MA | NEWEc | Cool | NEWEc_Cool_5A | 5
8813 | 1835 | MA | NEWEc | Cool | NEWEc_Cool_5A | 5
8814 | 1840 | MA | NEWEc | Cool | NEWEc_Cool_5A | 5
8815 | 1841 | MA | NEWEc | Cool | NEWEc_Cool_5A | 5
8816 | 1842 | MA | NEWEc | Cool | NEWEc_Cool_5A | 5
8817 | 1843 | MA | NEWEc | Cool | NEWEc_Cool_5A | 5
8818 | 1844 | MA | NEWEc | Cool | NEWEc_Cool_5A | 5
8819 | 1845 | MA | NEWEc | Cool | NEWEc_Cool_5A | 5
8820 | 1860 | MA | NEWEc | Cool | NEWEc_Cool_5A | 5
8821 | 1885 | MA | NEWEc | Cool | NEWEc_Cool_5A | 5
8822 | 1899 | MA | NEWEc | Cool | NEWEc_Cool_5A | 5
8823 | 1901 | MA | NEWEc | Cool | NEWEc_Cool_5A | 5
8824 | 1902 | MA | NEWEc | Cool | NEWEc_Cool_5A | 5
8825 | 1903 | MA | NEWEc | Cool | NEWEc_Cool_5A | 5
8826 | 1904 | MA | NEWEc | Cool | NEWEc_Cool_5A | 5
8827 | 1905 | MA | NEWEc | Cool | NEWEc_Cool_5A | 5
8828 | 1906 | MA | NEWEc | Cool | NEWEc_Cool_5A | 5
8829 | 1907 | MA | NEWEc | Cool | NEWEc_Cool_5A | 5
8830 | 1908 | MA | NEWEc | Cool | NEWEc_Cool_5A | 5
8831 | 1910 | MA | NEWEc | Cool | NEWEc_Cool_5A | 5
8832 | 1913 | MA | NEWEc | Cool | NEWEc_Cool_5A | 5
8833 | 1915 | MA | NEWEc | Cool | NEWEc_Cool_5A | 5
8834 | 1921 | MA | NEWEc | Cool | NEWEc_Cool_5A | 5
8835 | 1922 | MA | NEWEc | Cool | NEWEc_Cool_5A | 5
8836 | 1923 | MA | NEWEc | Cool | NEWEc_Cool_5A | 5
8837 | 1929 | MA | NEWEc | Cool | NEWEc_Cool_5A | 5
8838 | 1930 | MA | NEWEc | Cool | NEWEc_Cool_5A | 5
8839 | 1931 | MA | NEWEc | Cool | NEWEc_Cool_5A | 5
8840 | 1936 | MA | NEWEc | Cool | NEWEc_Cool_5A | 5
8841 | 1937 | MA | NEWEc | Cool | NEWEc_Cool_5A | 5
8842 | 1938 | MA | NEWEc | Cool | NEWEc_Cool_5A | 5
8843 | 1940 | MA | NEWEc | Cool | NEWEc_Cool_5A | 5
8844 | 1944 | MA | NEWEc | Cool | NEWEc_Cool_5A | 5
8845 | 1945 | MA | NEWEc | Cool | NEWEc_Cool_5A | 5
8846 | 1949 | MA | NEWEc | Cool | NEWEc_Cool_5A | 5
8847 | 1950 | MA | NEWEc | Cool | NEWEc_Cool_5A | 5
8848 | 1951 | MA | NEWEc | Cool | NEWEc_Cool_5A | 5
8849 | 1952 | MA | NEWEc | Cool | NEWEc_Cool_5A | 5
8850 | 1960 | MA | NEWEc | Cool | NEWEc_Cool_5A | 5
8851 | 1961 | MA | NEWEc | Cool | NEWEc_Cool_5A | 5
8852 | 1965 | MA | NEWEc | Cool | NEWEc_Cool_5A | 5
8853 | 1966 | MA | NEWEc | Cool | NEWEc_Cool_5A | 5
8854 | 1969 | MA | NEWEc | Cool | NEWEc_Cool_5A | 5
8855 | 1970 | MA | NEWEc | Cool | NEWEc_Cool_5A | 5
8856 | 1971 | MA | NEWEc | Cool | NEWEc_Cool_5A | 5
8857 | 1982 | MA | NEWEc | Cool | NEWEc_Cool_5A | 5
8858 | 1983 | MA | NEWEc | Cool | NEWEc_Cool_5A | 5
8859 | 1984 | MA | NEWEc | Cool | NEWEc_Cool_5A | 5
8860 | 1985 | MA | NEWEc | Cool | NEWEc_Cool_5A | 5
8861 | 5501 | MA | NEWEc | Cool | NEWEc_Cool_5A | 5
8862 | 2108 | MA | NEWEc | Cool | NEWEc_Cool_5A | 5
8863 | 2109 | MA | NEWEc | Cool | NEWEc_Cool_5A | 5
8864 | 2110 | MA | NEWEc | Cool | NEWEc_Cool_5A | 5
8865 | 2111 | MA | NEWEc | Cool | NEWEc_Cool_5A | 5
8866 | 2112 | MA | NEWEc | Cool | NEWEc_Cool_5A | 5
8867 | 2113 | MA | NEWEc | Cool | NEWEc_Cool_5A | 5
8868 | 2114 | MA | NEWEc | Cool | NEWEc_Cool_5A | 5
8869 | 2115 | MA | NEWEc | Cool | NEWEc_Cool_5A | 5
8870 | 2116 | MA | NEWEc | Cool | NEWEc_Cool_5A | 5
8871 | 2117 | MA | NEWEc | Cool | NEWEc_Cool_5A | 5
8872 | 2118 | MA | NEWEc | Cool | NEWEc_Cool_5A | 5
8873 | 2119 | MA | NEWEc | Cool | NEWEc_Cool_5A | 5
8874 | 2120 | MA | NEWEc | Cool | NEWEc_Cool_5A | 5
8875 | 2121 | MA | NEWEc | Cool | NEWEc_Cool_5A | 5
8876 | 2122 | MA | NEWEc | Cool | NEWEc_Cool_5A | 5
8877 | 2123 | MA | NEWEc | Cool | NEWEc_Cool_5A | 5
8878 | 2125 | MA | NEWEc | Cool | NEWEc_Cool_5A | 5
8879 | 2126 | MA | NEWEc | Cool | NEWEc_Cool_5A | 5
8880 | 2127 | MA | NEWEc | Cool | NEWEc_Cool_5A | 5
8881 | 2128 | MA | NEWEc | Cool | NEWEc_Cool_5A | 5
8882 | 2131 | MA | NEWEc | Cool | NEWEc_Cool_5A | 5
8883 | 2132 | MA | NEWEc | Cool | NEWEc_Cool_5A | 5
8884 | 2133 | MA | NEWEc | Cool | NEWEc_Cool_5A | 5
8885 | 2134 | MA | NEWEc | Cool | NEWEc_Cool_5A | 5
8886 | 2137 | MA | NEWEc | Cool | NEWEc_Cool_5A | 5
8887 | 2151 | MA | NEWEc | Cool | NEWEc_Cool_5A | 5
8888 | 2152 | MA | NEWEc | Cool | NEWEc_Cool_5A | 5
8889 | 2163 | MA | NEWEc | Cool | NEWEc_Cool_5A | 5
8890 | 2196 | MA | NEWEc | Cool | NEWEc_Cool_5A | 5
8891 | 2199 | MA | NEWEc | Cool | NEWEc_Cool_5A | 5
8892 | 2201 | MA | NEWEc | Cool | NEWEc_Cool_5A | 5
8893 | 2203 | MA | NEWEc | Cool | NEWEc_Cool_5A | 5
8894 | 2205 | MA | NEWEc | Cool | NEWEc_Cool_5A | 5
8895 | 2210 | MA | NEWEc | Cool | NEWEc_Cool_5A | 5
8896 | 2217 | MA | NEWEc | Cool | NEWEc_Cool_5A | 5
8897 | 2222 | MA | NEWEc | Cool | NEWEc_Cool_5A | 5
8898 | 2018 | MA | NEWEc | Cool | NEWEc_Cool_5A | 5
8899 | 2020 | MA | NEWEc | Cool | NEWEc_Cool_5A | 5
8900 | 2041 | MA | NEWEc | Cool | NEWEc_Cool_5A | 5
8901 | 2044 | MA | NEWEc | Cool | NEWEc_Cool_5A | 5
8902 | 2045 | MA | NEWEc | Cool | NEWEc_Cool_5A | 5
8903 | 2047 | MA | NEWEc | Cool | NEWEc_Cool_5A | 5
8904 | 2050 | MA | NEWEc | Cool | NEWEc_Cool_5A | 5
8905 | 2051 | MA | NEWEc | Cool | NEWEc_Cool_5A | 5
8906 | 2059 | MA | NEWEc | Cool | NEWEc_Cool_5A | 5
8907 | 2060 | MA | NEWEc | Cool | NEWEc_Cool_5A | 5
8908 | 2061 | MA | NEWEc | Cool | NEWEc_Cool_5A | 5
8909 | 2065 | MA | NEWEc | Cool | NEWEc_Cool_5A | 5
8910 | 2301 | MA | NEWEc | Cool | NEWEc_Cool_5A | 5
8911 | 2303 | MA | NEWEc | Cool | NEWEc_Cool_5A | 5
8912 | 2304 | MA | NEWEc | Cool | NEWEc_Cool_5A | 5
8913 | 2305 | MA | NEWEc | Cool | NEWEc_Cool_5A | 5
8914 | 2324 | MA | NEWEc | Cool | NEWEc_Cool_5A | 5
8915 | 2325 | MA | NEWEc | Cool | NEWEc_Cool_5A | 5
8916 | 2327 | MA | NEWEc | Cool | NEWEc_Cool_5A | 5
8917 | 2330 | MA | NEWEc | Cool | NEWEc_Cool_5A | 5
8918 | 2331 | MA | NEWEc | Cool | NEWEc_Cool_5A | 5
8919 | 2332 | MA | NEWEc | Cool | NEWEc_Cool_5A | 5
8920 | 2333 | MA | NEWEc | Cool | NEWEc_Cool_5A | 5
8921 | 2337 | MA | NEWEc | Cool | NEWEc_Cool_5A | 5
8922 | 2338 | MA | NEWEc | Cool | NEWEc_Cool_5A | 5
8923 | 2339 | MA | NEWEc | Cool | NEWEc_Cool_5A | 5
8924 | 2341 | MA | NEWEc | Cool | NEWEc_Cool_5A | 5
8925 | 2344 | MA | NEWEc | Cool | NEWEc_Cool_5A | 5
8926 | 2345 | MA | NEWEc | Cool | NEWEc_Cool_5A | 5
8927 | 2346 | MA | NEWEc | Cool | NEWEc_Cool_5A | 5
8928 | 2347 | MA | NEWEc | Cool | NEWEc_Cool_5A | 5
8929 | 2348 | MA | NEWEc | Cool | NEWEc_Cool_5A | 5
8930 | 2349 | MA | NEWEc | Cool | NEWEc_Cool_5A | 5
8931 | 2350 | MA | NEWEc | Cool | NEWEc_Cool_5A | 5
8932 | 2351 | MA | NEWEc | Cool | NEWEc_Cool_5A | 5
8933 | 2355 | MA | NEWEc | Cool | NEWEc_Cool_5A | 5
8934 | 2358 | MA | NEWEc | Cool | NEWEc_Cool_5A | 5
8935 | 2359 | MA | NEWEc | Cool | NEWEc_Cool_5A | 5
8936 | 2360 | MA | NEWEc | Cool | NEWEc_Cool_5A | 5
8937 | 2361 | MA | NEWEc | Cool | NEWEc_Cool_5A | 5
8938 | 2362 | MA | NEWEc | Cool | NEWEc_Cool_5A | 5
8939 | 2364 | MA | NEWEc | Cool | NEWEc_Cool_5A | 5
8940 | 2366 | MA | NEWEc | Cool | NEWEc_Cool_5A | 5
8941 | 2367 | MA | NEWEc | Cool | NEWEc_Cool_5A | 5
8942 | 2370 | MA | NEWEc | Cool | NEWEc_Cool_5A | 5
8943 | 2375 | MA | NEWEc | Cool | NEWEc_Cool_5A | 5
8944 | 2379 | MA | NEWEc | Cool | NEWEc_Cool_5A | 5
8945 | 2381 | MA | NEWEc | Cool | NEWEc_Cool_5A | 5
8946 | 2382 | MA | NEWEc | Cool | NEWEc_Cool_5A | 5
8947 | 2532 | MA | NEWEc | Cool | NEWEc_Cool_5A | 5
8948 | 2538 | MA | NEWEc | Cool | NEWEc_Cool_5A | 5
8949 | 2558 | MA | NEWEc | Cool | NEWEc_Cool_5A | 5
8950 | 2571 | MA | NEWEc | Cool | NEWEc_Cool_5A | 5
8951 | 2576 | MA | NEWEc | Cool | NEWEc_Cool_5A | 5
8952 | 2702 | MA | NEWEc | Cool | NEWEc_Cool_5A | 5
8953 | 2738 | MA | NEWEc | Cool | NEWEc_Cool_5A | 5
8954 | 2739 | MA | NEWEc | Cool | NEWEc_Cool_5A | 5
8955 | 2767 | MA | NEWEc | Cool | NEWEc_Cool_5A | 5
8956 | 2770 | MA | NEWEc | Cool | NEWEc_Cool_5A | 5
8957 | 2779 | MA | NEWEc | Cool | NEWEc_Cool_5A | 5
8958 | 2334 | MA | NEWEc | Cool | NEWEc_Cool_5A | 5
8959 | 2357 | MA | NEWEc | Cool | NEWEc_Cool_5A | 5
8960 | 2568 | MA | NEWEc | Cool | NEWEc_Cool_5A | 5
8961 | 2703 | MA | NEWEc | Cool | NEWEc_Cool_5A | 5
8962 | 2712 | MA | NEWEc | Cool | NEWEc_Cool_5A | 5
8963 | 2715 | MA | NEWEc | Cool | NEWEc_Cool_5A | 5
8964 | 2717 | MA | NEWEc | Cool | NEWEc_Cool_5A | 5
8965 | 2718 | MA | NEWEc | Cool | NEWEc_Cool_5A | 5
8966 | 2719 | MA | NEWEc | Cool | NEWEc_Cool_5A | 5
8967 | 2720 | MA | NEWEc | Cool | NEWEc_Cool_5A | 5
8968 | 2721 | MA | NEWEc | Cool | NEWEc_Cool_5A | 5
8969 | 2722 | MA | NEWEc | Cool | NEWEc_Cool_5A | 5
8970 | 2723 | MA | NEWEc | Cool | NEWEc_Cool_5A | 5
8971 | 2724 | MA | NEWEc | Cool | NEWEc_Cool_5A | 5
8972 | 2725 | MA | NEWEc | Cool | NEWEc_Cool_5A | 5
8973 | 2726 | MA | NEWEc | Cool | NEWEc_Cool_5A | 5
8974 | 2740 | MA | NEWEc | Cool | NEWEc_Cool_5A | 5
8975 | 2741 | MA | NEWEc | Cool | NEWEc_Cool_5A | 5
8976 | 2742 | MA | NEWEc | Cool | NEWEc_Cool_5A | 5
8977 | 2743 | MA | NEWEc | Cool | NEWEc_Cool_5A | 5
8978 | 2744 | MA | NEWEc | Cool | NEWEc_Cool_5A | 5
8979 | 2745 | MA | NEWEc | Cool | NEWEc_Cool_5A | 5
8980 | 2746 | MA | NEWEc | Cool | NEWEc_Cool_5A | 5
8981 | 2747 | MA | NEWEc | Cool | NEWEc_Cool_5A | 5
8982 | 2748 | MA | NEWEc | Cool | NEWEc_Cool_5A | 5
8983 | 2761 | MA | NEWEc | Cool | NEWEc_Cool_5A | 5
8984 | 2763 | MA | NEWEc | Cool | NEWEc_Cool_5A | 5
8985 | 2764 | MA | NEWEc | Cool | NEWEc_Cool_5A | 5
8986 | 2766 | MA | NEWEc | Cool | NEWEc_Cool_5A | 5
8987 | 2768 | MA | NEWEc | Cool | NEWEc_Cool_5A | 5
8988 | 2769 | MA | NEWEc | Cool | NEWEc_Cool_5A | 5
8989 | 2771 | MA | NEWEc | Cool | NEWEc_Cool_5A | 5
8990 | 2777 | MA | NEWEc | Cool | NEWEc_Cool_5A | 5
8991 | 2780 | MA | NEWEc | Cool | NEWEc_Cool_5A | 5
8992 | 2790 | MA | NEWEc | Cool | NEWEc_Cool_5A | 5
8993 | 2791 | MA | NEWEc | Cool | NEWEc_Cool_5A | 5
8994 | 2534 | MA | NEWEc | Cool | NEWEc_Cool_5A | 5
8995 | 2536 | MA | NEWEc | Cool | NEWEc_Cool_5A | 5
8996 | 2537 | MA | NEWEc | Cool | NEWEc_Cool_5A | 5
8997 | 2540 | MA | NEWEc | Cool | NEWEc_Cool_5A | 5
8998 | 2541 | MA | NEWEc | Cool | NEWEc_Cool_5A | 5
8999 | 2542 | MA | NEWEc | Cool | NEWEc_Cool_5A | 5
9000 | 2543 | MA | NEWEc | Cool | NEWEc_Cool_5A | 5
9001 | 2553 | MA | NEWEc | Cool | NEWEc_Cool_5A | 5
9002 | 2556 | MA | NEWEc | Cool | NEWEc_Cool_5A | 5
9003 | 2559 | MA | NEWEc | Cool | NEWEc_Cool_5A | 5
9004 | 2561 | MA | NEWEc | Cool | NEWEc_Cool_5A | 5
9005 | 2562 | MA | NEWEc | Cool | NEWEc_Cool_5A | 5
9006 | 2563 | MA | NEWEc | Cool | NEWEc_Cool_5A | 5
9007 | 2574 | MA | NEWEc | Cool | NEWEc_Cool_5A | 5
9008 | 2601 | MA | NEWEc | Cool | NEWEc_Cool_5A | 5
9009 | 2630 | MA | NEWEc | Cool | NEWEc_Cool_5A | 5
9010 | 2631 | MA | NEWEc | Cool | NEWEc_Cool_5A | 5
9011 | 2632 | MA | NEWEc | Cool | NEWEc_Cool_5A | 5
9012 | 2633 | MA | NEWEc | Cool | NEWEc_Cool_5A | 5
9013 | 2634 | MA | NEWEc | Cool | NEWEc_Cool_5A | 5
9014 | 2635 | MA | NEWEc | Cool | NEWEc_Cool_5A | 5
9015 | 2637 | MA | NEWEc | Cool | NEWEc_Cool_5A | 5
9016 | 2638 | MA | NEWEc | Cool | NEWEc_Cool_5A | 5
9017 | 2639 | MA | NEWEc | Cool | NEWEc_Cool_5A | 5
9018 | 2641 | MA | NEWEc | Cool | NEWEc_Cool_5A | 5
9019 | 2642 | MA | NEWEc | Cool | NEWEc_Cool_5A | 5
9020 | 2643 | MA | NEWEc | Cool | NEWEc_Cool_5A | 5
9021 | 2644 | MA | NEWEc | Cool | NEWEc_Cool_5A | 5
9022 | 2645 | MA | NEWEc | Cool | NEWEc_Cool_5A | 5
9023 | 2646 | MA | NEWEc | Cool | NEWEc_Cool_5A | 5
9024 | 2647 | MA | NEWEc | Cool | NEWEc_Cool_5A | 5
9025 | 2648 | MA | NEWEc | Cool | NEWEc_Cool_5A | 5
9026 | 2649 | MA | NEWEc | Cool | NEWEc_Cool_5A | 5
9027 | 2650 | MA | NEWEc | Cool | NEWEc_Cool_5A | 5
9028 | 2651 | MA | NEWEc | Cool | NEWEc_Cool_5A | 5
9029 | 2652 | MA | NEWEc | Cool | NEWEc_Cool_5A | 5
9030 | 2653 | MA | NEWEc | Cool | NEWEc_Cool_5A | 5
9031 | 2655 | MA | NEWEc | Cool | NEWEc_Cool_5A | 5
9032 | 2657 | MA | NEWEc | Cool | NEWEc_Cool_5A | 5
9033 | 2659 | MA | NEWEc | Cool | NEWEc_Cool_5A | 5
9034 | 2660 | MA | NEWEc | Cool | NEWEc_Cool_5A | 5
9035 | 2661 | MA | NEWEc | Cool | NEWEc_Cool_5A | 5
9036 | 2662 | MA | NEWEc | Cool | NEWEc_Cool_5A | 5
9037 | 2663 | MA | NEWEc | Cool | NEWEc_Cool_5A | 5
9038 | 2664 | MA | NEWEc | Cool | NEWEc_Cool_5A | 5
9039 | 2666 | MA | NEWEc | Cool | NEWEc_Cool_5A | 5
9040 | 2667 | MA | NEWEc | Cool | NEWEc_Cool_5A | 5
9041 | 2668 | MA | NEWEc | Cool | NEWEc_Cool_5A | 5
9042 | 2669 | MA | NEWEc | Cool | NEWEc_Cool_5A | 5
9043 | 2670 | MA | NEWEc | Cool | NEWEc_Cool_5A | 5
9044 | 2671 | MA | NEWEc | Cool | NEWEc_Cool_5A | 5
9045 | 2672 | MA | NEWEc | Cool | NEWEc_Cool_5A | 5
9046 | 2673 | MA | NEWEc | Cool | NEWEc_Cool_5A | 5
9047 | 2675 | MA | NEWEc | Cool | NEWEc_Cool_5A | 5
9048 | 2535 | MA | NEWEc | Cool | NEWEc_Cool_5A | 5
9049 | 2539 | MA | NEWEc | Cool | NEWEc_Cool_5A | 5
9050 | 2552 | MA | NEWEc | Cool | NEWEc_Cool_5A | 5
9051 | 2557 | MA | NEWEc | Cool | NEWEc_Cool_5A | 5
9052 | 2575 | MA | NEWEc | Cool | NEWEc_Cool_5A | 5
9053 | 2713 | MA | NEWEc | Cool | NEWEc_Cool_5A | 5
9054 | 2554 | MA | NEWEc | Cool | NEWEc_Cool_5A | 5
9055 | 2564 | MA | NEWEc | Cool | NEWEc_Cool_5A | 5
9056 | 2584 | MA | NEWEc | Cool | NEWEc_Cool_5A | 5
9057 | 2801 | RI | NEWEc | Cool | NEWEc_Cool_5A | 5
9058 | 2835 | RI | NEWEc | Cool | NEWEc_Cool_5A | 5
9059 | 2837 | RI | NEWEc | Cool | NEWEc_Cool_5A | 5
9060 | 2840 | RI | NEWEc | Cool | NEWEc_Cool_5A | 5
9061 | 2841 | RI | NEWEc | Cool | NEWEc_Cool_5A | 5
9062 | 2842 | RI | NEWEc | Cool | NEWEc_Cool_5A | 5
9063 | 2871 | RI | NEWEc | Cool | NEWEc_Cool_5A | 5
9064 | 2872 | RI | NEWEc | Cool | NEWEc_Cool_5A | 5
9065 | 2878 | RI | NEWEc | Cool | NEWEc_Cool_5A | 5
9066 | 2802 | RI | NEWEc | Cool | NEWEc_Cool_5A | 5
9067 | 2814 | RI | NEWEc | Cool | NEWEc_Cool_5A | 5
9068 | 2815 | RI | NEWEc | Cool | NEWEc_Cool_5A | 5
9069 | 2823 | RI | NEWEc | Cool | NEWEc_Cool_5A | 5
9070 | 2824 | RI | NEWEc | Cool | NEWEc_Cool_5A | 5
9071 | 2825 | RI | NEWEc | Cool | NEWEc_Cool_5A | 5
9072 | 2826 | RI | NEWEc | Cool | NEWEc_Cool_5A | 5
9073 | 2828 | RI | NEWEc | Cool | NEWEc_Cool_5A | 5
9074 | 2829 | RI | NEWEc | Cool | NEWEc_Cool_5A | 5
9075 | 2830 | RI | NEWEc | Cool | NEWEc_Cool_5A | 5
9076 | 2831 | RI | NEWEc | Cool | NEWEc_Cool_5A | 5
9077 | 2838 | RI | NEWEc | Cool | NEWEc_Cool_5A | 5
9078 | 2839 | RI | NEWEc | Cool | NEWEc_Cool_5A | 5
9079 | 2857 | RI | NEWEc | Cool | NEWEc_Cool_5A | 5
9080 | 2858 | RI | NEWEc | Cool | NEWEc_Cool_5A | 5
9081 | 2859 | RI | NEWEc | Cool | NEWEc_Cool_5A | 5
9082 | 2860 | RI | NEWEc | Cool | NEWEc_Cool_5A | 5
9083 | 2861 | RI | NEWEc | Cool | NEWEc_Cool_5A | 5
9084 | 2862 | RI | NEWEc | Cool | NEWEc_Cool_5A | 5
9085 | 2863 | RI | NEWEc | Cool | NEWEc_Cool_5A | 5
9086 | 2864 | RI | NEWEc | Cool | NEWEc_Cool_5A | 5
9087 | 2865 | RI | NEWEc | Cool | NEWEc_Cool_5A | 5
9088 | 2876 | RI | NEWEc | Cool | NEWEc_Cool_5A | 5
9089 | 2886 | RI | NEWEc | Cool | NEWEc_Cool_5A | 5
9090 | 2893 | RI | NEWEc | Cool | NEWEc_Cool_5A | 5
9091 | 2895 | RI | NEWEc | Cool | NEWEc_Cool_5A | 5
9092 | 2896 | RI | NEWEc | Cool | NEWEc_Cool_5A | 5
9093 | 2901 | RI | NEWEc | Cool | NEWEc_Cool_5A | 5
9094 | 2902 | RI | NEWEc | Cool | NEWEc_Cool_5A | 5
9095 | 2903 | RI | NEWEc | Cool | NEWEc_Cool_5A | 5
9096 | 2904 | RI | NEWEc | Cool | NEWEc_Cool_5A | 5
9097 | 2905 | RI | NEWEc | Cool | NEWEc_Cool_5A | 5
9098 | 2906 | RI | NEWEc | Cool | NEWEc_Cool_5A | 5
9099 | 2907 | RI | NEWEc | Cool | NEWEc_Cool_5A | 5
9100 | 2908 | RI | NEWEc | Cool | NEWEc_Cool_5A | 5
9101 | 2909 | RI | NEWEc | Cool | NEWEc_Cool_5A | 5
9102 | 2910 | RI | NEWEc | Cool | NEWEc_Cool_5A | 5
9103 | 2911 | RI | NEWEc | Cool | NEWEc_Cool_5A | 5
9104 | 2912 | RI | NEWEc | Cool | NEWEc_Cool_5A | 5
9105 | 2914 | RI | NEWEc | Cool | NEWEc_Cool_5A | 5
9106 | 2915 | RI | NEWEc | Cool | NEWEc_Cool_5A | 5
9107 | 2916 | RI | NEWEc | Cool | NEWEc_Cool_5A | 5
9108 | 2917 | RI | NEWEc | Cool | NEWEc_Cool_5A | 5
9109 | 2918 | RI | NEWEc | Cool | NEWEc_Cool_5A | 5
9110 | 2919 | RI | NEWEc | Cool | NEWEc_Cool_5A | 5
9111 | 2920 | RI | NEWEc | Cool | NEWEc_Cool_5A | 5
9112 | 2921 | RI | NEWEc | Cool | NEWEc_Cool_5A | 5
9113 | 2940 | RI | NEWEc | Cool | NEWEc_Cool_5A | 5
9114 | 2804 | RI | NEWEc | Cool | NEWEc_Cool_5A | 5
9115 | 2807 | RI | NEWEc | Cool | NEWEc_Cool_5A | 5
9116 | 2808 | RI | NEWEc | Cool | NEWEc_Cool_5A | 5
9117 | 2812 | RI | NEWEc | Cool | NEWEc_Cool_5A | 5
9118 | 2813 | RI | NEWEc | Cool | NEWEc_Cool_5A | 5
9119 | 2822 | RI | NEWEc | Cool | NEWEc_Cool_5A | 5
9120 | 2832 | RI | NEWEc | Cool | NEWEc_Cool_5A | 5
9121 | 2833 | RI | NEWEc | Cool | NEWEc_Cool_5A | 5
9122 | 2836 | RI | NEWEc | Cool | NEWEc_Cool_5A | 5
9123 | 2852 | RI | NEWEc | Cool | NEWEc_Cool_5A | 5
9124 | 2873 | RI | NEWEc | Cool | NEWEc_Cool_5A | 5
9125 | 2874 | RI | NEWEc | Cool | NEWEc_Cool_5A | 5
9126 | 2875 | RI | NEWEc | Cool | NEWEc_Cool_5A | 5
9127 | 2877 | RI | NEWEc | Cool | NEWEc_Cool_5A | 5
9128 | 2879 | RI | NEWEc | Cool | NEWEc_Cool_5A | 5
9129 | 2880 | RI | NEWEc | Cool | NEWEc_Cool_5A | 5
9130 | 2881 | RI | NEWEc | Cool | NEWEc_Cool_5A | 5
9131 | 2882 | RI | NEWEc | Cool | NEWEc_Cool_5A | 5
9132 | 2883 | RI | NEWEc | Cool | NEWEc_Cool_5A | 5
9133 | 2891 | RI | NEWEc | Cool | NEWEc_Cool_5A | 5
9134 | 2892 | RI | NEWEc | Cool | NEWEc_Cool_5A | 5
9135 | 2894 | RI | NEWEc | Cool | NEWEc_Cool_5A | 5
9136 | 2898 | RI | NEWEc | Cool | NEWEc_Cool_5A | 5
9137 | 2806 | RI | NEWEc | Cool | NEWEc_Cool_5A | 5
9138 | 2809 | RI | NEWEc | Cool | NEWEc_Cool_5A | 5
9139 | 2885 | RI | NEWEc | Cool | NEWEc_Cool_5A | 5
9140 | 2816 | RI | NEWEc | Cool | NEWEc_Cool_5A | 5
9141 | 2817 | RI | NEWEc | Cool | NEWEc_Cool_5A | 5
9142 | 2818 | RI | NEWEc | Cool | NEWEc_Cool_5A | 5
9143 | 2827 | RI | NEWEc | Cool | NEWEc_Cool_5A | 5
9144 | 2887 | RI | NEWEc | Cool | NEWEc_Cool_5A | 5
9145 | 2888 | RI | NEWEc | Cool | NEWEc_Cool_5A | 5
9146 | 2889 | RI | NEWEc | Cool | NEWEc_Cool_5A | 5
9147 | 3031 | NH | NEWEc | Cool | NEWEc_Cool_5A | 5
9148 | 3033 | NH | NEWEc | Cool | NEWEc_Cool_5A | 5
9149 | 3043 | NH | NEWEc | Cool | NEWEc_Cool_5A | 5
9150 | 3045 | NH | NEWEc | Cool | NEWEc_Cool_5A | 5
9151 | 3047 | NH | NEWEc | Cool | NEWEc_Cool_5A | 5
9152 | 3048 | NH | NEWEc | Cool | NEWEc_Cool_5A | 5
9153 | 3049 | NH | NEWEc | Cool | NEWEc_Cool_5A | 5
9154 | 3051 | NH | NEWEc | Cool | NEWEc_Cool_5A | 5
9155 | 3052 | NH | NEWEc | Cool | NEWEc_Cool_5A | 5
9156 | 3054 | NH | NEWEc | Cool | NEWEc_Cool_5A | 5
9157 | 3055 | NH | NEWEc | Cool | NEWEc_Cool_5A | 5
9158 | 3057 | NH | NEWEc | Cool | NEWEc_Cool_5A | 5
9159 | 3060 | NH | NEWEc | Cool | NEWEc_Cool_5A | 5
9160 | 3061 | NH | NEWEc | Cool | NEWEc_Cool_5A | 5
9161 | 3062 | NH | NEWEc | Cool | NEWEc_Cool_5A | 5
9162 | 3063 | NH | NEWEc | Cool | NEWEc_Cool_5A | 5
9163 | 3064 | NH | NEWEc | Cool | NEWEc_Cool_5A | 5
9164 | 3070 | NH | NEWEc | Cool | NEWEc_Cool_5A | 5
9165 | 3071 | NH | NEWEc | Cool | NEWEc_Cool_5A | 5
9166 | 3076 | NH | NEWEc | Cool | NEWEc_Cool_5A | 5
9167 | 3082 | NH | NEWEc | Cool | NEWEc_Cool_5A | 5
9168 | 3084 | NH | NEWEc | Cool | NEWEc_Cool_5A | 5
9169 | 3086 | NH | NEWEc | Cool | NEWEc_Cool_5A | 5
9170 | 3101 | NH | NEWEc | Cool | NEWEc_Cool_5A | 5
9171 | 3102 | NH | NEWEc | Cool | NEWEc_Cool_5A | 5
9172 | 3103 | NH | NEWEc | Cool | NEWEc_Cool_5A | 5
9173 | 3104 | NH | NEWEc | Cool | NEWEc_Cool_5A | 5
9174 | 3105 | NH | NEWEc | Cool | NEWEc_Cool_5A | 5
9175 | 3106 | NH | NEWEc | Cool | NEWEc_Cool_5A | 5
9176 | 3108 | NH | NEWEc | Cool | NEWEc_Cool_5A | 5
9177 | 3109 | NH | NEWEc | Cool | NEWEc_Cool_5A | 5
9178 | 3110 | NH | NEWEc | Cool | NEWEc_Cool_5A | 5
9179 | 3111 | NH | NEWEc | Cool | NEWEc_Cool_5A | 5
9180 | 3242 | NH | NEWEc | Cool | NEWEc_Cool_5A | 5
9181 | 3244 | NH | NEWEc | Cool | NEWEc_Cool_5A | 5
9182 | 3280 | NH | NEWEc | Cool | NEWEc_Cool_5A | 5
9183 | 3281 | NH | NEWEc | Cool | NEWEc_Cool_5A | 5
9184 | 3304 | NH | NEWEc | Cool | NEWEc_Cool_5A | 5
9185 | 3440 | NH | NEWEc | Cool | NEWEc_Cool_5A | 5
9186 | 3442 | NH | NEWEc | Cool | NEWEc_Cool_5A | 5
9187 | 3449 | NH | NEWEc | Cool | NEWEc_Cool_5A | 5
9188 | 3452 | NH | NEWEc | Cool | NEWEc_Cool_5A | 5
9189 | 3458 | NH | NEWEc | Cool | NEWEc_Cool_5A | 5
9190 | 3468 | NH | NEWEc | Cool | NEWEc_Cool_5A | 5
9191 | 3032 | NH | NEWEc | Cool | NEWEc_Cool_5A | 5
9192 | 3034 | NH | NEWEc | Cool | NEWEc_Cool_5A | 5
9193 | 3036 | NH | NEWEc | Cool | NEWEc_Cool_5A | 5
9194 | 3037 | NH | NEWEc | Cool | NEWEc_Cool_5A | 5
9195 | 3038 | NH | NEWEc | Cool | NEWEc_Cool_5A | 5
9196 | 3041 | NH | NEWEc | Cool | NEWEc_Cool_5A | 5
9197 | 3042 | NH | NEWEc | Cool | NEWEc_Cool_5A | 5
9198 | 3044 | NH | NEWEc | Cool | NEWEc_Cool_5A | 5
9199 | 3053 | NH | NEWEc | Cool | NEWEc_Cool_5A | 5
9200 | 3073 | NH | NEWEc | Cool | NEWEc_Cool_5A | 5
9201 | 3077 | NH | NEWEc | Cool | NEWEc_Cool_5A | 5
9202 | 3079 | NH | NEWEc | Cool | NEWEc_Cool_5A | 5
9203 | 3087 | NH | NEWEc | Cool | NEWEc_Cool_5A | 5
9204 | 3234 | NH | NEWEc | Cool | NEWEc_Cool_5A | 5
9205 | 3261 | NH | NEWEc | Cool | NEWEc_Cool_5A | 5
9206 | 3290 | NH | NEWEc | Cool | NEWEc_Cool_5A | 5
9207 | 3291 | NH | NEWEc | Cool | NEWEc_Cool_5A | 5
9208 | 3801 | NH | NEWEc | Cool | NEWEc_Cool_5A | 5
9209 | 3802 | NH | NEWEc | Cool | NEWEc_Cool_5A | 5
9210 | 3803 | NH | NEWEc | Cool | NEWEc_Cool_5A | 5
9211 | 3811 | NH | NEWEc | Cool | NEWEc_Cool_5A | 5
9212 | 3819 | NH | NEWEc | Cool | NEWEc_Cool_5A | 5
9213 | 3824 | NH | NEWEc | Cool | NEWEc_Cool_5A | 5
9214 | 3825 | NH | NEWEc | Cool | NEWEc_Cool_5A | 5
9215 | 3826 | NH | NEWEc | Cool | NEWEc_Cool_5A | 5
9216 | 3827 | NH | NEWEc | Cool | NEWEc_Cool_5A | 5
9217 | 3833 | NH | NEWEc | Cool | NEWEc_Cool_5A | 5
9218 | 3840 | NH | NEWEc | Cool | NEWEc_Cool_5A | 5
9219 | 3841 | NH | NEWEc | Cool | NEWEc_Cool_5A | 5
9220 | 3842 | NH | NEWEc | Cool | NEWEc_Cool_5A | 5
9221 | 3843 | NH | NEWEc | Cool | NEWEc_Cool_5A | 5
9222 | 3844 | NH | NEWEc | Cool | NEWEc_Cool_5A | 5
9223 | 3848 | NH | NEWEc | Cool | NEWEc_Cool_5A | 5
9224 | 3854 | NH | NEWEc | Cool | NEWEc_Cool_5A | 5
9225 | 3856 | NH | NEWEc | Cool | NEWEc_Cool_5A | 5
9226 | 3857 | NH | NEWEc | Cool | NEWEc_Cool_5A | 5
9227 | 3858 | NH | NEWEc | Cool | NEWEc_Cool_5A | 5
9228 | 3859 | NH | NEWEc | Cool | NEWEc_Cool_5A | 5
9229 | 3862 | NH | NEWEc | Cool | NEWEc_Cool_5A | 5
9230 | 3865 | NH | NEWEc | Cool | NEWEc_Cool_5A | 5
9231 | 3870 | NH | NEWEc | Cool | NEWEc_Cool_5A | 5
9232 | 3871 | NH | NEWEc | Cool | NEWEc_Cool_5A | 5
9233 | 3873 | NH | NEWEc | Cool | NEWEc_Cool_5A | 5
9234 | 3874 | NH | NEWEc | Cool | NEWEc_Cool_5A | 5
9235 | 3884 | NH | NEWEc | Cool | NEWEc_Cool_5A | 5
9236 | 3885 | NH | NEWEc | Cool | NEWEc_Cool_5A | 5
9237 | 3809 | NH | NEWEc | Cool | NEWEc_Cool_5A | 5
9238 | 3815 | NH | NEWEc | Cool | NEWEc_Cool_5A | 5
9239 | 3820 | NH | NEWEc | Cool | NEWEc_Cool_5A | 5
9240 | 3821 | NH | NEWEc | Cool | NEWEc_Cool_5A | 5
9241 | 3822 | NH | NEWEc | Cool | NEWEc_Cool_5A | 5
9242 | 3823 | NH | NEWEc | Cool | NEWEc_Cool_5A | 5
9243 | 3835 | NH | NEWEc | Cool | NEWEc_Cool_5A | 5
9244 | 3839 | NH | NEWEc | Cool | NEWEc_Cool_5A | 5
9245 | 3851 | NH | NEWEc | Cool | NEWEc_Cool_5A | 5
9246 | 3852 | NH | NEWEc | Cool | NEWEc_Cool_5A | 5
9247 | 3855 | NH | NEWEc | Cool | NEWEc_Cool_5A | 5
9248 | 3861 | NH | NEWEc | Cool | NEWEc_Cool_5A | 5
9249 | 3866 | NH | NEWEc | Cool | NEWEc_Cool_5A | 5
9250 | 3867 | NH | NEWEc | Cool | NEWEc_Cool_5A | 5
9251 | 3868 | NH | NEWEc | Cool | NEWEc_Cool_5A | 5
9252 | 3869 | NH | NEWEc | Cool | NEWEc_Cool_5A | 5
9253 | 3872 | NH | NEWEc | Cool | NEWEc_Cool_5A | 5
9254 | 3878 | NH | NEWEc | Cool | NEWEc_Cool_5A | 5
9255 | 3887 | NH | NEWEc | Cool | NEWEc_Cool_5A | 5
9256 | 3431 | NH | NEWEc | Cool | NEWEc_Cool_5A | 5
9257 | 3435 | NH | NEWEc | Cool | NEWEc_Cool_5A | 5
9258 | 3441 | NH | NEWEc | Cool | NEWEc_Cool_5A | 5
9259 | 3443 | NH | NEWEc | Cool | NEWEc_Cool_5A | 5
9260 | 3444 | NH | NEWEc | Cool | NEWEc_Cool_5A | 5
9261 | 3445 | NH | NEWEc | Cool | NEWEc_Cool_5A | 5
9262 | 3446 | NH | NEWEc | Cool | NEWEc_Cool_5A | 5
9263 | 3447 | NH | NEWEc | Cool | NEWEc_Cool_5A | 5
9264 | 3448 | NH | NEWEc | Cool | NEWEc_Cool_5A | 5
9265 | 3450 | NH | NEWEc | Cool | NEWEc_Cool_5A | 5
9266 | 3451 | NH | NEWEc | Cool | NEWEc_Cool_5A | 5
9267 | 3455 | NH | NEWEc | Cool | NEWEc_Cool_5A | 5
9268 | 3456 | NH | NEWEc | Cool | NEWEc_Cool_5A | 5
9269 | 3457 | NH | NEWEc | Cool | NEWEc_Cool_5A | 5
9270 | 3461 | NH | NEWEc | Cool | NEWEc_Cool_5A | 5
9271 | 3462 | NH | NEWEc | Cool | NEWEc_Cool_5A | 5
9272 | 3464 | NH | NEWEc | Cool | NEWEc_Cool_5A | 5
9273 | 3465 | NH | NEWEc | Cool | NEWEc_Cool_5A | 5
9274 | 3466 | NH | NEWEc | Cool | NEWEc_Cool_5A | 5
9275 | 3467 | NH | NEWEc | Cool | NEWEc_Cool_5A | 5
9276 | 3469 | NH | NEWEc | Cool | NEWEc_Cool_5A | 5
9277 | 3470 | NH | NEWEc | Cool | NEWEc_Cool_5A | 5
9278 | 3604 | NH | NEWEc | Cool | NEWEc_Cool_5A | 5
9279 | 3609 | NH | NEWEc | Cool | NEWEc_Cool_5A | 5
9280 | 6001 | CT | NEWEc | Cool | NEWEc_Cool_5A | 5
9281 | 6002 | CT | NEWEc | Cool | NEWEc_Cool_5A | 5
9282 | 6006 | CT | NEWEc | Cool | NEWEc_Cool_5A | 5
9283 | 6010 | CT | NEWEc | Cool | NEWEc_Cool_5A | 5
9284 | 6011 | CT | NEWEc | Cool | NEWEc_Cool_5A | 5
9285 | 6013 | CT | NEWEc | Cool | NEWEc_Cool_5A | 5
9286 | 6016 | CT | NEWEc | Cool | NEWEc_Cool_5A | 5
9287 | 6019 | CT | NEWEc | Cool | NEWEc_Cool_5A | 5
9288 | 6020 | CT | NEWEc | Cool | NEWEc_Cool_5A | 5
9289 | 6022 | CT | NEWEc | Cool | NEWEc_Cool_5A | 5
9290 | 6023 | CT | NEWEc | Cool | NEWEc_Cool_5A | 5
9291 | 6025 | CT | NEWEc | Cool | NEWEc_Cool_5A | 5
9292 | 6026 | CT | NEWEc | Cool | NEWEc_Cool_5A | 5
9293 | 6027 | CT | NEWEc | Cool | NEWEc_Cool_5A | 5
9294 | 6028 | CT | NEWEc | Cool | NEWEc_Cool_5A | 5
9295 | 6029 | CT | NEWEc | Cool | NEWEc_Cool_5A | 5
9296 | 6030 | CT | NEWEc | Cool | NEWEc_Cool_5A | 5
9297 | 6032 | CT | NEWEc | Cool | NEWEc_Cool_5A | 5
9298 | 6033 | CT | NEWEc | Cool | NEWEc_Cool_5A | 5
9299 | 6034 | CT | NEWEc | Cool | NEWEc_Cool_5A | 5
9300 | 6035 | CT | NEWEc | Cool | NEWEc_Cool_5A | 5
9301 | 6037 | CT | NEWEc | Cool | NEWEc_Cool_5A | 5
9302 | 6040 | CT | NEWEc | Cool | NEWEc_Cool_5A | 5
9303 | 6041 | CT | NEWEc | Cool | NEWEc_Cool_5A | 5
9304 | 6042 | CT | NEWEc | Cool | NEWEc_Cool_5A | 5
9305 | 6043 | CT | NEWEc | Cool | NEWEc_Cool_5A | 5
9306 | 6045 | CT | NEWEc | Cool | NEWEc_Cool_5A | 5
9307 | 6050 | CT | NEWEc | Cool | NEWEc_Cool_5A | 5
9308 | 6051 | CT | NEWEc | Cool | NEWEc_Cool_5A | 5
9309 | 6052 | CT | NEWEc | Cool | NEWEc_Cool_5A | 5
9310 | 6053 | CT | NEWEc | Cool | NEWEc_Cool_5A | 5
9311 | 6060 | CT | NEWEc | Cool | NEWEc_Cool_5A | 5
9312 | 6062 | CT | NEWEc | Cool | NEWEc_Cool_5A | 5
9313 | 6064 | CT | NEWEc | Cool | NEWEc_Cool_5A | 5
9314 | 6065 | CT | NEWEc | Cool | NEWEc_Cool_5A | 5
9315 | 6066 | CT | NEWEc | Cool | NEWEc_Cool_5A | 5
9316 | 6067 | CT | NEWEc | Cool | NEWEc_Cool_5A | 5
9317 | 6070 | CT | NEWEc | Cool | NEWEc_Cool_5A | 5
9318 | 6071 | CT | NEWEc | Cool | NEWEc_Cool_5A | 5
9319 | 6073 | CT | NEWEc | Cool | NEWEc_Cool_5A | 5
9320 | 6074 | CT | NEWEc | Cool | NEWEc_Cool_5A | 5
9321 | 6078 | CT | NEWEc | Cool | NEWEc_Cool_5A | 5
9322 | 6080 | CT | NEWEc | Cool | NEWEc_Cool_5A | 5
9323 | 6081 | CT | NEWEc | Cool | NEWEc_Cool_5A | 5
9324 | 6082 | CT | NEWEc | Cool | NEWEc_Cool_5A | 5
9325 | 6083 | CT | NEWEc | Cool | NEWEc_Cool_5A | 5
9326 | 6085 | CT | NEWEc | Cool | NEWEc_Cool_5A | 5
9327 | 6088 | CT | NEWEc | Cool | NEWEc_Cool_5A | 5
9328 | 6089 | CT | NEWEc | Cool | NEWEc_Cool_5A | 5
9329 | 6090 | CT | NEWEc | Cool | NEWEc_Cool_5A | 5
9330 | 6091 | CT | NEWEc | Cool | NEWEc_Cool_5A | 5
9331 | 6092 | CT | NEWEc | Cool | NEWEc_Cool_5A | 5
9332 | 6093 | CT | NEWEc | Cool | NEWEc_Cool_5A | 5
9333 | 6095 | CT | NEWEc | Cool | NEWEc_Cool_5A | 5
9334 | 6096 | CT | NEWEc | Cool | NEWEc_Cool_5A | 5
9335 | 6101 | CT | NEWEc | Cool | NEWEc_Cool_5A | 5
9336 | 6102 | CT | NEWEc | Cool | NEWEc_Cool_5A | 5
9337 | 6103 | CT | NEWEc | Cool | NEWEc_Cool_5A | 5
9338 | 6105 | CT | NEWEc | Cool | NEWEc_Cool_5A | 5
9339 | 6106 | CT | NEWEc | Cool | NEWEc_Cool_5A | 5
9340 | 6107 | CT | NEWEc | Cool | NEWEc_Cool_5A | 5
9341 | 6108 | CT | NEWEc | Cool | NEWEc_Cool_5A | 5
9342 | 6109 | CT | NEWEc | Cool | NEWEc_Cool_5A | 5
9343 | 6110 | CT | NEWEc | Cool | NEWEc_Cool_5A | 5
9344 | 6111 | CT | NEWEc | Cool | NEWEc_Cool_5A | 5
9345 | 6112 | CT | NEWEc | Cool | NEWEc_Cool_5A | 5
9346 | 6114 | CT | NEWEc | Cool | NEWEc_Cool_5A | 5
9347 | 6115 | CT | NEWEc | Cool | NEWEc_Cool_5A | 5
9348 | 6117 | CT | NEWEc | Cool | NEWEc_Cool_5A | 5
9349 | 6118 | CT | NEWEc | Cool | NEWEc_Cool_5A | 5
9350 | 6119 | CT | NEWEc | Cool | NEWEc_Cool_5A | 5
9351 | 6120 | CT | NEWEc | Cool | NEWEc_Cool_5A | 5
9352 | 6123 | CT | NEWEc | Cool | NEWEc_Cool_5A | 5
9353 | 6126 | CT | NEWEc | Cool | NEWEc_Cool_5A | 5
9354 | 6127 | CT | NEWEc | Cool | NEWEc_Cool_5A | 5
9355 | 6128 | CT | NEWEc | Cool | NEWEc_Cool_5A | 5
9356 | 6129 | CT | NEWEc | Cool | NEWEc_Cool_5A | 5
9357 | 6131 | CT | NEWEc | Cool | NEWEc_Cool_5A | 5
9358 | 6132 | CT | NEWEc | Cool | NEWEc_Cool_5A | 5
9359 | 6133 | CT | NEWEc | Cool | NEWEc_Cool_5A | 5
9360 | 6134 | CT | NEWEc | Cool | NEWEc_Cool_5A | 5
9361 | 6137 | CT | NEWEc | Cool | NEWEc_Cool_5A | 5
9362 | 6138 | CT | NEWEc | Cool | NEWEc_Cool_5A | 5
9363 | 6141 | CT | NEWEc | Cool | NEWEc_Cool_5A | 5
9364 | 6142 | CT | NEWEc | Cool | NEWEc_Cool_5A | 5
9365 | 6143 | CT | NEWEc | Cool | NEWEc_Cool_5A | 5
9366 | 6144 | CT | NEWEc | Cool | NEWEc_Cool_5A | 5
9367 | 6145 | CT | NEWEc | Cool | NEWEc_Cool_5A | 5
9368 | 6146 | CT | NEWEc | Cool | NEWEc_Cool_5A | 5
9369 | 6147 | CT | NEWEc | Cool | NEWEc_Cool_5A | 5
9370 | 6152 | CT | NEWEc | Cool | NEWEc_Cool_5A | 5
9371 | 6153 | CT | NEWEc | Cool | NEWEc_Cool_5A | 5
9372 | 6154 | CT | NEWEc | Cool | NEWEc_Cool_5A | 5
9373 | 6155 | CT | NEWEc | Cool | NEWEc_Cool_5A | 5
9374 | 6156 | CT | NEWEc | Cool | NEWEc_Cool_5A | 5
9375 | 6160 | CT | NEWEc | Cool | NEWEc_Cool_5A | 5
9376 | 6161 | CT | NEWEc | Cool | NEWEc_Cool_5A | 5
9377 | 6167 | CT | NEWEc | Cool | NEWEc_Cool_5A | 5
9378 | 6183 | CT | NEWEc | Cool | NEWEc_Cool_5A | 5
9379 | 6199 | CT | NEWEc | Cool | NEWEc_Cool_5A | 5
9380 | 6248 | CT | NEWEc | Cool | NEWEc_Cool_5A | 5
9381 | 6410 | CT | NEWEc | Cool | NEWEc_Cool_5A | 5
9382 | 6444 | CT | NEWEc | Cool | NEWEc_Cool_5A | 5
9383 | 6447 | CT | NEWEc | Cool | NEWEc_Cool_5A | 5
9384 | 6451 | CT | NEWEc | Cool | NEWEc_Cool_5A | 5
9385 | 6467 | CT | NEWEc | Cool | NEWEc_Cool_5A | 5
9386 | 6479 | CT | NEWEc | Cool | NEWEc_Cool_5A | 5
9387 | 6489 | CT | NEWEc | Cool | NEWEc_Cool_5A | 5
9388 | 6786 | CT | NEWEc | Cool | NEWEc_Cool_5A | 5
9389 | 6791 | CT | NEWEc | Cool | NEWEc_Cool_5A | 5
9390 | 6018 | CT | NEWEc | Cool | NEWEc_Cool_5A | 5
9391 | 6021 | CT | NEWEc | Cool | NEWEc_Cool_5A | 5
9392 | 6024 | CT | NEWEc | Cool | NEWEc_Cool_5A | 5
9393 | 6031 | CT | NEWEc | Cool | NEWEc_Cool_5A | 5
9394 | 6039 | CT | NEWEc | Cool | NEWEc_Cool_5A | 5
9395 | 6057 | CT | NEWEc | Cool | NEWEc_Cool_5A | 5
9396 | 6058 | CT | NEWEc | Cool | NEWEc_Cool_5A | 5
9397 | 6059 | CT | NEWEc | Cool | NEWEc_Cool_5A | 5
9398 | 6061 | CT | NEWEc | Cool | NEWEc_Cool_5A | 5
9399 | 6063 | CT | NEWEc | Cool | NEWEc_Cool_5A | 5
9400 | 6068 | CT | NEWEc | Cool | NEWEc_Cool_5A | 5
9401 | 6069 | CT | NEWEc | Cool | NEWEc_Cool_5A | 5
9402 | 6079 | CT | NEWEc | Cool | NEWEc_Cool_5A | 5
9403 | 6098 | CT | NEWEc | Cool | NEWEc_Cool_5A | 5
9404 | 6708 | CT | NEWEc | Cool | NEWEc_Cool_5A | 5
9405 | 6750 | CT | NEWEc | Cool | NEWEc_Cool_5A | 5
9406 | 6751 | CT | NEWEc | Cool | NEWEc_Cool_5A | 5
9407 | 6752 | CT | NEWEc | Cool | NEWEc_Cool_5A | 5
9408 | 6753 | CT | NEWEc | Cool | NEWEc_Cool_5A | 5
9409 | 6754 | CT | NEWEc | Cool | NEWEc_Cool_5A | 5
9410 | 6755 | CT | NEWEc | Cool | NEWEc_Cool_5A | 5
9411 | 6756 | CT | NEWEc | Cool | NEWEc_Cool_5A | 5
9412 | 6757 | CT | NEWEc | Cool | NEWEc_Cool_5A | 5
9413 | 6758 | CT | NEWEc | Cool | NEWEc_Cool_5A | 5
9414 | 6759 | CT | NEWEc | Cool | NEWEc_Cool_5A | 5
9415 | 6763 | CT | NEWEc | Cool | NEWEc_Cool_5A | 5
9416 | 6776 | CT | NEWEc | Cool | NEWEc_Cool_5A | 5
9417 | 6777 | CT | NEWEc | Cool | NEWEc_Cool_5A | 5
9418 | 6778 | CT | NEWEc | Cool | NEWEc_Cool_5A | 5
9419 | 6779 | CT | NEWEc | Cool | NEWEc_Cool_5A | 5
9420 | 6781 | CT | NEWEc | Cool | NEWEc_Cool_5A | 5
9421 | 6782 | CT | NEWEc | Cool | NEWEc_Cool_5A | 5
9422 | 6783 | CT | NEWEc | Cool | NEWEc_Cool_5A | 5
9423 | 6784 | CT | NEWEc | Cool | NEWEc_Cool_5A | 5
9424 | 6785 | CT | NEWEc | Cool | NEWEc_Cool_5A | 5
9425 | 6787 | CT | NEWEc | Cool | NEWEc_Cool_5A | 5
9426 | 6790 | CT | NEWEc | Cool | NEWEc_Cool_5A | 5
9427 | 6792 | CT | NEWEc | Cool | NEWEc_Cool_5A | 5
9428 | 6793 | CT | NEWEc | Cool | NEWEc_Cool_5A | 5
9429 | 6794 | CT | NEWEc | Cool | NEWEc_Cool_5A | 5
9430 | 6795 | CT | NEWEc | Cool | NEWEc_Cool_5A | 5
9431 | 6796 | CT | NEWEc | Cool | NEWEc_Cool_5A | 5
9432 | 6798 | CT | NEWEc | Cool | NEWEc_Cool_5A | 5
9433 | 6804 | CT | NEWEc | Cool | NEWEc_Cool_5A | 5
9434 | 6409 | CT | NEWEc | Cool | NEWEc_Cool_5A | 5
9435 | 6412 | CT | NEWEc | Cool | NEWEc_Cool_5A | 5
9436 | 6413 | CT | NEWEc | Cool | NEWEc_Cool_5A | 5
9437 | 6414 | CT | NEWEc | Cool | NEWEc_Cool_5A | 5
9438 | 6415 | CT | NEWEc | Cool | NEWEc_Cool_5A | 5
9439 | 6416 | CT | NEWEc | Cool | NEWEc_Cool_5A | 5
9440 | 6417 | CT | NEWEc | Cool | NEWEc_Cool_5A | 5
9441 | 6419 | CT | NEWEc | Cool | NEWEc_Cool_5A | 5
9442 | 6420 | CT | NEWEc | Cool | NEWEc_Cool_5A | 5
9443 | 6422 | CT | NEWEc | Cool | NEWEc_Cool_5A | 5
9444 | 6423 | CT | NEWEc | Cool | NEWEc_Cool_5A | 5
9445 | 6424 | CT | NEWEc | Cool | NEWEc_Cool_5A | 5
9446 | 6426 | CT | NEWEc | Cool | NEWEc_Cool_5A | 5
9447 | 6438 | CT | NEWEc | Cool | NEWEc_Cool_5A | 5
9448 | 6441 | CT | NEWEc | Cool | NEWEc_Cool_5A | 5
9449 | 6442 | CT | NEWEc | Cool | NEWEc_Cool_5A | 5
9450 | 6455 | CT | NEWEc | Cool | NEWEc_Cool_5A | 5
9451 | 6456 | CT | NEWEc | Cool | NEWEc_Cool_5A | 5
9452 | 6457 | CT | NEWEc | Cool | NEWEc_Cool_5A | 5
9453 | 6459 | CT | NEWEc | Cool | NEWEc_Cool_5A | 5
9454 | 6469 | CT | NEWEc | Cool | NEWEc_Cool_5A | 5
9455 | 6475 | CT | NEWEc | Cool | NEWEc_Cool_5A | 5
9456 | 6480 | CT | NEWEc | Cool | NEWEc_Cool_5A | 5
9457 | 6481 | CT | NEWEc | Cool | NEWEc_Cool_5A | 5
9458 | 6498 | CT | NEWEc | Cool | NEWEc_Cool_5A | 5
9459 | 6072 | CT | NEWEc | Cool | NEWEc_Cool_5A | 5
9460 | 6075 | CT | NEWEc | Cool | NEWEc_Cool_5A | 5
9461 | 6076 | CT | NEWEc | Cool | NEWEc_Cool_5A | 5
9462 | 6077 | CT | NEWEc | Cool | NEWEc_Cool_5A | 5
9463 | 6084 | CT | NEWEc | Cool | NEWEc_Cool_5A | 5
9464 | 6226 | CT | NEWEc | Cool | NEWEc_Cool_5A | 5
9465 | 6231 | CT | NEWEc | Cool | NEWEc_Cool_5A | 5
9466 | 6232 | CT | NEWEc | Cool | NEWEc_Cool_5A | 5
9467 | 6237 | CT | NEWEc | Cool | NEWEc_Cool_5A | 5
9468 | 6238 | CT | NEWEc | Cool | NEWEc_Cool_5A | 5
9469 | 6242 | CT | NEWEc | Cool | NEWEc_Cool_5A | 5
9470 | 6250 | CT | NEWEc | Cool | NEWEc_Cool_5A | 5
9471 | 6251 | CT | NEWEc | Cool | NEWEc_Cool_5A | 5
9472 | 6268 | CT | NEWEc | Cool | NEWEc_Cool_5A | 5
9473 | 6269 | CT | NEWEc | Cool | NEWEc_Cool_5A | 5
9474 | 6279 | CT | NEWEc | Cool | NEWEc_Cool_5A | 5
9475 | 6401 | CT | NEWEc | Cool | NEWEc_Cool_5A | 5
9476 | 6403 | CT | NEWEc | Cool | NEWEc_Cool_5A | 5
9477 | 6405 | CT | NEWEc | Cool | NEWEc_Cool_5A | 5
9478 | 6408 | CT | NEWEc | Cool | NEWEc_Cool_5A | 5
9479 | 6411 | CT | NEWEc | Cool | NEWEc_Cool_5A | 5
9480 | 6418 | CT | NEWEc | Cool | NEWEc_Cool_5A | 5
9481 | 6437 | CT | NEWEc | Cool | NEWEc_Cool_5A | 5
9482 | 6443 | CT | NEWEc | Cool | NEWEc_Cool_5A | 5
9483 | 6450 | CT | NEWEc | Cool | NEWEc_Cool_5A | 5
9484 | 6460 | CT | NEWEc | Cool | NEWEc_Cool_5A | 5
9485 | 6461 | CT | NEWEc | Cool | NEWEc_Cool_5A | 5
9486 | 6471 | CT | NEWEc | Cool | NEWEc_Cool_5A | 5
9487 | 6472 | CT | NEWEc | Cool | NEWEc_Cool_5A | 5
9488 | 6473 | CT | NEWEc | Cool | NEWEc_Cool_5A | 5
9489 | 6477 | CT | NEWEc | Cool | NEWEc_Cool_5A | 5
9490 | 6478 | CT | NEWEc | Cool | NEWEc_Cool_5A | 5
9491 | 6483 | CT | NEWEc | Cool | NEWEc_Cool_5A | 5
9492 | 6487 | CT | NEWEc | Cool | NEWEc_Cool_5A | 5
9493 | 6488 | CT | NEWEc | Cool | NEWEc_Cool_5A | 5
9494 | 6492 | CT | NEWEc | Cool | NEWEc_Cool_5A | 5
9495 | 6493 | CT | NEWEc | Cool | NEWEc_Cool_5A | 5
9496 | 6494 | CT | NEWEc | Cool | NEWEc_Cool_5A | 5
9497 | 6495 | CT | NEWEc | Cool | NEWEc_Cool_5A | 5
9498 | 6501 | CT | NEWEc | Cool | NEWEc_Cool_5A | 5
9499 | 6502 | CT | NEWEc | Cool | NEWEc_Cool_5A | 5
9500 | 6503 | CT | NEWEc | Cool | NEWEc_Cool_5A | 5
9501 | 6504 | CT | NEWEc | Cool | NEWEc_Cool_5A | 5
9502 | 6505 | CT | NEWEc | Cool | NEWEc_Cool_5A | 5
9503 | 6506 | CT | NEWEc | Cool | NEWEc_Cool_5A | 5
9504 | 6507 | CT | NEWEc | Cool | NEWEc_Cool_5A | 5
9505 | 6508 | CT | NEWEc | Cool | NEWEc_Cool_5A | 5
9506 | 6509 | CT | NEWEc | Cool | NEWEc_Cool_5A | 5
9507 | 6510 | CT | NEWEc | Cool | NEWEc_Cool_5A | 5
9508 | 6511 | CT | NEWEc | Cool | NEWEc_Cool_5A | 5
9509 | 6512 | CT | NEWEc | Cool | NEWEc_Cool_5A | 5
9510 | 6513 | CT | NEWEc | Cool | NEWEc_Cool_5A | 5
9511 | 6514 | CT | NEWEc | Cool | NEWEc_Cool_5A | 5
9512 | 6515 | CT | NEWEc | Cool | NEWEc_Cool_5A | 5
9513 | 6516 | CT | NEWEc | Cool | NEWEc_Cool_5A | 5
9514 | 6517 | CT | NEWEc | Cool | NEWEc_Cool_5A | 5
9515 | 6518 | CT | NEWEc | Cool | NEWEc_Cool_5A | 5
9516 | 6519 | CT | NEWEc | Cool | NEWEc_Cool_5A | 5
9517 | 6520 | CT | NEWEc | Cool | NEWEc_Cool_5A | 5
9518 | 6521 | CT | NEWEc | Cool | NEWEc_Cool_5A | 5
9519 | 6524 | CT | NEWEc | Cool | NEWEc_Cool_5A | 5
9520 | 6525 | CT | NEWEc | Cool | NEWEc_Cool_5A | 5
9521 | 6530 | CT | NEWEc | Cool | NEWEc_Cool_5A | 5
9522 | 6531 | CT | NEWEc | Cool | NEWEc_Cool_5A | 5
9523 | 6532 | CT | NEWEc | Cool | NEWEc_Cool_5A | 5
9524 | 6533 | CT | NEWEc | Cool | NEWEc_Cool_5A | 5
9525 | 6534 | CT | NEWEc | Cool | NEWEc_Cool_5A | 5
9526 | 6535 | CT | NEWEc | Cool | NEWEc_Cool_5A | 5
9527 | 6536 | CT | NEWEc | Cool | NEWEc_Cool_5A | 5
9528 | 6537 | CT | NEWEc | Cool | NEWEc_Cool_5A | 5
9529 | 6538 | CT | NEWEc | Cool | NEWEc_Cool_5A | 5
9530 | 6540 | CT | NEWEc | Cool | NEWEc_Cool_5A | 5
9531 | 6701 | CT | NEWEc | Cool | NEWEc_Cool_5A | 5
9532 | 6702 | CT | NEWEc | Cool | NEWEc_Cool_5A | 5
9533 | 6703 | CT | NEWEc | Cool | NEWEc_Cool_5A | 5
9534 | 6704 | CT | NEWEc | Cool | NEWEc_Cool_5A | 5
9535 | 6705 | CT | NEWEc | Cool | NEWEc_Cool_5A | 5
9536 | 6706 | CT | NEWEc | Cool | NEWEc_Cool_5A | 5
9537 | 6710 | CT | NEWEc | Cool | NEWEc_Cool_5A | 5
9538 | 6712 | CT | NEWEc | Cool | NEWEc_Cool_5A | 5
9539 | 6716 | CT | NEWEc | Cool | NEWEc_Cool_5A | 5
9540 | 6720 | CT | NEWEc | Cool | NEWEc_Cool_5A | 5
9541 | 6721 | CT | NEWEc | Cool | NEWEc_Cool_5A | 5
9542 | 6722 | CT | NEWEc | Cool | NEWEc_Cool_5A | 5
9543 | 6723 | CT | NEWEc | Cool | NEWEc_Cool_5A | 5
9544 | 6724 | CT | NEWEc | Cool | NEWEc_Cool_5A | 5
9545 | 6749 | CT | NEWEc | Cool | NEWEc_Cool_5A | 5
9546 | 6762 | CT | NEWEc | Cool | NEWEc_Cool_5A | 5
9547 | 6770 | CT | NEWEc | Cool | NEWEc_Cool_5A | 5
9548 | 6230 | CT | NEWEc | Cool | NEWEc_Cool_5A | 5
9549 | 6233 | CT | NEWEc | Cool | NEWEc_Cool_5A | 5
9550 | 6234 | CT | NEWEc | Cool | NEWEc_Cool_5A | 5
9551 | 6235 | CT | NEWEc | Cool | NEWEc_Cool_5A | 5
9552 | 6239 | CT | NEWEc | Cool | NEWEc_Cool_5A | 5
9553 | 6241 | CT | NEWEc | Cool | NEWEc_Cool_5A | 5
9554 | 6243 | CT | NEWEc | Cool | NEWEc_Cool_5A | 5
9555 | 6244 | CT | NEWEc | Cool | NEWEc_Cool_5A | 5
9556 | 6246 | CT | NEWEc | Cool | NEWEc_Cool_5A | 5
9557 | 6247 | CT | NEWEc | Cool | NEWEc_Cool_5A | 5
9558 | 6255 | CT | NEWEc | Cool | NEWEc_Cool_5A | 5
9559 | 6256 | CT | NEWEc | Cool | NEWEc_Cool_5A | 5
9560 | 6258 | CT | NEWEc | Cool | NEWEc_Cool_5A | 5
9561 | 6259 | CT | NEWEc | Cool | NEWEc_Cool_5A | 5
9562 | 6260 | CT | NEWEc | Cool | NEWEc_Cool_5A | 5
9563 | 6262 | CT | NEWEc | Cool | NEWEc_Cool_5A | 5
9564 | 6263 | CT | NEWEc | Cool | NEWEc_Cool_5A | 5
9565 | 6264 | CT | NEWEc | Cool | NEWEc_Cool_5A | 5
9566 | 6266 | CT | NEWEc | Cool | NEWEc_Cool_5A | 5
9567 | 6267 | CT | NEWEc | Cool | NEWEc_Cool_5A | 5
9568 | 6277 | CT | NEWEc | Cool | NEWEc_Cool_5A | 5
9569 | 6278 | CT | NEWEc | Cool | NEWEc_Cool_5A | 5
9570 | 6280 | CT | NEWEc | Cool | NEWEc_Cool_5A | 5
9571 | 6281 | CT | NEWEc | Cool | NEWEc_Cool_5A | 5
9572 | 6282 | CT | NEWEc | Cool | NEWEc_Cool_5A | 5
9573 | 6330 | CT | NEWEc | Cool | NEWEc_Cool_5A | 5
9574 | 6331 | CT | NEWEc | Cool | NEWEc_Cool_5A | 5
9575 | 6332 | CT | NEWEc | Cool | NEWEc_Cool_5A | 5
9576 | 6351 | CT | NEWEc | Cool | NEWEc_Cool_5A | 5
9577 | 6354 | CT | NEWEc | Cool | NEWEc_Cool_5A | 5
9578 | 6373 | CT | NEWEc | Cool | NEWEc_Cool_5A | 5
9579 | 6374 | CT | NEWEc | Cool | NEWEc_Cool_5A | 5
9580 | 6377 | CT | NEWEc | Cool | NEWEc_Cool_5A | 5
9581 | 6384 | CT | NEWEc | Cool | NEWEc_Cool_5A | 5
9582 | 6387 | CT | NEWEc | Cool | NEWEc_Cool_5A | 5
9583 | 6249 | CT | NEWEc | Cool | NEWEc_Cool_5A | 5
9584 | 6254 | CT | NEWEc | Cool | NEWEc_Cool_5A | 5
9585 | 6320 | CT | NEWEc | Cool | NEWEc_Cool_5A | 5
9586 | 6333 | CT | NEWEc | Cool | NEWEc_Cool_5A | 5
9587 | 6334 | CT | NEWEc | Cool | NEWEc_Cool_5A | 5
9588 | 6335 | CT | NEWEc | Cool | NEWEc_Cool_5A | 5
9589 | 6336 | CT | NEWEc | Cool | NEWEc_Cool_5A | 5
9590 | 6338 | CT | NEWEc | Cool | NEWEc_Cool_5A | 5
9591 | 6339 | CT | NEWEc | Cool | NEWEc_Cool_5A | 5
9592 | 6340 | CT | NEWEc | Cool | NEWEc_Cool_5A | 5
9593 | 6349 | CT | NEWEc | Cool | NEWEc_Cool_5A | 5
9594 | 6350 | CT | NEWEc | Cool | NEWEc_Cool_5A | 5
9595 | 6353 | CT | NEWEc | Cool | NEWEc_Cool_5A | 5
9596 | 6355 | CT | NEWEc | Cool | NEWEc_Cool_5A | 5
9597 | 6357 | CT | NEWEc | Cool | NEWEc_Cool_5A | 5
9598 | 6359 | CT | NEWEc | Cool | NEWEc_Cool_5A | 5
9599 | 6360 | CT | NEWEc | Cool | NEWEc_Cool_5A | 5
9600 | 6365 | CT | NEWEc | Cool | NEWEc_Cool_5A | 5
9601 | 6370 | CT | NEWEc | Cool | NEWEc_Cool_5A | 5
9602 | 6371 | CT | NEWEc | Cool | NEWEc_Cool_5A | 5
9603 | 6372 | CT | NEWEc | Cool | NEWEc_Cool_5A | 5
9604 | 6375 | CT | NEWEc | Cool | NEWEc_Cool_5A | 5
9605 | 6376 | CT | NEWEc | Cool | NEWEc_Cool_5A | 5
9606 | 6378 | CT | NEWEc | Cool | NEWEc_Cool_5A | 5
9607 | 6379 | CT | NEWEc | Cool | NEWEc_Cool_5A | 5
9608 | 6380 | CT | NEWEc | Cool | NEWEc_Cool_5A | 5
9609 | 6382 | CT | NEWEc | Cool | NEWEc_Cool_5A | 5
9610 | 6383 | CT | NEWEc | Cool | NEWEc_Cool_5A | 5
9611 | 6385 | CT | NEWEc | Cool | NEWEc_Cool_5A | 5
9612 | 6388 | CT | NEWEc | Cool | NEWEc_Cool_5A | 5
9613 | 6389 | CT | NEWEc | Cool | NEWEc_Cool_5A | 5
9614 | 6439 | CT | NEWEc | Cool | NEWEc_Cool_5A | 5
9615 | 6404 | CT | NEWEc | Cool | NEWEc_Cool_5A | 5
9616 | 6440 | CT | NEWEc | Cool | NEWEc_Cool_5A | 5
9617 | 6468 | CT | NEWEc | Cool | NEWEc_Cool_5A | 5
9618 | 6470 | CT | NEWEc | Cool | NEWEc_Cool_5A | 5
9619 | 6482 | CT | NEWEc | Cool | NEWEc_Cool_5A | 5
9620 | 6484 | CT | NEWEc | Cool | NEWEc_Cool_5A | 5
9621 | 6491 | CT | NEWEc | Cool | NEWEc_Cool_5A | 5
9622 | 6601 | CT | NEWEc | Cool | NEWEc_Cool_5A | 5
9623 | 6602 | CT | NEWEc | Cool | NEWEc_Cool_5A | 5
9624 | 6604 | CT | NEWEc | Cool | NEWEc_Cool_5A | 5
9625 | 6605 | CT | NEWEc | Cool | NEWEc_Cool_5A | 5
9626 | 6606 | CT | NEWEc | Cool | NEWEc_Cool_5A | 5
9627 | 6607 | CT | NEWEc | Cool | NEWEc_Cool_5A | 5
9628 | 6608 | CT | NEWEc | Cool | NEWEc_Cool_5A | 5
9629 | 6610 | CT | NEWEc | Cool | NEWEc_Cool_5A | 5
9630 | 6611 | CT | NEWEc | Cool | NEWEc_Cool_5A | 5
9631 | 6612 | CT | NEWEc | Cool | NEWEc_Cool_5A | 5
9632 | 6614 | CT | NEWEc | Cool | NEWEc_Cool_5A | 5
9633 | 6615 | CT | NEWEc | Cool | NEWEc_Cool_5A | 5
9634 | 6673 | CT | NEWEc | Cool | NEWEc_Cool_5A | 5
9635 | 6699 | CT | NEWEc | Cool | NEWEc_Cool_5A | 5
9636 | 6801 | CT | NEWEc | Cool | NEWEc_Cool_5A | 5
9637 | 6807 | CT | NEWEc | Cool | NEWEc_Cool_5A | 5
9638 | 6810 | CT | NEWEc | Cool | NEWEc_Cool_5A | 5
9639 | 6811 | CT | NEWEc | Cool | NEWEc_Cool_5A | 5
9640 | 6812 | CT | NEWEc | Cool | NEWEc_Cool_5A | 5
9641 | 6813 | CT | NEWEc | Cool | NEWEc_Cool_5A | 5
9642 | 6820 | CT | NEWEc | Cool | NEWEc_Cool_5A | 5
9643 | 6824 | CT | NEWEc | Cool | NEWEc_Cool_5A | 5
9644 | 6825 | CT | NEWEc | Cool | NEWEc_Cool_5A | 5
9645 | 6828 | CT | NEWEc | Cool | NEWEc_Cool_5A | 5
9646 | 6829 | CT | NEWEc | Cool | NEWEc_Cool_5A | 5
9647 | 6830 | CT | NEWEc | Cool | NEWEc_Cool_5A | 5
9648 | 6831 | CT | NEWEc | Cool | NEWEc_Cool_5A | 5
9649 | 6836 | CT | NEWEc | Cool | NEWEc_Cool_5A | 5
9650 | 6838 | CT | NEWEc | Cool | NEWEc_Cool_5A | 5
9651 | 6840 | CT | NEWEc | Cool | NEWEc_Cool_5A | 5
9652 | 6850 | CT | NEWEc | Cool | NEWEc_Cool_5A | 5
9653 | 6851 | CT | NEWEc | Cool | NEWEc_Cool_5A | 5
9654 | 6852 | CT | NEWEc | Cool | NEWEc_Cool_5A | 5
9655 | 6853 | CT | NEWEc | Cool | NEWEc_Cool_5A | 5
9656 | 6854 | CT | NEWEc | Cool | NEWEc_Cool_5A | 5
9657 | 6855 | CT | NEWEc | Cool | NEWEc_Cool_5A | 5
9658 | 6856 | CT | NEWEc | Cool | NEWEc_Cool_5A | 5
9659 | 6858 | CT | NEWEc | Cool | NEWEc_Cool_5A | 5
9660 | 6870 | CT | NEWEc | Cool | NEWEc_Cool_5A | 5
9661 | 6875 | CT | NEWEc | Cool | NEWEc_Cool_5A | 5
9662 | 6876 | CT | NEWEc | Cool | NEWEc_Cool_5A | 5
9663 | 6877 | CT | NEWEc | Cool | NEWEc_Cool_5A | 5
9664 | 6878 | CT | NEWEc | Cool | NEWEc_Cool_5A | 5
9665 | 6880 | CT | NEWEc | Cool | NEWEc_Cool_5A | 5
9666 | 6881 | CT | NEWEc | Cool | NEWEc_Cool_5A | 5
9667 | 6883 | CT | NEWEc | Cool | NEWEc_Cool_5A | 5
9668 | 6888 | CT | NEWEc | Cool | NEWEc_Cool_5A | 5
9669 | 6890 | CT | NEWEc | Cool | NEWEc_Cool_5A | 5
9670 | 6896 | CT | NEWEc | Cool | NEWEc_Cool_5A | 5
9671 | 6897 | CT | NEWEc | Cool | NEWEc_Cool_5A | 5
9672 | 6901 | CT | NEWEc | Cool | NEWEc_Cool_5A | 5
9673 | 6902 | CT | NEWEc | Cool | NEWEc_Cool_5A | 5
9674 | 6903 | CT | NEWEc | Cool | NEWEc_Cool_5A | 5
9675 | 6904 | CT | NEWEc | Cool | NEWEc_Cool_5A | 5
9676 | 6905 | CT | NEWEc | Cool | NEWEc_Cool_5A | 5
9677 | 6906 | CT | NEWEc | Cool | NEWEc_Cool_5A | 5
9678 | 6907 | CT | NEWEc | Cool | NEWEc_Cool_5A | 5
9679 | 6910 | CT | NEWEc | Cool | NEWEc_Cool_5A | 5
9680 | 6911 | CT | NEWEc | Cool | NEWEc_Cool_5A | 5
9681 | 6912 | CT | NEWEc | Cool | NEWEc_Cool_5A | 5
9682 | 6926 | CT | NEWEc | Cool | NEWEc_Cool_5A | 5
9683 | 7005 | NJ | RFCEc | Cool | RFCEc_Cool_5A | 5
9684 | 7034 | NJ | RFCEc | Cool | RFCEc_Cool_5A | 5
9685 | 7035 | NJ | RFCEc | Cool | RFCEc_Cool_5A | 5
9686 | 7045 | NJ | RFCEc | Cool | RFCEc_Cool_5A | 5
9687 | 7046 | NJ | RFCEc | Cool | RFCEc_Cool_5A | 5
9688 | 7054 | NJ | RFCEc | Cool | RFCEc_Cool_5A | 5
9689 | 7058 | NJ | RFCEc | Cool | RFCEc_Cool_5A | 5
9690 | 7082 | NJ | RFCEc | Cool | RFCEc_Cool_5A | 5
9691 | 7405 | NJ | RFCEc | Cool | RFCEc_Cool_5A | 5
9692 | 7435 | NJ | RFCEc | Cool | RFCEc_Cool_5A | 5
9693 | 7438 | NJ | RFCEc | Cool | RFCEc_Cool_5A | 5
9694 | 7440 | NJ | RFCEc | Cool | RFCEc_Cool_5A | 5
9695 | 7444 | NJ | RFCEc | Cool | RFCEc_Cool_5A | 5
9696 | 7457 | NJ | RFCEc | Cool | RFCEc_Cool_5A | 5
9697 | 7460 | NJ | RFCEc | Cool | RFCEc_Cool_5A | 5
9698 | 7801 | NJ | RFCEc | Cool | RFCEc_Cool_5A | 5
9699 | 7802 | NJ | RFCEc | Cool | RFCEc_Cool_5A | 5
9700 | 7803 | NJ | RFCEc | Cool | RFCEc_Cool_5A | 5
9701 | 7806 | NJ | RFCEc | Cool | RFCEc_Cool_5A | 5
9702 | 7828 | NJ | RFCEc | Cool | RFCEc_Cool_5A | 5
9703 | 7830 | NJ | RFCEc | Cool | RFCEc_Cool_5A | 5
9704 | 7834 | NJ | RFCEc | Cool | RFCEc_Cool_5A | 5
9705 | 7836 | NJ | RFCEc | Cool | RFCEc_Cool_5A | 5
9706 | 7840 | NJ | RFCEc | Cool | RFCEc_Cool_5A | 5
9707 | 7842 | NJ | RFCEc | Cool | RFCEc_Cool_5A | 5
9708 | 7845 | NJ | RFCEc | Cool | RFCEc_Cool_5A | 5
9709 | 7847 | NJ | RFCEc | Cool | RFCEc_Cool_5A | 5
9710 | 7849 | NJ | RFCEc | Cool | RFCEc_Cool_5A | 5
9711 | 7850 | NJ | RFCEc | Cool | RFCEc_Cool_5A | 5
9712 | 7852 | NJ | RFCEc | Cool | RFCEc_Cool_5A | 5
9713 | 7853 | NJ | RFCEc | Cool | RFCEc_Cool_5A | 5
9714 | 7856 | NJ | RFCEc | Cool | RFCEc_Cool_5A | 5
9715 | 7857 | NJ | RFCEc | Cool | RFCEc_Cool_5A | 5
9716 | 7865 | NJ | RFCEc | Cool | RFCEc_Cool_5A | 5
9717 | 7866 | NJ | RFCEc | Cool | RFCEc_Cool_5A | 5
9718 | 7869 | NJ | RFCEc | Cool | RFCEc_Cool_5A | 5
9719 | 7870 | NJ | RFCEc | Cool | RFCEc_Cool_5A | 5
9720 | 7874 | NJ | RFCEc | Cool | RFCEc_Cool_5A | 5
9721 | 7876 | NJ | RFCEc | Cool | RFCEc_Cool_5A | 5
9722 | 7878 | NJ | RFCEc | Cool | RFCEc_Cool_5A | 5
9723 | 7885 | NJ | RFCEc | Cool | RFCEc_Cool_5A | 5
9724 | 7920 | NJ | RFCEc | Cool | RFCEc_Cool_5A | 5
9725 | 7924 | NJ | RFCEc | Cool | RFCEc_Cool_5A | 5
9726 | 7926 | NJ | RFCEc | Cool | RFCEc_Cool_5A | 5
9727 | 7927 | NJ | RFCEc | Cool | RFCEc_Cool_5A | 5
9728 | 7928 | NJ | RFCEc | Cool | RFCEc_Cool_5A | 5
9729 | 7930 | NJ | RFCEc | Cool | RFCEc_Cool_5A | 5
9730 | 7931 | NJ | RFCEc | Cool | RFCEc_Cool_5A | 5
9731 | 7932 | NJ | RFCEc | Cool | RFCEc_Cool_5A | 5
9732 | 7933 | NJ | RFCEc | Cool | RFCEc_Cool_5A | 5
9733 | 7934 | NJ | RFCEc | Cool | RFCEc_Cool_5A | 5
9734 | 7935 | NJ | RFCEc | Cool | RFCEc_Cool_5A | 5
9735 | 7936 | NJ | RFCEc | Cool | RFCEc_Cool_5A | 5
9736 | 7940 | NJ | RFCEc | Cool | RFCEc_Cool_5A | 5
9737 | 7945 | NJ | RFCEc | Cool | RFCEc_Cool_5A | 5
9738 | 7946 | NJ | RFCEc | Cool | RFCEc_Cool_5A | 5
9739 | 7950 | NJ | RFCEc | Cool | RFCEc_Cool_5A | 5
9740 | 7960 | NJ | RFCEc | Cool | RFCEc_Cool_5A | 5
9741 | 7961 | NJ | RFCEc | Cool | RFCEc_Cool_5A | 5
9742 | 7962 | NJ | RFCEc | Cool | RFCEc_Cool_5A | 5
9743 | 7963 | NJ | RFCEc | Cool | RFCEc_Cool_5A | 5
9744 | 7970 | NJ | RFCEc | Cool | RFCEc_Cool_5A | 5
9745 | 7976 | NJ | RFCEc | Cool | RFCEc_Cool_5A | 5
9746 | 7980 | NJ | RFCEc | Cool | RFCEc_Cool_5A | 5
9747 | 7981 | NJ | RFCEc | Cool | RFCEc_Cool_5A | 5
9748 | 7011 | NJ | RFCEc | Cool | RFCEc_Cool_5A | 5
9749 | 7012 | NJ | RFCEc | Cool | RFCEc_Cool_5A | 5
9750 | 7013 | NJ | RFCEc | Cool | RFCEc_Cool_5A | 5
9751 | 7015 | NJ | RFCEc | Cool | RFCEc_Cool_5A | 5
9752 | 7026 | NJ | RFCEc | Cool | RFCEc_Cool_5A | 5
9753 | 7055 | NJ | RFCEc | Cool | RFCEc_Cool_5A | 5
9754 | 7403 | NJ | RFCEc | Cool | RFCEc_Cool_5A | 5
9755 | 7420 | NJ | RFCEc | Cool | RFCEc_Cool_5A | 5
9756 | 7421 | NJ | RFCEc | Cool | RFCEc_Cool_5A | 5
9757 | 7442 | NJ | RFCEc | Cool | RFCEc_Cool_5A | 5
9758 | 7456 | NJ | RFCEc | Cool | RFCEc_Cool_5A | 5
9759 | 7465 | NJ | RFCEc | Cool | RFCEc_Cool_5A | 5
9760 | 7470 | NJ | RFCEc | Cool | RFCEc_Cool_5A | 5
9761 | 7474 | NJ | RFCEc | Cool | RFCEc_Cool_5A | 5
9762 | 7480 | NJ | RFCEc | Cool | RFCEc_Cool_5A | 5
9763 | 7501 | NJ | RFCEc | Cool | RFCEc_Cool_5A | 5
9764 | 7502 | NJ | RFCEc | Cool | RFCEc_Cool_5A | 5
9765 | 7503 | NJ | RFCEc | Cool | RFCEc_Cool_5A | 5
9766 | 7504 | NJ | RFCEc | Cool | RFCEc_Cool_5A | 5
9767 | 7505 | NJ | RFCEc | Cool | RFCEc_Cool_5A | 5
9768 | 7506 | NJ | RFCEc | Cool | RFCEc_Cool_5A | 5
9769 | 7507 | NJ | RFCEc | Cool | RFCEc_Cool_5A | 5
9770 | 7508 | NJ | RFCEc | Cool | RFCEc_Cool_5A | 5
9771 | 7509 | NJ | RFCEc | Cool | RFCEc_Cool_5A | 5
9772 | 7510 | NJ | RFCEc | Cool | RFCEc_Cool_5A | 5
9773 | 7511 | NJ | RFCEc | Cool | RFCEc_Cool_5A | 5
9774 | 7512 | NJ | RFCEc | Cool | RFCEc_Cool_5A | 5
9775 | 7513 | NJ | RFCEc | Cool | RFCEc_Cool_5A | 5
9776 | 7514 | NJ | RFCEc | Cool | RFCEc_Cool_5A | 5
9777 | 7522 | NJ | RFCEc | Cool | RFCEc_Cool_5A | 5
9778 | 7524 | NJ | RFCEc | Cool | RFCEc_Cool_5A | 5
9779 | 7538 | NJ | RFCEc | Cool | RFCEc_Cool_5A | 5
9780 | 7543 | NJ | RFCEc | Cool | RFCEc_Cool_5A | 5
9781 | 7544 | NJ | RFCEc | Cool | RFCEc_Cool_5A | 5
9782 | 7010 | NJ | RFCEc | Cool | RFCEc_Cool_5A | 5
9783 | 7020 | NJ | RFCEc | Cool | RFCEc_Cool_5A | 5
9784 | 7022 | NJ | RFCEc | Cool | RFCEc_Cool_5A | 5
9785 | 7024 | NJ | RFCEc | Cool | RFCEc_Cool_5A | 5
9786 | 7057 | NJ | RFCEc | Cool | RFCEc_Cool_5A | 5
9787 | 7070 | NJ | RFCEc | Cool | RFCEc_Cool_5A | 5
9788 | 7071 | NJ | RFCEc | Cool | RFCEc_Cool_5A | 5
9789 | 7072 | NJ | RFCEc | Cool | RFCEc_Cool_5A | 5
9790 | 7073 | NJ | RFCEc | Cool | RFCEc_Cool_5A | 5
9791 | 7074 | NJ | RFCEc | Cool | RFCEc_Cool_5A | 5
9792 | 7075 | NJ | RFCEc | Cool | RFCEc_Cool_5A | 5
9793 | 7401 | NJ | RFCEc | Cool | RFCEc_Cool_5A | 5
9794 | 7407 | NJ | RFCEc | Cool | RFCEc_Cool_5A | 5
9795 | 7410 | NJ | RFCEc | Cool | RFCEc_Cool_5A | 5
9796 | 7417 | NJ | RFCEc | Cool | RFCEc_Cool_5A | 5
9797 | 7423 | NJ | RFCEc | Cool | RFCEc_Cool_5A | 5
9798 | 7430 | NJ | RFCEc | Cool | RFCEc_Cool_5A | 5
9799 | 7432 | NJ | RFCEc | Cool | RFCEc_Cool_5A | 5
9800 | 7436 | NJ | RFCEc | Cool | RFCEc_Cool_5A | 5
9801 | 7446 | NJ | RFCEc | Cool | RFCEc_Cool_5A | 5
9802 | 7450 | NJ | RFCEc | Cool | RFCEc_Cool_5A | 5
9803 | 7451 | NJ | RFCEc | Cool | RFCEc_Cool_5A | 5
9804 | 7452 | NJ | RFCEc | Cool | RFCEc_Cool_5A | 5
9805 | 7458 | NJ | RFCEc | Cool | RFCEc_Cool_5A | 5
9806 | 7463 | NJ | RFCEc | Cool | RFCEc_Cool_5A | 5
9807 | 7481 | NJ | RFCEc | Cool | RFCEc_Cool_5A | 5
9808 | 7495 | NJ | RFCEc | Cool | RFCEc_Cool_5A | 5
9809 | 7601 | NJ | RFCEc | Cool | RFCEc_Cool_5A | 5
9810 | 7602 | NJ | RFCEc | Cool | RFCEc_Cool_5A | 5
9811 | 7603 | NJ | RFCEc | Cool | RFCEc_Cool_5A | 5
9812 | 7604 | NJ | RFCEc | Cool | RFCEc_Cool_5A | 5
9813 | 7605 | NJ | RFCEc | Cool | RFCEc_Cool_5A | 5
9814 | 7606 | NJ | RFCEc | Cool | RFCEc_Cool_5A | 5
9815 | 7607 | NJ | RFCEc | Cool | RFCEc_Cool_5A | 5
9816 | 7608 | NJ | RFCEc | Cool | RFCEc_Cool_5A | 5
9817 | 7620 | NJ | RFCEc | Cool | RFCEc_Cool_5A | 5
9818 | 7621 | NJ | RFCEc | Cool | RFCEc_Cool_5A | 5
9819 | 7624 | NJ | RFCEc | Cool | RFCEc_Cool_5A | 5
9820 | 7626 | NJ | RFCEc | Cool | RFCEc_Cool_5A | 5
9821 | 7627 | NJ | RFCEc | Cool | RFCEc_Cool_5A | 5
9822 | 7628 | NJ | RFCEc | Cool | RFCEc_Cool_5A | 5
9823 | 7630 | NJ | RFCEc | Cool | RFCEc_Cool_5A | 5
9824 | 7631 | NJ | RFCEc | Cool | RFCEc_Cool_5A | 5
9825 | 7632 | NJ | RFCEc | Cool | RFCEc_Cool_5A | 5
9826 | 7640 | NJ | RFCEc | Cool | RFCEc_Cool_5A | 5
9827 | 7641 | NJ | RFCEc | Cool | RFCEc_Cool_5A | 5
9828 | 7642 | NJ | RFCEc | Cool | RFCEc_Cool_5A | 5
9829 | 7643 | NJ | RFCEc | Cool | RFCEc_Cool_5A | 5
9830 | 7644 | NJ | RFCEc | Cool | RFCEc_Cool_5A | 5
9831 | 7645 | NJ | RFCEc | Cool | RFCEc_Cool_5A | 5
9832 | 7646 | NJ | RFCEc | Cool | RFCEc_Cool_5A | 5
9833 | 7647 | NJ | RFCEc | Cool | RFCEc_Cool_5A | 5
9834 | 7648 | NJ | RFCEc | Cool | RFCEc_Cool_5A | 5
9835 | 7649 | NJ | RFCEc | Cool | RFCEc_Cool_5A | 5
9836 | 7650 | NJ | RFCEc | Cool | RFCEc_Cool_5A | 5
9837 | 7652 | NJ | RFCEc | Cool | RFCEc_Cool_5A | 5
9838 | 7653 | NJ | RFCEc | Cool | RFCEc_Cool_5A | 5
9839 | 7656 | NJ | RFCEc | Cool | RFCEc_Cool_5A | 5
9840 | 7657 | NJ | RFCEc | Cool | RFCEc_Cool_5A | 5
9841 | 7660 | NJ | RFCEc | Cool | RFCEc_Cool_5A | 5
9842 | 7661 | NJ | RFCEc | Cool | RFCEc_Cool_5A | 5
9843 | 7662 | NJ | RFCEc | Cool | RFCEc_Cool_5A | 5
9844 | 7663 | NJ | RFCEc | Cool | RFCEc_Cool_5A | 5
9845 | 7666 | NJ | RFCEc | Cool | RFCEc_Cool_5A | 5
9846 | 7670 | NJ | RFCEc | Cool | RFCEc_Cool_5A | 5
9847 | 7675 | NJ | RFCEc | Cool | RFCEc_Cool_5A | 5
9848 | 7676 | NJ | RFCEc | Cool | RFCEc_Cool_5A | 5
9849 | 7677 | NJ | RFCEc | Cool | RFCEc_Cool_5A | 5
9850 | 7699 | NJ | RFCEc | Cool | RFCEc_Cool_5A | 5
9851 | 7059 | NJ | RFCEc | Cool | RFCEc_Cool_5A | 5
9852 | 7921 | NJ | RFCEc | Cool | RFCEc_Cool_5A | 5
9853 | 7938 | NJ | RFCEc | Cool | RFCEc_Cool_5A | 5
9854 | 7939 | NJ | RFCEc | Cool | RFCEc_Cool_5A | 5
9855 | 7977 | NJ | RFCEc | Cool | RFCEc_Cool_5A | 5
9856 | 7978 | NJ | RFCEc | Cool | RFCEc_Cool_5A | 5
9857 | 8502 | NJ | RFCEc | Cool | RFCEc_Cool_5A | 5
9858 | 8504 | NJ | RFCEc | Cool | RFCEc_Cool_5A | 5
9859 | 8525 | NJ | RFCEc | Cool | RFCEc_Cool_5A | 5
9860 | 8553 | NJ | RFCEc | Cool | RFCEc_Cool_5A | 5
9861 | 8558 | NJ | RFCEc | Cool | RFCEc_Cool_5A | 5
9862 | 8807 | NJ | RFCEc | Cool | RFCEc_Cool_5A | 5
9863 | 8821 | NJ | RFCEc | Cool | RFCEc_Cool_5A | 5
9864 | 8822 | NJ | RFCEc | Cool | RFCEc_Cool_5A | 5
9865 | 8835 | NJ | RFCEc | Cool | RFCEc_Cool_5A | 5
9866 | 8836 | NJ | RFCEc | Cool | RFCEc_Cool_5A | 5
9867 | 8844 | NJ | RFCEc | Cool | RFCEc_Cool_5A | 5
9868 | 8853 | NJ | RFCEc | Cool | RFCEc_Cool_5A | 5
9869 | 8869 | NJ | RFCEc | Cool | RFCEc_Cool_5A | 5
9870 | 8873 | NJ | RFCEc | Cool | RFCEc_Cool_5A | 5
9871 | 8875 | NJ | RFCEc | Cool | RFCEc_Cool_5A | 5
9872 | 8876 | NJ | RFCEc | Cool | RFCEc_Cool_5A | 5
9873 | 8880 | NJ | RFCEc | Cool | RFCEc_Cool_5A | 5
9874 | 8889 | NJ | RFCEc | Cool | RFCEc_Cool_5A | 5
9875 | 7416 | NJ | RFCEc | Cool | RFCEc_Cool_5A | 5
9876 | 7418 | NJ | RFCEc | Cool | RFCEc_Cool_5A | 5
9877 | 7419 | NJ | RFCEc | Cool | RFCEc_Cool_5A | 5
9878 | 7422 | NJ | RFCEc | Cool | RFCEc_Cool_5A | 5
9879 | 7428 | NJ | RFCEc | Cool | RFCEc_Cool_5A | 5
9880 | 7439 | NJ | RFCEc | Cool | RFCEc_Cool_5A | 5
9881 | 7461 | NJ | RFCEc | Cool | RFCEc_Cool_5A | 5
9882 | 7462 | NJ | RFCEc | Cool | RFCEc_Cool_5A | 5
9883 | 7821 | NJ | RFCEc | Cool | RFCEc_Cool_5A | 5
9884 | 7822 | NJ | RFCEc | Cool | RFCEc_Cool_5A | 5
9885 | 7825 | NJ | RFCEc | Cool | RFCEc_Cool_5A | 5
9886 | 7826 | NJ | RFCEc | Cool | RFCEc_Cool_5A | 5
9887 | 7827 | NJ | RFCEc | Cool | RFCEc_Cool_5A | 5
9888 | 7832 | NJ | RFCEc | Cool | RFCEc_Cool_5A | 5
9889 | 7837 | NJ | RFCEc | Cool | RFCEc_Cool_5A | 5
9890 | 7839 | NJ | RFCEc | Cool | RFCEc_Cool_5A | 5
9891 | 7843 | NJ | RFCEc | Cool | RFCEc_Cool_5A | 5
9892 | 7848 | NJ | RFCEc | Cool | RFCEc_Cool_5A | 5
9893 | 7851 | NJ | RFCEc | Cool | RFCEc_Cool_5A | 5
9894 | 7855 | NJ | RFCEc | Cool | RFCEc_Cool_5A | 5
9895 | 7860 | NJ | RFCEc | Cool | RFCEc_Cool_5A | 5
9896 | 7871 | NJ | RFCEc | Cool | RFCEc_Cool_5A | 5
9897 | 7875 | NJ | RFCEc | Cool | RFCEc_Cool_5A | 5
9898 | 7877 | NJ | RFCEc | Cool | RFCEc_Cool_5A | 5
9899 | 7879 | NJ | RFCEc | Cool | RFCEc_Cool_5A | 5
9900 | 7890 | NJ | RFCEc | Cool | RFCEc_Cool_5A | 5
9901 | 7820 | NJ | RFCEc | Cool | RFCEc_Cool_5A | 5
9902 | 7823 | NJ | RFCEc | Cool | RFCEc_Cool_5A | 5
9903 | 7833 | NJ | RFCEc | Cool | RFCEc_Cool_5A | 5
9904 | 7838 | NJ | RFCEc | Cool | RFCEc_Cool_5A | 5
9905 | 7844 | NJ | RFCEc | Cool | RFCEc_Cool_5A | 5
9906 | 7846 | NJ | RFCEc | Cool | RFCEc_Cool_5A | 5
9907 | 7863 | NJ | RFCEc | Cool | RFCEc_Cool_5A | 5
9908 | 7880 | NJ | RFCEc | Cool | RFCEc_Cool_5A | 5
9909 | 7882 | NJ | RFCEc | Cool | RFCEc_Cool_5A | 5
9910 | 8802 | NJ | RFCEc | Cool | RFCEc_Cool_5A | 5
9911 | 8804 | NJ | RFCEc | Cool | RFCEc_Cool_5A | 5
9912 | 8808 | NJ | RFCEc | Cool | RFCEc_Cool_5A | 5
9913 | 8827 | NJ | RFCEc | Cool | RFCEc_Cool_5A | 5
9914 | 8848 | NJ | RFCEc | Cool | RFCEc_Cool_5A | 5
9915 | 8865 | NJ | RFCEc | Cool | RFCEc_Cool_5A | 5
9916 | 8886 | NJ | RFCEc | Cool | RFCEc_Cool_5A | 5
9917 | 7831 | NJ | RFCEc | Cool | RFCEc_Cool_5A | 5
9918 | 7979 | NJ | RFCEc | Cool | RFCEc_Cool_5A | 5
9919 | 8530 | NJ | RFCEc | Cool | RFCEc_Cool_5A | 5
9920 | 8551 | NJ | RFCEc | Cool | RFCEc_Cool_5A | 5
9921 | 8556 | NJ | RFCEc | Cool | RFCEc_Cool_5A | 5
9922 | 8557 | NJ | RFCEc | Cool | RFCEc_Cool_5A | 5
9923 | 8559 | NJ | RFCEc | Cool | RFCEc_Cool_5A | 5
9924 | 8560 | NJ | RFCEc | Cool | RFCEc_Cool_5A | 5
9925 | 8801 | NJ | RFCEc | Cool | RFCEc_Cool_5A | 5
9926 | 8803 | NJ | RFCEc | Cool | RFCEc_Cool_5A | 5
9927 | 8809 | NJ | RFCEc | Cool | RFCEc_Cool_5A | 5
9928 | 8825 | NJ | RFCEc | Cool | RFCEc_Cool_5A | 5
9929 | 8826 | NJ | RFCEc | Cool | RFCEc_Cool_5A | 5
9930 | 8829 | NJ | RFCEc | Cool | RFCEc_Cool_5A | 5
9931 | 8833 | NJ | RFCEc | Cool | RFCEc_Cool_5A | 5
9932 | 8858 | NJ | RFCEc | Cool | RFCEc_Cool_5A | 5
9933 | 8867 | NJ | RFCEc | Cool | RFCEc_Cool_5A | 5
9934 | 8868 | NJ | RFCEc | Cool | RFCEc_Cool_5A | 5
9935 | 8870 | NJ | RFCEc | Cool | RFCEc_Cool_5A | 5
9936 | 8885 | NJ | RFCEc | Cool | RFCEc_Cool_5A | 5
9937 | 8887 | NJ | RFCEc | Cool | RFCEc_Cool_5A | 5
9938 | 8888 | NJ | RFCEc | Cool | RFCEc_Cool_5A | 5
9939 | 8534 | NJ | RFCEc | Cool | RFCEc_Cool_5A | 5
9940 | 8542 | NJ | RFCEc | Cool | RFCEc_Cool_5A | 5
9941 | 8543 | NJ | RFCEc | Cool | RFCEc_Cool_5A | 5
9942 | 8544 | NJ | RFCEc | Cool | RFCEc_Cool_5A | 5
9943 | 8550 | NJ | RFCEc | Cool | RFCEc_Cool_5A | 5
9944 | 8561 | NJ | RFCEc | Cool | RFCEc_Cool_5A | 5
9945 | 8601 | NJ | RFCEc | Cool | RFCEc_Cool_5A | 5
9946 | 8602 | NJ | RFCEc | Cool | RFCEc_Cool_5A | 5
9947 | 8603 | NJ | RFCEc | Cool | RFCEc_Cool_5A | 5
9948 | 8604 | NJ | RFCEc | Cool | RFCEc_Cool_5A | 5
9949 | 8605 | NJ | RFCEc | Cool | RFCEc_Cool_5A | 5
9950 | 8606 | NJ | RFCEc | Cool | RFCEc_Cool_5A | 5
9951 | 8607 | NJ | RFCEc | Cool | RFCEc_Cool_5A | 5
9952 | 8608 | NJ | RFCEc | Cool | RFCEc_Cool_5A | 5
9953 | 8609 | NJ | RFCEc | Cool | RFCEc_Cool_5A | 5
9954 | 8611 | NJ | RFCEc | Cool | RFCEc_Cool_5A | 5
9955 | 8618 | NJ | RFCEc | Cool | RFCEc_Cool_5A | 5
9956 | 8619 | NJ | RFCEc | Cool | RFCEc_Cool_5A | 5
9957 | 8628 | NJ | RFCEc | Cool | RFCEc_Cool_5A | 5
9958 | 8629 | NJ | RFCEc | Cool | RFCEc_Cool_5A | 5
9959 | 8638 | NJ | RFCEc | Cool | RFCEc_Cool_5A | 5
9960 | 8648 | NJ | RFCEc | Cool | RFCEc_Cool_5A | 5
9961 | 8650 | NJ | RFCEc | Cool | RFCEc_Cool_5A | 5
9962 | 8690 | NJ | RFCEc | Cool | RFCEc_Cool_5A | 5
9963 | 10512 | NY | NYSTc | Cool | NYSTc_Cool_5A | 5
9964 | 10516 | NY | NYSTc | Cool | NYSTc_Cool_5A | 5
9965 | 10524 | NY | NYSTc | Cool | NYSTc_Cool_5A | 5
9966 | 10542 | NY | NYSTc | Cool | NYSTc_Cool_5A | 5
9967 | 10579 | NY | NYSTc | Cool | NYSTc_Cool_5A | 5
9968 | 12524 | NY | NYSTc | Cool | NYSTc_Cool_5A | 5
9969 | 12531 | NY | NYSTc | Cool | NYSTc_Cool_5A | 5
9970 | 12533 | NY | NYSTc | Cool | NYSTc_Cool_5A | 5
9971 | 12563 | NY | NYSTc | Cool | NYSTc_Cool_5A | 5
9972 | 12564 | NY | NYSTc | Cool | NYSTc_Cool_5A | 5
9973 | 12582 | NY | NYSTc | Cool | NYSTc_Cool_5A | 5
9974 | 10901 | NY | NYSTc | Cool | NYSTc_Cool_5A | 5
9975 | 10911 | NY | NYSTc | Cool | NYSTc_Cool_5A | 5
9976 | 10913 | NY | NYSTc | Cool | NYSTc_Cool_5A | 5
9977 | 10920 | NY | NYSTc | Cool | NYSTc_Cool_5A | 5
9978 | 10923 | NY | NYSTc | Cool | NYSTc_Cool_5A | 5
9979 | 10927 | NY | NYSTc | Cool | NYSTc_Cool_5A | 5
9980 | 10931 | NY | NYSTc | Cool | NYSTc_Cool_5A | 5
9981 | 10952 | NY | NYSTc | Cool | NYSTc_Cool_5A | 5
9982 | 10954 | NY | NYSTc | Cool | NYSTc_Cool_5A | 5
9983 | 10956 | NY | NYSTc | Cool | NYSTc_Cool_5A | 5
9984 | 10960 | NY | NYSTc | Cool | NYSTc_Cool_5A | 5
9985 | 10962 | NY | NYSTc | Cool | NYSTc_Cool_5A | 5
9986 | 10964 | NY | NYSTc | Cool | NYSTc_Cool_5A | 5
9987 | 10965 | NY | NYSTc | Cool | NYSTc_Cool_5A | 5
9988 | 10968 | NY | NYSTc | Cool | NYSTc_Cool_5A | 5
9989 | 10970 | NY | NYSTc | Cool | NYSTc_Cool_5A | 5
9990 | 10974 | NY | NYSTc | Cool | NYSTc_Cool_5A | 5
9991 | 10976 | NY | NYSTc | Cool | NYSTc_Cool_5A | 5
9992 | 10977 | NY | NYSTc | Cool | NYSTc_Cool_5A | 5
9993 | 10980 | NY | NYSTc | Cool | NYSTc_Cool_5A | 5
9994 | 10982 | NY | NYSTc | Cool | NYSTc_Cool_5A | 5
9995 | 10983 | NY | NYSTc | Cool | NYSTc_Cool_5A | 5
9996 | 10984 | NY | NYSTc | Cool | NYSTc_Cool_5A | 5
9997 | 10986 | NY | NYSTc | Cool | NYSTc_Cool_5A | 5
9998 | 10987 | NY | NYSTc | Cool | NYSTc_Cool_5A | 5
9999 | 10989 | NY | NYSTc | Cool | NYSTc_Cool_5A | 5
10000 | 10993 | NY | NYSTc | Cool | NYSTc_Cool_5A | 5
10001 | 10994 | NY | NYSTc | Cool | NYSTc_Cool_5A | 5
10002 | 10910 | NY | NYSTc | Cool | NYSTc_Cool_5A | 5
10003 | 10912 | NY | NYSTc | Cool | NYSTc_Cool_5A | 5
10004 | 10914 | NY | NYSTc | Cool | NYSTc_Cool_5A | 5
10005 | 10915 | NY | NYSTc | Cool | NYSTc_Cool_5A | 5
10006 | 10916 | NY | NYSTc | Cool | NYSTc_Cool_5A | 5
10007 | 10917 | NY | NYSTc | Cool | NYSTc_Cool_5A | 5
10008 | 10918 | NY | NYSTc | Cool | NYSTc_Cool_5A | 5
10009 | 10919 | NY | NYSTc | Cool | NYSTc_Cool_5A | 5
10010 | 10921 | NY | NYSTc | Cool | NYSTc_Cool_5A | 5
10011 | 10922 | NY | NYSTc | Cool | NYSTc_Cool_5A | 5
10012 | 10924 | NY | NYSTc | Cool | NYSTc_Cool_5A | 5
10013 | 10925 | NY | NYSTc | Cool | NYSTc_Cool_5A | 5
10014 | 10926 | NY | NYSTc | Cool | NYSTc_Cool_5A | 5
10015 | 10928 | NY | NYSTc | Cool | NYSTc_Cool_5A | 5
10016 | 10930 | NY | NYSTc | Cool | NYSTc_Cool_5A | 5
10017 | 10932 | NY | NYSTc | Cool | NYSTc_Cool_5A | 5
10018 | 10933 | NY | NYSTc | Cool | NYSTc_Cool_5A | 5
10019 | 10940 | NY | NYSTc | Cool | NYSTc_Cool_5A | 5
10020 | 10941 | NY | NYSTc | Cool | NYSTc_Cool_5A | 5
10021 | 10949 | NY | NYSTc | Cool | NYSTc_Cool_5A | 5
10022 | 10950 | NY | NYSTc | Cool | NYSTc_Cool_5A | 5
10023 | 10953 | NY | NYSTc | Cool | NYSTc_Cool_5A | 5
10024 | 10958 | NY | NYSTc | Cool | NYSTc_Cool_5A | 5
10025 | 10959 | NY | NYSTc | Cool | NYSTc_Cool_5A | 5
10026 | 10963 | NY | NYSTc | Cool | NYSTc_Cool_5A | 5
10027 | 10969 | NY | NYSTc | Cool | NYSTc_Cool_5A | 5
10028 | 10973 | NY | NYSTc | Cool | NYSTc_Cool_5A | 5
10029 | 10975 | NY | NYSTc | Cool | NYSTc_Cool_5A | 5
10030 | 10979 | NY | NYSTc | Cool | NYSTc_Cool_5A | 5
10031 | 10981 | NY | NYSTc | Cool | NYSTc_Cool_5A | 5
10032 | 10985 | NY | NYSTc | Cool | NYSTc_Cool_5A | 5
10033 | 10988 | NY | NYSTc | Cool | NYSTc_Cool_5A | 5
10034 | 10990 | NY | NYSTc | Cool | NYSTc_Cool_5A | 5
10035 | 10992 | NY | NYSTc | Cool | NYSTc_Cool_5A | 5
10036 | 10996 | NY | NYSTc | Cool | NYSTc_Cool_5A | 5
10037 | 10998 | NY | NYSTc | Cool | NYSTc_Cool_5A | 5
10038 | 12518 | NY | NYSTc | Cool | NYSTc_Cool_5A | 5
10039 | 12520 | NY | NYSTc | Cool | NYSTc_Cool_5A | 5
10040 | 12542 | NY | NYSTc | Cool | NYSTc_Cool_5A | 5
10041 | 12543 | NY | NYSTc | Cool | NYSTc_Cool_5A | 5
10042 | 12549 | NY | NYSTc | Cool | NYSTc_Cool_5A | 5
10043 | 12550 | NY | NYSTc | Cool | NYSTc_Cool_5A | 5
10044 | 12551 | NY | NYSTc | Cool | NYSTc_Cool_5A | 5
10045 | 12552 | NY | NYSTc | Cool | NYSTc_Cool_5A | 5
10046 | 12553 | NY | NYSTc | Cool | NYSTc_Cool_5A | 5
10047 | 12555 | NY | NYSTc | Cool | NYSTc_Cool_5A | 5
10048 | 12566 | NY | NYSTc | Cool | NYSTc_Cool_5A | 5
10049 | 12575 | NY | NYSTc | Cool | NYSTc_Cool_5A | 5
10050 | 12577 | NY | NYSTc | Cool | NYSTc_Cool_5A | 5
10051 | 12584 | NY | NYSTc | Cool | NYSTc_Cool_5A | 5
10052 | 12586 | NY | NYSTc | Cool | NYSTc_Cool_5A | 5
10053 | 12589 | NY | NYSTc | Cool | NYSTc_Cool_5A | 5
10054 | 12721 | NY | NYSTc | Cool | NYSTc_Cool_5A | 5
10055 | 12729 | NY | NYSTc | Cool | NYSTc_Cool_5A | 5
10056 | 12746 | NY | NYSTc | Cool | NYSTc_Cool_5A | 5
10057 | 12771 | NY | NYSTc | Cool | NYSTc_Cool_5A | 5
10058 | 12780 | NY | NYSTc | Cool | NYSTc_Cool_5A | 5
10059 | 12785 | NY | NYSTc | Cool | NYSTc_Cool_5A | 5
10060 | 12007 | NY | NYSTc | Cool | NYSTc_Cool_5A | 5
10061 | 12009 | NY | NYSTc | Cool | NYSTc_Cool_5A | 5
10062 | 12023 | NY | NYSTc | Cool | NYSTc_Cool_5A | 5
10063 | 12041 | NY | NYSTc | Cool | NYSTc_Cool_5A | 5
10064 | 12045 | NY | NYSTc | Cool | NYSTc_Cool_5A | 5
10065 | 12046 | NY | NYSTc | Cool | NYSTc_Cool_5A | 5
10066 | 12047 | NY | NYSTc | Cool | NYSTc_Cool_5A | 5
10067 | 12053 | NY | NYSTc | Cool | NYSTc_Cool_5A | 5
10068 | 12054 | NY | NYSTc | Cool | NYSTc_Cool_5A | 5
10069 | 12055 | NY | NYSTc | Cool | NYSTc_Cool_5A | 5
10070 | 12059 | NY | NYSTc | Cool | NYSTc_Cool_5A | 5
10071 | 12065 | NY | NYSTc | Cool | NYSTc_Cool_5A | 5
10072 | 12067 | NY | NYSTc | Cool | NYSTc_Cool_5A | 5
10073 | 12077 | NY | NYSTc | Cool | NYSTc_Cool_5A | 5
10074 | 12083 | NY | NYSTc | Cool | NYSTc_Cool_5A | 5
10075 | 12084 | NY | NYSTc | Cool | NYSTc_Cool_5A | 5
10076 | 12085 | NY | NYSTc | Cool | NYSTc_Cool_5A | 5
10077 | 12087 | NY | NYSTc | Cool | NYSTc_Cool_5A | 5
10078 | 12107 | NY | NYSTc | Cool | NYSTc_Cool_5A | 5
10079 | 12110 | NY | NYSTc | Cool | NYSTc_Cool_5A | 5
10080 | 12120 | NY | NYSTc | Cool | NYSTc_Cool_5A | 5
10081 | 12122 | NY | NYSTc | Cool | NYSTc_Cool_5A | 5
10082 | 12128 | NY | NYSTc | Cool | NYSTc_Cool_5A | 5
10083 | 12143 | NY | NYSTc | Cool | NYSTc_Cool_5A | 5
10084 | 12147 | NY | NYSTc | Cool | NYSTc_Cool_5A | 5
10085 | 12157 | NY | NYSTc | Cool | NYSTc_Cool_5A | 5
10086 | 12158 | NY | NYSTc | Cool | NYSTc_Cool_5A | 5
10087 | 12159 | NY | NYSTc | Cool | NYSTc_Cool_5A | 5
10088 | 12161 | NY | NYSTc | Cool | NYSTc_Cool_5A | 5
10089 | 12183 | NY | NYSTc | Cool | NYSTc_Cool_5A | 5
10090 | 12186 | NY | NYSTc | Cool | NYSTc_Cool_5A | 5
10091 | 12189 | NY | NYSTc | Cool | NYSTc_Cool_5A | 5
10092 | 12193 | NY | NYSTc | Cool | NYSTc_Cool_5A | 5
10093 | 12201 | NY | NYSTc | Cool | NYSTc_Cool_5A | 5
10094 | 12202 | NY | NYSTc | Cool | NYSTc_Cool_5A | 5
10095 | 12203 | NY | NYSTc | Cool | NYSTc_Cool_5A | 5
10096 | 12204 | NY | NYSTc | Cool | NYSTc_Cool_5A | 5
10097 | 12205 | NY | NYSTc | Cool | NYSTc_Cool_5A | 5
10098 | 12206 | NY | NYSTc | Cool | NYSTc_Cool_5A | 5
10099 | 12207 | NY | NYSTc | Cool | NYSTc_Cool_5A | 5
10100 | 12208 | NY | NYSTc | Cool | NYSTc_Cool_5A | 5
10101 | 12209 | NY | NYSTc | Cool | NYSTc_Cool_5A | 5
10102 | 12210 | NY | NYSTc | Cool | NYSTc_Cool_5A | 5
10103 | 12211 | NY | NYSTc | Cool | NYSTc_Cool_5A | 5
10104 | 12212 | NY | NYSTc | Cool | NYSTc_Cool_5A | 5
10105 | 12220 | NY | NYSTc | Cool | NYSTc_Cool_5A | 5
10106 | 12222 | NY | NYSTc | Cool | NYSTc_Cool_5A | 5
10107 | 12223 | NY | NYSTc | Cool | NYSTc_Cool_5A | 5
10108 | 12224 | NY | NYSTc | Cool | NYSTc_Cool_5A | 5
10109 | 12226 | NY | NYSTc | Cool | NYSTc_Cool_5A | 5
10110 | 12227 | NY | NYSTc | Cool | NYSTc_Cool_5A | 5
10111 | 12232 | NY | NYSTc | Cool | NYSTc_Cool_5A | 5
10112 | 12233 | NY | NYSTc | Cool | NYSTc_Cool_5A | 5
10113 | 12234 | NY | NYSTc | Cool | NYSTc_Cool_5A | 5
10114 | 12235 | NY | NYSTc | Cool | NYSTc_Cool_5A | 5
10115 | 12236 | NY | NYSTc | Cool | NYSTc_Cool_5A | 5
10116 | 12237 | NY | NYSTc | Cool | NYSTc_Cool_5A | 5
10117 | 12239 | NY | NYSTc | Cool | NYSTc_Cool_5A | 5
10118 | 12240 | NY | NYSTc | Cool | NYSTc_Cool_5A | 5
10119 | 12245 | NY | NYSTc | Cool | NYSTc_Cool_5A | 5
10120 | 12246 | NY | NYSTc | Cool | NYSTc_Cool_5A | 5
10121 | 12247 | NY | NYSTc | Cool | NYSTc_Cool_5A | 5
10122 | 12248 | NY | NYSTc | Cool | NYSTc_Cool_5A | 5
10123 | 12249 | NY | NYSTc | Cool | NYSTc_Cool_5A | 5
10124 | 12255 | NY | NYSTc | Cool | NYSTc_Cool_5A | 5
10125 | 12257 | NY | NYSTc | Cool | NYSTc_Cool_5A | 5
10126 | 12260 | NY | NYSTc | Cool | NYSTc_Cool_5A | 5
10127 | 12288 | NY | NYSTc | Cool | NYSTc_Cool_5A | 5
10128 | 12303 | NY | NYSTc | Cool | NYSTc_Cool_5A | 5
10129 | 12304 | NY | NYSTc | Cool | NYSTc_Cool_5A | 5
10130 | 12306 | NY | NYSTc | Cool | NYSTc_Cool_5A | 5
10131 | 12309 | NY | NYSTc | Cool | NYSTc_Cool_5A | 5
10132 | 12460 | NY | NYSTc | Cool | NYSTc_Cool_5A | 5
10133 | 12469 | NY | NYSTc | Cool | NYSTc_Cool_5A | 5
10134 | 12008 | NY | NYSTc | Cool | NYSTc_Cool_5A | 5
10135 | 12010 | NY | NYSTc | Cool | NYSTc_Cool_5A | 5
10136 | 12019 | NY | NYSTc | Cool | NYSTc_Cool_5A | 5
10137 | 12027 | NY | NYSTc | Cool | NYSTc_Cool_5A | 5
10138 | 12056 | NY | NYSTc | Cool | NYSTc_Cool_5A | 5
10139 | 12066 | NY | NYSTc | Cool | NYSTc_Cool_5A | 5
10140 | 12137 | NY | NYSTc | Cool | NYSTc_Cool_5A | 5
10141 | 12141 | NY | NYSTc | Cool | NYSTc_Cool_5A | 5
10142 | 12150 | NY | NYSTc | Cool | NYSTc_Cool_5A | 5
10143 | 12301 | NY | NYSTc | Cool | NYSTc_Cool_5A | 5
10144 | 12302 | NY | NYSTc | Cool | NYSTc_Cool_5A | 5
10145 | 12305 | NY | NYSTc | Cool | NYSTc_Cool_5A | 5
10146 | 12307 | NY | NYSTc | Cool | NYSTc_Cool_5A | 5
10147 | 12308 | NY | NYSTc | Cool | NYSTc_Cool_5A | 5
10148 | 12345 | NY | NYSTc | Cool | NYSTc_Cool_5A | 5
10149 | 12020 | NY | NYSTc | Cool | NYSTc_Cool_5A | 5
10150 | 12074 | NY | NYSTc | Cool | NYSTc_Cool_5A | 5
10151 | 12118 | NY | NYSTc | Cool | NYSTc_Cool_5A | 5
10152 | 12148 | NY | NYSTc | Cool | NYSTc_Cool_5A | 5
10153 | 12151 | NY | NYSTc | Cool | NYSTc_Cool_5A | 5
10154 | 12170 | NY | NYSTc | Cool | NYSTc_Cool_5A | 5
10155 | 12188 | NY | NYSTc | Cool | NYSTc_Cool_5A | 5
10156 | 12803 | NY | NYSTc | Cool | NYSTc_Cool_5A | 5
10157 | 12822 | NY | NYSTc | Cool | NYSTc_Cool_5A | 5
10158 | 12828 | NY | NYSTc | Cool | NYSTc_Cool_5A | 5
10159 | 12831 | NY | NYSTc | Cool | NYSTc_Cool_5A | 5
10160 | 12833 | NY | NYSTc | Cool | NYSTc_Cool_5A | 5
10161 | 12835 | NY | NYSTc | Cool | NYSTc_Cool_5A | 5
10162 | 12850 | NY | NYSTc | Cool | NYSTc_Cool_5A | 5
10163 | 12859 | NY | NYSTc | Cool | NYSTc_Cool_5A | 5
10164 | 12863 | NY | NYSTc | Cool | NYSTc_Cool_5A | 5
10165 | 12866 | NY | NYSTc | Cool | NYSTc_Cool_5A | 5
10166 | 12871 | NY | NYSTc | Cool | NYSTc_Cool_5A | 5
10167 | 12884 | NY | NYSTc | Cool | NYSTc_Cool_5A | 5
10168 | 12015 | NY | NYSTc | Cool | NYSTc_Cool_5A | 5
10169 | 12042 | NY | NYSTc | Cool | NYSTc_Cool_5A | 5
10170 | 12051 | NY | NYSTc | Cool | NYSTc_Cool_5A | 5
10171 | 12058 | NY | NYSTc | Cool | NYSTc_Cool_5A | 5
10172 | 12124 | NY | NYSTc | Cool | NYSTc_Cool_5A | 5
10173 | 12176 | NY | NYSTc | Cool | NYSTc_Cool_5A | 5
10174 | 12192 | NY | NYSTc | Cool | NYSTc_Cool_5A | 5
10175 | 12405 | NY | NYSTc | Cool | NYSTc_Cool_5A | 5
10176 | 12407 | NY | NYSTc | Cool | NYSTc_Cool_5A | 5
10177 | 12413 | NY | NYSTc | Cool | NYSTc_Cool_5A | 5
10178 | 12414 | NY | NYSTc | Cool | NYSTc_Cool_5A | 5
10179 | 12418 | NY | NYSTc | Cool | NYSTc_Cool_5A | 5
10180 | 12422 | NY | NYSTc | Cool | NYSTc_Cool_5A | 5
10181 | 12423 | NY | NYSTc | Cool | NYSTc_Cool_5A | 5
10182 | 12424 | NY | NYSTc | Cool | NYSTc_Cool_5A | 5
10183 | 12427 | NY | NYSTc | Cool | NYSTc_Cool_5A | 5
10184 | 12430 | NY | NYSTc | Cool | NYSTc_Cool_5A | 5
10185 | 12431 | NY | NYSTc | Cool | NYSTc_Cool_5A | 5
10186 | 12436 | NY | NYSTc | Cool | NYSTc_Cool_5A | 5
10187 | 12439 | NY | NYSTc | Cool | NYSTc_Cool_5A | 5
10188 | 12442 | NY | NYSTc | Cool | NYSTc_Cool_5A | 5
10189 | 12444 | NY | NYSTc | Cool | NYSTc_Cool_5A | 5
10190 | 12450 | NY | NYSTc | Cool | NYSTc_Cool_5A | 5
10191 | 12451 | NY | NYSTc | Cool | NYSTc_Cool_5A | 5
10192 | 12452 | NY | NYSTc | Cool | NYSTc_Cool_5A | 5
10193 | 12454 | NY | NYSTc | Cool | NYSTc_Cool_5A | 5
10194 | 12463 | NY | NYSTc | Cool | NYSTc_Cool_5A | 5
10195 | 12468 | NY | NYSTc | Cool | NYSTc_Cool_5A | 5
10196 | 12470 | NY | NYSTc | Cool | NYSTc_Cool_5A | 5
10197 | 12473 | NY | NYSTc | Cool | NYSTc_Cool_5A | 5
10198 | 12477 | NY | NYSTc | Cool | NYSTc_Cool_5A | 5
10199 | 12480 | NY | NYSTc | Cool | NYSTc_Cool_5A | 5
10200 | 12482 | NY | NYSTc | Cool | NYSTc_Cool_5A | 5
10201 | 12485 | NY | NYSTc | Cool | NYSTc_Cool_5A | 5
10202 | 12492 | NY | NYSTc | Cool | NYSTc_Cool_5A | 5
10203 | 12496 | NY | NYSTc | Cool | NYSTc_Cool_5A | 5
10204 | 12017 | NY | NYSTc | Cool | NYSTc_Cool_5A | 5
10205 | 12024 | NY | NYSTc | Cool | NYSTc_Cool_5A | 5
10206 | 12029 | NY | NYSTc | Cool | NYSTc_Cool_5A | 5
10207 | 12037 | NY | NYSTc | Cool | NYSTc_Cool_5A | 5
10208 | 12050 | NY | NYSTc | Cool | NYSTc_Cool_5A | 5
10209 | 12060 | NY | NYSTc | Cool | NYSTc_Cool_5A | 5
10210 | 12062 | NY | NYSTc | Cool | NYSTc_Cool_5A | 5
10211 | 12075 | NY | NYSTc | Cool | NYSTc_Cool_5A | 5
10212 | 12106 | NY | NYSTc | Cool | NYSTc_Cool_5A | 5
10213 | 12115 | NY | NYSTc | Cool | NYSTc_Cool_5A | 5
10214 | 12123 | NY | NYSTc | Cool | NYSTc_Cool_5A | 5
10215 | 12125 | NY | NYSTc | Cool | NYSTc_Cool_5A | 5
10216 | 12130 | NY | NYSTc | Cool | NYSTc_Cool_5A | 5
10217 | 12132 | NY | NYSTc | Cool | NYSTc_Cool_5A | 5
10218 | 12136 | NY | NYSTc | Cool | NYSTc_Cool_5A | 5
10219 | 12156 | NY | NYSTc | Cool | NYSTc_Cool_5A | 5
10220 | 12165 | NY | NYSTc | Cool | NYSTc_Cool_5A | 5
10221 | 12168 | NY | NYSTc | Cool | NYSTc_Cool_5A | 5
10222 | 12172 | NY | NYSTc | Cool | NYSTc_Cool_5A | 5
10223 | 12173 | NY | NYSTc | Cool | NYSTc_Cool_5A | 5
10224 | 12174 | NY | NYSTc | Cool | NYSTc_Cool_5A | 5
10225 | 12184 | NY | NYSTc | Cool | NYSTc_Cool_5A | 5
10226 | 12195 | NY | NYSTc | Cool | NYSTc_Cool_5A | 5
10227 | 12502 | NY | NYSTc | Cool | NYSTc_Cool_5A | 5
10228 | 12503 | NY | NYSTc | Cool | NYSTc_Cool_5A | 5
10229 | 12513 | NY | NYSTc | Cool | NYSTc_Cool_5A | 5
10230 | 12516 | NY | NYSTc | Cool | NYSTc_Cool_5A | 5
10231 | 12517 | NY | NYSTc | Cool | NYSTc_Cool_5A | 5
10232 | 12521 | NY | NYSTc | Cool | NYSTc_Cool_5A | 5
10233 | 12523 | NY | NYSTc | Cool | NYSTc_Cool_5A | 5
10234 | 12526 | NY | NYSTc | Cool | NYSTc_Cool_5A | 5
10235 | 12529 | NY | NYSTc | Cool | NYSTc_Cool_5A | 5
10236 | 12530 | NY | NYSTc | Cool | NYSTc_Cool_5A | 5
10237 | 12534 | NY | NYSTc | Cool | NYSTc_Cool_5A | 5
10238 | 12541 | NY | NYSTc | Cool | NYSTc_Cool_5A | 5
10239 | 12544 | NY | NYSTc | Cool | NYSTc_Cool_5A | 5
10240 | 12546 | NY | NYSTc | Cool | NYSTc_Cool_5A | 5
10241 | 12565 | NY | NYSTc | Cool | NYSTc_Cool_5A | 5
10242 | 12567 | NY | NYSTc | Cool | NYSTc_Cool_5A | 5
10243 | 12571 | NY | NYSTc | Cool | NYSTc_Cool_5A | 5
10244 | 12583 | NY | NYSTc | Cool | NYSTc_Cool_5A | 5
10245 | 12018 | NY | NYSTc | Cool | NYSTc_Cool_5A | 5
10246 | 12022 | NY | NYSTc | Cool | NYSTc_Cool_5A | 5
10247 | 12028 | NY | NYSTc | Cool | NYSTc_Cool_5A | 5
10248 | 12033 | NY | NYSTc | Cool | NYSTc_Cool_5A | 5
10249 | 12040 | NY | NYSTc | Cool | NYSTc_Cool_5A | 5
10250 | 12052 | NY | NYSTc | Cool | NYSTc_Cool_5A | 5
10251 | 12057 | NY | NYSTc | Cool | NYSTc_Cool_5A | 5
10252 | 12061 | NY | NYSTc | Cool | NYSTc_Cool_5A | 5
10253 | 12063 | NY | NYSTc | Cool | NYSTc_Cool_5A | 5
10254 | 12082 | NY | NYSTc | Cool | NYSTc_Cool_5A | 5
10255 | 12089 | NY | NYSTc | Cool | NYSTc_Cool_5A | 5
10256 | 12090 | NY | NYSTc | Cool | NYSTc_Cool_5A | 5
10257 | 12094 | NY | NYSTc | Cool | NYSTc_Cool_5A | 5
10258 | 12121 | NY | NYSTc | Cool | NYSTc_Cool_5A | 5
10259 | 12133 | NY | NYSTc | Cool | NYSTc_Cool_5A | 5
10260 | 12138 | NY | NYSTc | Cool | NYSTc_Cool_5A | 5
10261 | 12140 | NY | NYSTc | Cool | NYSTc_Cool_5A | 5
10262 | 12144 | NY | NYSTc | Cool | NYSTc_Cool_5A | 5
10263 | 12153 | NY | NYSTc | Cool | NYSTc_Cool_5A | 5
10264 | 12154 | NY | NYSTc | Cool | NYSTc_Cool_5A | 5
10265 | 12169 | NY | NYSTc | Cool | NYSTc_Cool_5A | 5
10266 | 12180 | NY | NYSTc | Cool | NYSTc_Cool_5A | 5
10267 | 12181 | NY | NYSTc | Cool | NYSTc_Cool_5A | 5
10268 | 12182 | NY | NYSTc | Cool | NYSTc_Cool_5A | 5
10269 | 12185 | NY | NYSTc | Cool | NYSTc_Cool_5A | 5
10270 | 12196 | NY | NYSTc | Cool | NYSTc_Cool_5A | 5
10271 | 12198 | NY | NYSTc | Cool | NYSTc_Cool_5A | 5
10272 | 12804 | NY | NYSTc | Cool | NYSTc_Cool_5A | 5
10273 | 12809 | NY | NYSTc | Cool | NYSTc_Cool_5A | 5
10274 | 12816 | NY | NYSTc | Cool | NYSTc_Cool_5A | 5
10275 | 12819 | NY | NYSTc | Cool | NYSTc_Cool_5A | 5
10276 | 12821 | NY | NYSTc | Cool | NYSTc_Cool_5A | 5
10277 | 12823 | NY | NYSTc | Cool | NYSTc_Cool_5A | 5
10278 | 12827 | NY | NYSTc | Cool | NYSTc_Cool_5A | 5
10279 | 12832 | NY | NYSTc | Cool | NYSTc_Cool_5A | 5
10280 | 12834 | NY | NYSTc | Cool | NYSTc_Cool_5A | 5
10281 | 12837 | NY | NYSTc | Cool | NYSTc_Cool_5A | 5
10282 | 12838 | NY | NYSTc | Cool | NYSTc_Cool_5A | 5
10283 | 12839 | NY | NYSTc | Cool | NYSTc_Cool_5A | 5
10284 | 12841 | NY | NYSTc | Cool | NYSTc_Cool_5A | 5
10285 | 12844 | NY | NYSTc | Cool | NYSTc_Cool_5A | 5
10286 | 12848 | NY | NYSTc | Cool | NYSTc_Cool_5A | 5
10287 | 12849 | NY | NYSTc | Cool | NYSTc_Cool_5A | 5
10288 | 12854 | NY | NYSTc | Cool | NYSTc_Cool_5A | 5
10289 | 12861 | NY | NYSTc | Cool | NYSTc_Cool_5A | 5
10290 | 12865 | NY | NYSTc | Cool | NYSTc_Cool_5A | 5
10291 | 12873 | NY | NYSTc | Cool | NYSTc_Cool_5A | 5
10292 | 12883 | NY | NYSTc | Cool | NYSTc_Cool_5A | 5
10293 | 12887 | NY | NYSTc | Cool | NYSTc_Cool_5A | 5
10294 | 12501 | NY | NYSTc | Cool | NYSTc_Cool_5A | 5
10295 | 12504 | NY | NYSTc | Cool | NYSTc_Cool_5A | 5
10296 | 12506 | NY | NYSTc | Cool | NYSTc_Cool_5A | 5
10297 | 12507 | NY | NYSTc | Cool | NYSTc_Cool_5A | 5
10298 | 12508 | NY | NYSTc | Cool | NYSTc_Cool_5A | 5
10299 | 12510 | NY | NYSTc | Cool | NYSTc_Cool_5A | 5
10300 | 12511 | NY | NYSTc | Cool | NYSTc_Cool_5A | 5
10301 | 12512 | NY | NYSTc | Cool | NYSTc_Cool_5A | 5
10302 | 12514 | NY | NYSTc | Cool | NYSTc_Cool_5A | 5
10303 | 12522 | NY | NYSTc | Cool | NYSTc_Cool_5A | 5
10304 | 12527 | NY | NYSTc | Cool | NYSTc_Cool_5A | 5
10305 | 12537 | NY | NYSTc | Cool | NYSTc_Cool_5A | 5
10306 | 12538 | NY | NYSTc | Cool | NYSTc_Cool_5A | 5
10307 | 12540 | NY | NYSTc | Cool | NYSTc_Cool_5A | 5
10308 | 12545 | NY | NYSTc | Cool | NYSTc_Cool_5A | 5
10309 | 12569 | NY | NYSTc | Cool | NYSTc_Cool_5A | 5
10310 | 12570 | NY | NYSTc | Cool | NYSTc_Cool_5A | 5
10311 | 12572 | NY | NYSTc | Cool | NYSTc_Cool_5A | 5
10312 | 12574 | NY | NYSTc | Cool | NYSTc_Cool_5A | 5
10313 | 12578 | NY | NYSTc | Cool | NYSTc_Cool_5A | 5
10314 | 12580 | NY | NYSTc | Cool | NYSTc_Cool_5A | 5
10315 | 12581 | NY | NYSTc | Cool | NYSTc_Cool_5A | 5
10316 | 12585 | NY | NYSTc | Cool | NYSTc_Cool_5A | 5
10317 | 12590 | NY | NYSTc | Cool | NYSTc_Cool_5A | 5
10318 | 12592 | NY | NYSTc | Cool | NYSTc_Cool_5A | 5
10319 | 12594 | NY | NYSTc | Cool | NYSTc_Cool_5A | 5
10320 | 12601 | NY | NYSTc | Cool | NYSTc_Cool_5A | 5
10321 | 12602 | NY | NYSTc | Cool | NYSTc_Cool_5A | 5
10322 | 12603 | NY | NYSTc | Cool | NYSTc_Cool_5A | 5
10323 | 12604 | NY | NYSTc | Cool | NYSTc_Cool_5A | 5
10324 | 13020 | NY | NYSTc | Cool | NYSTc_Cool_5A | 5
10325 | 13021 | NY | NYSTc | Cool | NYSTc_Cool_5A | 5
10326 | 13027 | NY | NYSTc | Cool | NYSTc_Cool_5A | 5
10327 | 13029 | NY | NYSTc | Cool | NYSTc_Cool_5A | 5
10328 | 13030 | NY | NYSTc | Cool | NYSTc_Cool_5A | 5
10329 | 13031 | NY | NYSTc | Cool | NYSTc_Cool_5A | 5
10330 | 13033 | NY | NYSTc | Cool | NYSTc_Cool_5A | 5
10331 | 13035 | NY | NYSTc | Cool | NYSTc_Cool_5A | 5
10332 | 13036 | NY | NYSTc | Cool | NYSTc_Cool_5A | 5
10333 | 13037 | NY | NYSTc | Cool | NYSTc_Cool_5A | 5
10334 | 13039 | NY | NYSTc | Cool | NYSTc_Cool_5A | 5
10335 | 13041 | NY | NYSTc | Cool | NYSTc_Cool_5A | 5
10336 | 13051 | NY | NYSTc | Cool | NYSTc_Cool_5A | 5
10337 | 13052 | NY | NYSTc | Cool | NYSTc_Cool_5A | 5
10338 | 13057 | NY | NYSTc | Cool | NYSTc_Cool_5A | 5
10339 | 13060 | NY | NYSTc | Cool | NYSTc_Cool_5A | 5
10340 | 13063 | NY | NYSTc | Cool | NYSTc_Cool_5A | 5
10341 | 13066 | NY | NYSTc | Cool | NYSTc_Cool_5A | 5
10342 | 13069 | NY | NYSTc | Cool | NYSTc_Cool_5A | 5
10343 | 13077 | NY | NYSTc | Cool | NYSTc_Cool_5A | 5
10344 | 13078 | NY | NYSTc | Cool | NYSTc_Cool_5A | 5
10345 | 13080 | NY | NYSTc | Cool | NYSTc_Cool_5A | 5
10346 | 13082 | NY | NYSTc | Cool | NYSTc_Cool_5A | 5
10347 | 13084 | NY | NYSTc | Cool | NYSTc_Cool_5A | 5
10348 | 13088 | NY | NYSTc | Cool | NYSTc_Cool_5A | 5
10349 | 13089 | NY | NYSTc | Cool | NYSTc_Cool_5A | 5
10350 | 13090 | NY | NYSTc | Cool | NYSTc_Cool_5A | 5
10351 | 13104 | NY | NYSTc | Cool | NYSTc_Cool_5A | 5
10352 | 13108 | NY | NYSTc | Cool | NYSTc_Cool_5A | 5
10353 | 13110 | NY | NYSTc | Cool | NYSTc_Cool_5A | 5
10354 | 13112 | NY | NYSTc | Cool | NYSTc_Cool_5A | 5
10355 | 13116 | NY | NYSTc | Cool | NYSTc_Cool_5A | 5
10356 | 13119 | NY | NYSTc | Cool | NYSTc_Cool_5A | 5
10357 | 13120 | NY | NYSTc | Cool | NYSTc_Cool_5A | 5
10358 | 13122 | NY | NYSTc | Cool | NYSTc_Cool_5A | 5
10359 | 13135 | NY | NYSTc | Cool | NYSTc_Cool_5A | 5
10360 | 13137 | NY | NYSTc | Cool | NYSTc_Cool_5A | 5
10361 | 13138 | NY | NYSTc | Cool | NYSTc_Cool_5A | 5
10362 | 13141 | NY | NYSTc | Cool | NYSTc_Cool_5A | 5
10363 | 13152 | NY | NYSTc | Cool | NYSTc_Cool_5A | 5
10364 | 13153 | NY | NYSTc | Cool | NYSTc_Cool_5A | 5
10365 | 13158 | NY | NYSTc | Cool | NYSTc_Cool_5A | 5
10366 | 13159 | NY | NYSTc | Cool | NYSTc_Cool_5A | 5
10367 | 13164 | NY | NYSTc | Cool | NYSTc_Cool_5A | 5
10368 | 13166 | NY | NYSTc | Cool | NYSTc_Cool_5A | 5
10369 | 13201 | NY | NYSTc | Cool | NYSTc_Cool_5A | 5
10370 | 13202 | NY | NYSTc | Cool | NYSTc_Cool_5A | 5
10371 | 13203 | NY | NYSTc | Cool | NYSTc_Cool_5A | 5
10372 | 13204 | NY | NYSTc | Cool | NYSTc_Cool_5A | 5
10373 | 13205 | NY | NYSTc | Cool | NYSTc_Cool_5A | 5
10374 | 13206 | NY | NYSTc | Cool | NYSTc_Cool_5A | 5
10375 | 13207 | NY | NYSTc | Cool | NYSTc_Cool_5A | 5
10376 | 13208 | NY | NYSTc | Cool | NYSTc_Cool_5A | 5
10377 | 13209 | NY | NYSTc | Cool | NYSTc_Cool_5A | 5
10378 | 13210 | NY | NYSTc | Cool | NYSTc_Cool_5A | 5
10379 | 13211 | NY | NYSTc | Cool | NYSTc_Cool_5A | 5
10380 | 13212 | NY | NYSTc | Cool | NYSTc_Cool_5A | 5
10381 | 13214 | NY | NYSTc | Cool | NYSTc_Cool_5A | 5
10382 | 13215 | NY | NYSTc | Cool | NYSTc_Cool_5A | 5
10383 | 13217 | NY | NYSTc | Cool | NYSTc_Cool_5A | 5
10384 | 13218 | NY | NYSTc | Cool | NYSTc_Cool_5A | 5
10385 | 13219 | NY | NYSTc | Cool | NYSTc_Cool_5A | 5
10386 | 13220 | NY | NYSTc | Cool | NYSTc_Cool_5A | 5
10387 | 13224 | NY | NYSTc | Cool | NYSTc_Cool_5A | 5
10388 | 13225 | NY | NYSTc | Cool | NYSTc_Cool_5A | 5
10389 | 13235 | NY | NYSTc | Cool | NYSTc_Cool_5A | 5
10390 | 13244 | NY | NYSTc | Cool | NYSTc_Cool_5A | 5
10391 | 13252 | NY | NYSTc | Cool | NYSTc_Cool_5A | 5
10392 | 13261 | NY | NYSTc | Cool | NYSTc_Cool_5A | 5
10393 | 13290 | NY | NYSTc | Cool | NYSTc_Cool_5A | 5
10394 | 13022 | NY | NYSTc | Cool | NYSTc_Cool_5A | 5
10395 | 13024 | NY | NYSTc | Cool | NYSTc_Cool_5A | 5
10396 | 13026 | NY | NYSTc | Cool | NYSTc_Cool_5A | 5
10397 | 13034 | NY | NYSTc | Cool | NYSTc_Cool_5A | 5
10398 | 13045 | NY | NYSTc | Cool | NYSTc_Cool_5A | 5
10399 | 13064 | NY | NYSTc | Cool | NYSTc_Cool_5A | 5
10400 | 13071 | NY | NYSTc | Cool | NYSTc_Cool_5A | 5
10401 | 13073 | NY | NYSTc | Cool | NYSTc_Cool_5A | 5
10402 | 13074 | NY | NYSTc | Cool | NYSTc_Cool_5A | 5
10403 | 13081 | NY | NYSTc | Cool | NYSTc_Cool_5A | 5
10404 | 13092 | NY | NYSTc | Cool | NYSTc_Cool_5A | 5
10405 | 13111 | NY | NYSTc | Cool | NYSTc_Cool_5A | 5
10406 | 13113 | NY | NYSTc | Cool | NYSTc_Cool_5A | 5
10407 | 13117 | NY | NYSTc | Cool | NYSTc_Cool_5A | 5
10408 | 13118 | NY | NYSTc | Cool | NYSTc_Cool_5A | 5
10409 | 13126 | NY | NYSTc | Cool | NYSTc_Cool_5A | 5
10410 | 13139 | NY | NYSTc | Cool | NYSTc_Cool_5A | 5
10411 | 13140 | NY | NYSTc | Cool | NYSTc_Cool_5A | 5
10412 | 13143 | NY | NYSTc | Cool | NYSTc_Cool_5A | 5
10413 | 13146 | NY | NYSTc | Cool | NYSTc_Cool_5A | 5
10414 | 13147 | NY | NYSTc | Cool | NYSTc_Cool_5A | 5
10415 | 13156 | NY | NYSTc | Cool | NYSTc_Cool_5A | 5
10416 | 13160 | NY | NYSTc | Cool | NYSTc_Cool_5A | 5
10417 | 14882 | NY | NYSTc | Cool | NYSTc_Cool_5A | 5
10418 | 13028 | NY | NYSTc | Cool | NYSTc_Cool_5A | 5
10419 | 13042 | NY | NYSTc | Cool | NYSTc_Cool_5A | 5
10420 | 13044 | NY | NYSTc | Cool | NYSTc_Cool_5A | 5
10421 | 13076 | NY | NYSTc | Cool | NYSTc_Cool_5A | 5
10422 | 13083 | NY | NYSTc | Cool | NYSTc_Cool_5A | 5
10423 | 13093 | NY | NYSTc | Cool | NYSTc_Cool_5A | 5
10424 | 13103 | NY | NYSTc | Cool | NYSTc_Cool_5A | 5
10425 | 13114 | NY | NYSTc | Cool | NYSTc_Cool_5A | 5
10426 | 13115 | NY | NYSTc | Cool | NYSTc_Cool_5A | 5
10427 | 13121 | NY | NYSTc | Cool | NYSTc_Cool_5A | 5
10428 | 13131 | NY | NYSTc | Cool | NYSTc_Cool_5A | 5
10429 | 13132 | NY | NYSTc | Cool | NYSTc_Cool_5A | 5
10430 | 13142 | NY | NYSTc | Cool | NYSTc_Cool_5A | 5
10431 | 13144 | NY | NYSTc | Cool | NYSTc_Cool_5A | 5
10432 | 13145 | NY | NYSTc | Cool | NYSTc_Cool_5A | 5
10433 | 13167 | NY | NYSTc | Cool | NYSTc_Cool_5A | 5
10434 | 13302 | NY | NYSTc | Cool | NYSTc_Cool_5A | 5
10435 | 13316 | NY | NYSTc | Cool | NYSTc_Cool_5A | 5
10436 | 13426 | NY | NYSTc | Cool | NYSTc_Cool_5A | 5
10437 | 13437 | NY | NYSTc | Cool | NYSTc_Cool_5A | 5
10438 | 13483 | NY | NYSTc | Cool | NYSTc_Cool_5A | 5
10439 | 13493 | NY | NYSTc | Cool | NYSTc_Cool_5A | 5
10440 | 13661 | NY | NYSTc | Cool | NYSTc_Cool_5A | 5
10441 | 13040 | NY | NYSTc | Cool | NYSTc_Cool_5A | 5
10442 | 13053 | NY | NYSTc | Cool | NYSTc_Cool_5A | 5
10443 | 13087 | NY | NYSTc | Cool | NYSTc_Cool_5A | 5
10444 | 13101 | NY | NYSTc | Cool | NYSTc_Cool_5A | 5
10445 | 13738 | NY | NYSTc | Cool | NYSTc_Cool_5A | 5
10446 | 13784 | NY | NYSTc | Cool | NYSTc_Cool_5A | 5
10447 | 13803 | NY | NYSTc | Cool | NYSTc_Cool_5A | 5
10448 | 13835 | NY | NYSTc | Cool | NYSTc_Cool_5A | 5
10449 | 13841 | NY | NYSTc | Cool | NYSTc_Cool_5A | 5
10450 | 13862 | NY | NYSTc | Cool | NYSTc_Cool_5A | 5
10451 | 13863 | NY | NYSTc | Cool | NYSTc_Cool_5A | 5
10452 | 13065 | NY | NYSTc | Cool | NYSTc_Cool_5A | 5
10453 | 13148 | NY | NYSTc | Cool | NYSTc_Cool_5A | 5
10454 | 13165 | NY | NYSTc | Cool | NYSTc_Cool_5A | 5
10455 | 14433 | NY | NYSTc | Cool | NYSTc_Cool_5A | 5
10456 | 14456 | NY | NYSTc | Cool | NYSTc_Cool_5A | 5
10457 | 14489 | NY | NYSTc | Cool | NYSTc_Cool_5A | 5
10458 | 14521 | NY | NYSTc | Cool | NYSTc_Cool_5A | 5
10459 | 14532 | NY | NYSTc | Cool | NYSTc_Cool_5A | 5
10460 | 14541 | NY | NYSTc | Cool | NYSTc_Cool_5A | 5
10461 | 14588 | NY | NYSTc | Cool | NYSTc_Cool_5A | 5
10462 | 14841 | NY | NYSTc | Cool | NYSTc_Cool_5A | 5
10463 | 14847 | NY | NYSTc | Cool | NYSTc_Cool_5A | 5
10464 | 14860 | NY | NYSTc | Cool | NYSTc_Cool_5A | 5
10465 | 13154 | NY | NYSTc | Cool | NYSTc_Cool_5A | 5
10466 | 14413 | NY | NYSTc | Cool | NYSTc_Cool_5A | 5
10467 | 14432 | NY | NYSTc | Cool | NYSTc_Cool_5A | 5
10468 | 14449 | NY | NYSTc | Cool | NYSTc_Cool_5A | 5
10469 | 14450 | NY | NYSTc | Cool | NYSTc_Cool_5A | 5
10470 | 14502 | NY | NYSTc | Cool | NYSTc_Cool_5A | 5
10471 | 14505 | NY | NYSTc | Cool | NYSTc_Cool_5A | 5
10472 | 14513 | NY | NYSTc | Cool | NYSTc_Cool_5A | 5
10473 | 14516 | NY | NYSTc | Cool | NYSTc_Cool_5A | 5
10474 | 14519 | NY | NYSTc | Cool | NYSTc_Cool_5A | 5
10475 | 14520 | NY | NYSTc | Cool | NYSTc_Cool_5A | 5
10476 | 14522 | NY | NYSTc | Cool | NYSTc_Cool_5A | 5
10477 | 14538 | NY | NYSTc | Cool | NYSTc_Cool_5A | 5
10478 | 14542 | NY | NYSTc | Cool | NYSTc_Cool_5A | 5
10479 | 14551 | NY | NYSTc | Cool | NYSTc_Cool_5A | 5
10480 | 14555 | NY | NYSTc | Cool | NYSTc_Cool_5A | 5
10481 | 14563 | NY | NYSTc | Cool | NYSTc_Cool_5A | 5
10482 | 14568 | NY | NYSTc | Cool | NYSTc_Cool_5A | 5
10483 | 14580 | NY | NYSTc | Cool | NYSTc_Cool_5A | 5
10484 | 14589 | NY | NYSTc | Cool | NYSTc_Cool_5A | 5
10485 | 14590 | NY | NYSTc | Cool | NYSTc_Cool_5A | 5
10486 | 13732 | NY | NYSTc | Cool | NYSTc_Cool_5A | 5
10487 | 13734 | NY | NYSTc | Cool | NYSTc_Cool_5A | 5
10488 | 13743 | NY | NYSTc | Cool | NYSTc_Cool_5A | 5
10489 | 13812 | NY | NYSTc | Cool | NYSTc_Cool_5A | 5
10490 | 13827 | NY | NYSTc | Cool | NYSTc_Cool_5A | 5
10491 | 13840 | NY | NYSTc | Cool | NYSTc_Cool_5A | 5
10492 | 13845 | NY | NYSTc | Cool | NYSTc_Cool_5A | 5
10493 | 14859 | NY | NYSTc | Cool | NYSTc_Cool_5A | 5
10494 | 14889 | NY | NYSTc | Cool | NYSTc_Cool_5A | 5
10495 | 14892 | NY | NYSTc | Cool | NYSTc_Cool_5A | 5
10496 | 14001 | NY | NYSTc | Cool | NYSTc_Cool_5A | 5
10497 | 14004 | NY | NYSTc | Cool | NYSTc_Cool_5A | 5
10498 | 14005 | NY | NYSTc | Cool | NYSTc_Cool_5A | 5
10499 | 14011 | NY | NYSTc | Cool | NYSTc_Cool_5A | 5
10500 | 14013 | NY | NYSTc | Cool | NYSTc_Cool_5A | 5
10501 | 14020 | NY | NYSTc | Cool | NYSTc_Cool_5A | 5
10502 | 14021 | NY | NYSTc | Cool | NYSTc_Cool_5A | 5
10503 | 14036 | NY | NYSTc | Cool | NYSTc_Cool_5A | 5
10504 | 14040 | NY | NYSTc | Cool | NYSTc_Cool_5A | 5
10505 | 14054 | NY | NYSTc | Cool | NYSTc_Cool_5A | 5
10506 | 14056 | NY | NYSTc | Cool | NYSTc_Cool_5A | 5
10507 | 14058 | NY | NYSTc | Cool | NYSTc_Cool_5A | 5
10508 | 14105 | NY | NYSTc | Cool | NYSTc_Cool_5A | 5
10509 | 14125 | NY | NYSTc | Cool | NYSTc_Cool_5A | 5
10510 | 14143 | NY | NYSTc | Cool | NYSTc_Cool_5A | 5
10511 | 14416 | NY | NYSTc | Cool | NYSTc_Cool_5A | 5
10512 | 14422 | NY | NYSTc | Cool | NYSTc_Cool_5A | 5
10513 | 14428 | NY | NYSTc | Cool | NYSTc_Cool_5A | 5
10514 | 14482 | NY | NYSTc | Cool | NYSTc_Cool_5A | 5
10515 | 14525 | NY | NYSTc | Cool | NYSTc_Cool_5A | 5
10516 | 14557 | NY | NYSTc | Cool | NYSTc_Cool_5A | 5
10517 | 14591 | NY | NYSTc | Cool | NYSTc_Cool_5A | 5
10518 | 14006 | NY | NYSTc | Cool | NYSTc_Cool_5A | 5
10519 | 14009 | NY | NYSTc | Cool | NYSTc_Cool_5A | 5
10520 | 14010 | NY | NYSTc | Cool | NYSTc_Cool_5A | 5
10521 | 14025 | NY | NYSTc | Cool | NYSTc_Cool_5A | 5
10522 | 14026 | NY | NYSTc | Cool | NYSTc_Cool_5A | 5
10523 | 14027 | NY | NYSTc | Cool | NYSTc_Cool_5A | 5
10524 | 14030 | NY | NYSTc | Cool | NYSTc_Cool_5A | 5
10525 | 14031 | NY | NYSTc | Cool | NYSTc_Cool_5A | 5
10526 | 14032 | NY | NYSTc | Cool | NYSTc_Cool_5A | 5
10527 | 14033 | NY | NYSTc | Cool | NYSTc_Cool_5A | 5
10528 | 14034 | NY | NYSTc | Cool | NYSTc_Cool_5A | 5
10529 | 14035 | NY | NYSTc | Cool | NYSTc_Cool_5A | 5
10530 | 14037 | NY | NYSTc | Cool | NYSTc_Cool_5A | 5
10531 | 14038 | NY | NYSTc | Cool | NYSTc_Cool_5A | 5
10532 | 14043 | NY | NYSTc | Cool | NYSTc_Cool_5A | 5
10533 | 14047 | NY | NYSTc | Cool | NYSTc_Cool_5A | 5
10534 | 14051 | NY | NYSTc | Cool | NYSTc_Cool_5A | 5
10535 | 14052 | NY | NYSTc | Cool | NYSTc_Cool_5A | 5
10536 | 14055 | NY | NYSTc | Cool | NYSTc_Cool_5A | 5
10537 | 14057 | NY | NYSTc | Cool | NYSTc_Cool_5A | 5
10538 | 14059 | NY | NYSTc | Cool | NYSTc_Cool_5A | 5
10539 | 14061 | NY | NYSTc | Cool | NYSTc_Cool_5A | 5
10540 | 14068 | NY | NYSTc | Cool | NYSTc_Cool_5A | 5
10541 | 14069 | NY | NYSTc | Cool | NYSTc_Cool_5A | 5
10542 | 14070 | NY | NYSTc | Cool | NYSTc_Cool_5A | 5
10543 | 14072 | NY | NYSTc | Cool | NYSTc_Cool_5A | 5
10544 | 14075 | NY | NYSTc | Cool | NYSTc_Cool_5A | 5
10545 | 14080 | NY | NYSTc | Cool | NYSTc_Cool_5A | 5
10546 | 14081 | NY | NYSTc | Cool | NYSTc_Cool_5A | 5
10547 | 14085 | NY | NYSTc | Cool | NYSTc_Cool_5A | 5
10548 | 14086 | NY | NYSTc | Cool | NYSTc_Cool_5A | 5
10549 | 14091 | NY | NYSTc | Cool | NYSTc_Cool_5A | 5
10550 | 14102 | NY | NYSTc | Cool | NYSTc_Cool_5A | 5
10551 | 14110 | NY | NYSTc | Cool | NYSTc_Cool_5A | 5
10552 | 14111 | NY | NYSTc | Cool | NYSTc_Cool_5A | 5
10553 | 14112 | NY | NYSTc | Cool | NYSTc_Cool_5A | 5
10554 | 14127 | NY | NYSTc | Cool | NYSTc_Cool_5A | 5
10555 | 14134 | NY | NYSTc | Cool | NYSTc_Cool_5A | 5
10556 | 14139 | NY | NYSTc | Cool | NYSTc_Cool_5A | 5
10557 | 14140 | NY | NYSTc | Cool | NYSTc_Cool_5A | 5
10558 | 14141 | NY | NYSTc | Cool | NYSTc_Cool_5A | 5
10559 | 14145 | NY | NYSTc | Cool | NYSTc_Cool_5A | 5
10560 | 14150 | NY | NYSTc | Cool | NYSTc_Cool_5A | 5
10561 | 14151 | NY | NYSTc | Cool | NYSTc_Cool_5A | 5
10562 | 14169 | NY | NYSTc | Cool | NYSTc_Cool_5A | 5
10563 | 14170 | NY | NYSTc | Cool | NYSTc_Cool_5A | 5
10564 | 14173 | NY | NYSTc | Cool | NYSTc_Cool_5A | 5
10565 | 14201 | NY | NYSTc | Cool | NYSTc_Cool_5A | 5
10566 | 14202 | NY | NYSTc | Cool | NYSTc_Cool_5A | 5
10567 | 14203 | NY | NYSTc | Cool | NYSTc_Cool_5A | 5
10568 | 14204 | NY | NYSTc | Cool | NYSTc_Cool_5A | 5
10569 | 14205 | NY | NYSTc | Cool | NYSTc_Cool_5A | 5
10570 | 14206 | NY | NYSTc | Cool | NYSTc_Cool_5A | 5
10571 | 14207 | NY | NYSTc | Cool | NYSTc_Cool_5A | 5
10572 | 14208 | NY | NYSTc | Cool | NYSTc_Cool_5A | 5
10573 | 14209 | NY | NYSTc | Cool | NYSTc_Cool_5A | 5
10574 | 14210 | NY | NYSTc | Cool | NYSTc_Cool_5A | 5
10575 | 14211 | NY | NYSTc | Cool | NYSTc_Cool_5A | 5
10576 | 14212 | NY | NYSTc | Cool | NYSTc_Cool_5A | 5
10577 | 14213 | NY | NYSTc | Cool | NYSTc_Cool_5A | 5
10578 | 14214 | NY | NYSTc | Cool | NYSTc_Cool_5A | 5
10579 | 14215 | NY | NYSTc | Cool | NYSTc_Cool_5A | 5
10580 | 14216 | NY | NYSTc | Cool | NYSTc_Cool_5A | 5
10581 | 14217 | NY | NYSTc | Cool | NYSTc_Cool_5A | 5
10582 | 14218 | NY | NYSTc | Cool | NYSTc_Cool_5A | 5
10583 | 14219 | NY | NYSTc | Cool | NYSTc_Cool_5A | 5
10584 | 14220 | NY | NYSTc | Cool | NYSTc_Cool_5A | 5
10585 | 14221 | NY | NYSTc | Cool | NYSTc_Cool_5A | 5
10586 | 14222 | NY | NYSTc | Cool | NYSTc_Cool_5A | 5
10587 | 14223 | NY | NYSTc | Cool | NYSTc_Cool_5A | 5
10588 | 14224 | NY | NYSTc | Cool | NYSTc_Cool_5A | 5
10589 | 14225 | NY | NYSTc | Cool | NYSTc_Cool_5A | 5
10590 | 14226 | NY | NYSTc | Cool | NYSTc_Cool_5A | 5
10591 | 14227 | NY | NYSTc | Cool | NYSTc_Cool_5A | 5
10592 | 14228 | NY | NYSTc | Cool | NYSTc_Cool_5A | 5
10593 | 14231 | NY | NYSTc | Cool | NYSTc_Cool_5A | 5
10594 | 14233 | NY | NYSTc | Cool | NYSTc_Cool_5A | 5
10595 | 14240 | NY | NYSTc | Cool | NYSTc_Cool_5A | 5
10596 | 14241 | NY | NYSTc | Cool | NYSTc_Cool_5A | 5
10597 | 14260 | NY | NYSTc | Cool | NYSTc_Cool_5A | 5
10598 | 14263 | NY | NYSTc | Cool | NYSTc_Cool_5A | 5
10599 | 14265 | NY | NYSTc | Cool | NYSTc_Cool_5A | 5
10600 | 14269 | NY | NYSTc | Cool | NYSTc_Cool_5A | 5
10601 | 14270 | NY | NYSTc | Cool | NYSTc_Cool_5A | 5
10602 | 14272 | NY | NYSTc | Cool | NYSTc_Cool_5A | 5
10603 | 14273 | NY | NYSTc | Cool | NYSTc_Cool_5A | 5
10604 | 14276 | NY | NYSTc | Cool | NYSTc_Cool_5A | 5
10605 | 14280 | NY | NYSTc | Cool | NYSTc_Cool_5A | 5
10606 | 14008 | NY | NYSTc | Cool | NYSTc_Cool_5A | 5
10607 | 14012 | NY | NYSTc | Cool | NYSTc_Cool_5A | 5
10608 | 14028 | NY | NYSTc | Cool | NYSTc_Cool_5A | 5
10609 | 14067 | NY | NYSTc | Cool | NYSTc_Cool_5A | 5
10610 | 14092 | NY | NYSTc | Cool | NYSTc_Cool_5A | 5
10611 | 14094 | NY | NYSTc | Cool | NYSTc_Cool_5A | 5
10612 | 14095 | NY | NYSTc | Cool | NYSTc_Cool_5A | 5
10613 | 14098 | NY | NYSTc | Cool | NYSTc_Cool_5A | 5
10614 | 14103 | NY | NYSTc | Cool | NYSTc_Cool_5A | 5
10615 | 14107 | NY | NYSTc | Cool | NYSTc_Cool_5A | 5
10616 | 14108 | NY | NYSTc | Cool | NYSTc_Cool_5A | 5
10617 | 14109 | NY | NYSTc | Cool | NYSTc_Cool_5A | 5
10618 | 14120 | NY | NYSTc | Cool | NYSTc_Cool_5A | 5
10619 | 14126 | NY | NYSTc | Cool | NYSTc_Cool_5A | 5
10620 | 14131 | NY | NYSTc | Cool | NYSTc_Cool_5A | 5
10621 | 14132 | NY | NYSTc | Cool | NYSTc_Cool_5A | 5
10622 | 14144 | NY | NYSTc | Cool | NYSTc_Cool_5A | 5
10623 | 14172 | NY | NYSTc | Cool | NYSTc_Cool_5A | 5
10624 | 14174 | NY | NYSTc | Cool | NYSTc_Cool_5A | 5
10625 | 14301 | NY | NYSTc | Cool | NYSTc_Cool_5A | 5
10626 | 14302 | NY | NYSTc | Cool | NYSTc_Cool_5A | 5
10627 | 14303 | NY | NYSTc | Cool | NYSTc_Cool_5A | 5
10628 | 14304 | NY | NYSTc | Cool | NYSTc_Cool_5A | 5
10629 | 14305 | NY | NYSTc | Cool | NYSTc_Cool_5A | 5
10630 | 14411 | NY | NYSTc | Cool | NYSTc_Cool_5A | 5
10631 | 14420 | NY | NYSTc | Cool | NYSTc_Cool_5A | 5
10632 | 14429 | NY | NYSTc | Cool | NYSTc_Cool_5A | 5
10633 | 14452 | NY | NYSTc | Cool | NYSTc_Cool_5A | 5
10634 | 14464 | NY | NYSTc | Cool | NYSTc_Cool_5A | 5
10635 | 14470 | NY | NYSTc | Cool | NYSTc_Cool_5A | 5
10636 | 14476 | NY | NYSTc | Cool | NYSTc_Cool_5A | 5
10637 | 14477 | NY | NYSTc | Cool | NYSTc_Cool_5A | 5
10638 | 14479 | NY | NYSTc | Cool | NYSTc_Cool_5A | 5
10639 | 14571 | NY | NYSTc | Cool | NYSTc_Cool_5A | 5
10640 | 14048 | NY | NYSTc | Cool | NYSTc_Cool_5A | 5
10641 | 14063 | NY | NYSTc | Cool | NYSTc_Cool_5A | 5
10642 | 14135 | NY | NYSTc | Cool | NYSTc_Cool_5A | 5
10643 | 14136 | NY | NYSTc | Cool | NYSTc_Cool_5A | 5
10644 | 14166 | NY | NYSTc | Cool | NYSTc_Cool_5A | 5
10645 | 14701 | NY | NYSTc | Cool | NYSTc_Cool_5A | 5
10646 | 14702 | NY | NYSTc | Cool | NYSTc_Cool_5A | 5
10647 | 14710 | NY | NYSTc | Cool | NYSTc_Cool_5A | 5
10648 | 14712 | NY | NYSTc | Cool | NYSTc_Cool_5A | 5
10649 | 14716 | NY | NYSTc | Cool | NYSTc_Cool_5A | 5
10650 | 14718 | NY | NYSTc | Cool | NYSTc_Cool_5A | 5
10651 | 14720 | NY | NYSTc | Cool | NYSTc_Cool_5A | 5
10652 | 14722 | NY | NYSTc | Cool | NYSTc_Cool_5A | 5
10653 | 14723 | NY | NYSTc | Cool | NYSTc_Cool_5A | 5
10654 | 14724 | NY | NYSTc | Cool | NYSTc_Cool_5A | 5
10655 | 14728 | NY | NYSTc | Cool | NYSTc_Cool_5A | 5
10656 | 14732 | NY | NYSTc | Cool | NYSTc_Cool_5A | 5
10657 | 14733 | NY | NYSTc | Cool | NYSTc_Cool_5A | 5
10658 | 14736 | NY | NYSTc | Cool | NYSTc_Cool_5A | 5
10659 | 14740 | NY | NYSTc | Cool | NYSTc_Cool_5A | 5
10660 | 14742 | NY | NYSTc | Cool | NYSTc_Cool_5A | 5
10661 | 14750 | NY | NYSTc | Cool | NYSTc_Cool_5A | 5
10662 | 14752 | NY | NYSTc | Cool | NYSTc_Cool_5A | 5
10663 | 14757 | NY | NYSTc | Cool | NYSTc_Cool_5A | 5
10664 | 14758 | NY | NYSTc | Cool | NYSTc_Cool_5A | 5
10665 | 14767 | NY | NYSTc | Cool | NYSTc_Cool_5A | 5
10666 | 14769 | NY | NYSTc | Cool | NYSTc_Cool_5A | 5
10667 | 14775 | NY | NYSTc | Cool | NYSTc_Cool_5A | 5
10668 | 14781 | NY | NYSTc | Cool | NYSTc_Cool_5A | 5
10669 | 14782 | NY | NYSTc | Cool | NYSTc_Cool_5A | 5
10670 | 14784 | NY | NYSTc | Cool | NYSTc_Cool_5A | 5
10671 | 14785 | NY | NYSTc | Cool | NYSTc_Cool_5A | 5
10672 | 14787 | NY | NYSTc | Cool | NYSTc_Cool_5A | 5
10673 | 14410 | NY | NYSTc | Cool | NYSTc_Cool_5A | 5
10674 | 14414 | NY | NYSTc | Cool | NYSTc_Cool_5A | 5
10675 | 14423 | NY | NYSTc | Cool | NYSTc_Cool_5A | 5
10676 | 14430 | NY | NYSTc | Cool | NYSTc_Cool_5A | 5
10677 | 14445 | NY | NYSTc | Cool | NYSTc_Cool_5A | 5
10678 | 14467 | NY | NYSTc | Cool | NYSTc_Cool_5A | 5
10679 | 14468 | NY | NYSTc | Cool | NYSTc_Cool_5A | 5
10680 | 14472 | NY | NYSTc | Cool | NYSTc_Cool_5A | 5
10681 | 14475 | NY | NYSTc | Cool | NYSTc_Cool_5A | 5
10682 | 14506 | NY | NYSTc | Cool | NYSTc_Cool_5A | 5
10683 | 14508 | NY | NYSTc | Cool | NYSTc_Cool_5A | 5
10684 | 14511 | NY | NYSTc | Cool | NYSTc_Cool_5A | 5
10685 | 14514 | NY | NYSTc | Cool | NYSTc_Cool_5A | 5
10686 | 14515 | NY | NYSTc | Cool | NYSTc_Cool_5A | 5
10687 | 14526 | NY | NYSTc | Cool | NYSTc_Cool_5A | 5
10688 | 14534 | NY | NYSTc | Cool | NYSTc_Cool_5A | 5
10689 | 14543 | NY | NYSTc | Cool | NYSTc_Cool_5A | 5
10690 | 14546 | NY | NYSTc | Cool | NYSTc_Cool_5A | 5
10691 | 14559 | NY | NYSTc | Cool | NYSTc_Cool_5A | 5
10692 | 14564 | NY | NYSTc | Cool | NYSTc_Cool_5A | 5
10693 | 14586 | NY | NYSTc | Cool | NYSTc_Cool_5A | 5
10694 | 14602 | NY | NYSTc | Cool | NYSTc_Cool_5A | 5
10695 | 14603 | NY | NYSTc | Cool | NYSTc_Cool_5A | 5
10696 | 14604 | NY | NYSTc | Cool | NYSTc_Cool_5A | 5
10697 | 14605 | NY | NYSTc | Cool | NYSTc_Cool_5A | 5
10698 | 14606 | NY | NYSTc | Cool | NYSTc_Cool_5A | 5
10699 | 14607 | NY | NYSTc | Cool | NYSTc_Cool_5A | 5
10700 | 14608 | NY | NYSTc | Cool | NYSTc_Cool_5A | 5
10701 | 14609 | NY | NYSTc | Cool | NYSTc_Cool_5A | 5
10702 | 14610 | NY | NYSTc | Cool | NYSTc_Cool_5A | 5
10703 | 14611 | NY | NYSTc | Cool | NYSTc_Cool_5A | 5
10704 | 14612 | NY | NYSTc | Cool | NYSTc_Cool_5A | 5
10705 | 14613 | NY | NYSTc | Cool | NYSTc_Cool_5A | 5
10706 | 14614 | NY | NYSTc | Cool | NYSTc_Cool_5A | 5
10707 | 14615 | NY | NYSTc | Cool | NYSTc_Cool_5A | 5
10708 | 14616 | NY | NYSTc | Cool | NYSTc_Cool_5A | 5
10709 | 14617 | NY | NYSTc | Cool | NYSTc_Cool_5A | 5
10710 | 14618 | NY | NYSTc | Cool | NYSTc_Cool_5A | 5
10711 | 14619 | NY | NYSTc | Cool | NYSTc_Cool_5A | 5
10712 | 14620 | NY | NYSTc | Cool | NYSTc_Cool_5A | 5
10713 | 14621 | NY | NYSTc | Cool | NYSTc_Cool_5A | 5
10714 | 14622 | NY | NYSTc | Cool | NYSTc_Cool_5A | 5
10715 | 14623 | NY | NYSTc | Cool | NYSTc_Cool_5A | 5
10716 | 14624 | NY | NYSTc | Cool | NYSTc_Cool_5A | 5
10717 | 14625 | NY | NYSTc | Cool | NYSTc_Cool_5A | 5
10718 | 14626 | NY | NYSTc | Cool | NYSTc_Cool_5A | 5
10719 | 14627 | NY | NYSTc | Cool | NYSTc_Cool_5A | 5
10720 | 14638 | NY | NYSTc | Cool | NYSTc_Cool_5A | 5
10721 | 14639 | NY | NYSTc | Cool | NYSTc_Cool_5A | 5
10722 | 14642 | NY | NYSTc | Cool | NYSTc_Cool_5A | 5
10723 | 14643 | NY | NYSTc | Cool | NYSTc_Cool_5A | 5
10724 | 14646 | NY | NYSTc | Cool | NYSTc_Cool_5A | 5
10725 | 14647 | NY | NYSTc | Cool | NYSTc_Cool_5A | 5
10726 | 14649 | NY | NYSTc | Cool | NYSTc_Cool_5A | 5
10727 | 14650 | NY | NYSTc | Cool | NYSTc_Cool_5A | 5
10728 | 14651 | NY | NYSTc | Cool | NYSTc_Cool_5A | 5
10729 | 14652 | NY | NYSTc | Cool | NYSTc_Cool_5A | 5
10730 | 14653 | NY | NYSTc | Cool | NYSTc_Cool_5A | 5
10731 | 14692 | NY | NYSTc | Cool | NYSTc_Cool_5A | 5
10732 | 14435 | NY | NYSTc | Cool | NYSTc_Cool_5A | 5
10733 | 14454 | NY | NYSTc | Cool | NYSTc_Cool_5A | 5
10734 | 14462 | NY | NYSTc | Cool | NYSTc_Cool_5A | 5
10735 | 14466 | NY | NYSTc | Cool | NYSTc_Cool_5A | 5
10736 | 14471 | NY | NYSTc | Cool | NYSTc_Cool_5A | 5
10737 | 14480 | NY | NYSTc | Cool | NYSTc_Cool_5A | 5
10738 | 14485 | NY | NYSTc | Cool | NYSTc_Cool_5A | 5
10739 | 14486 | NY | NYSTc | Cool | NYSTc_Cool_5A | 5
10740 | 14487 | NY | NYSTc | Cool | NYSTc_Cool_5A | 5
10741 | 14488 | NY | NYSTc | Cool | NYSTc_Cool_5A | 5
10742 | 14510 | NY | NYSTc | Cool | NYSTc_Cool_5A | 5
10743 | 14512 | NY | NYSTc | Cool | NYSTc_Cool_5A | 5
10744 | 14517 | NY | NYSTc | Cool | NYSTc_Cool_5A | 5
10745 | 14539 | NY | NYSTc | Cool | NYSTc_Cool_5A | 5
10746 | 14545 | NY | NYSTc | Cool | NYSTc_Cool_5A | 5
10747 | 14556 | NY | NYSTc | Cool | NYSTc_Cool_5A | 5
10748 | 14558 | NY | NYSTc | Cool | NYSTc_Cool_5A | 5
10749 | 14560 | NY | NYSTc | Cool | NYSTc_Cool_5A | 5
10750 | 14572 | NY | NYSTc | Cool | NYSTc_Cool_5A | 5
10751 | 14592 | NY | NYSTc | Cool | NYSTc_Cool_5A | 5
10752 | 14415 | NY | NYSTc | Cool | NYSTc_Cool_5A | 5
10753 | 14418 | NY | NYSTc | Cool | NYSTc_Cool_5A | 5
10754 | 14424 | NY | NYSTc | Cool | NYSTc_Cool_5A | 5
10755 | 14441 | NY | NYSTc | Cool | NYSTc_Cool_5A | 5
10756 | 14478 | NY | NYSTc | Cool | NYSTc_Cool_5A | 5
10757 | 14507 | NY | NYSTc | Cool | NYSTc_Cool_5A | 5
10758 | 14527 | NY | NYSTc | Cool | NYSTc_Cool_5A | 5
10759 | 14544 | NY | NYSTc | Cool | NYSTc_Cool_5A | 5
10760 | 14561 | NY | NYSTc | Cool | NYSTc_Cool_5A | 5
10761 | 14837 | NY | NYSTc | Cool | NYSTc_Cool_5A | 5
10762 | 14842 | NY | NYSTc | Cool | NYSTc_Cool_5A | 5
10763 | 14857 | NY | NYSTc | Cool | NYSTc_Cool_5A | 5
10764 | 14873 | NY | NYSTc | Cool | NYSTc_Cool_5A | 5
10765 | 14878 | NY | NYSTc | Cool | NYSTc_Cool_5A | 5
10766 | 14425 | NY | NYSTc | Cool | NYSTc_Cool_5A | 5
10767 | 14453 | NY | NYSTc | Cool | NYSTc_Cool_5A | 5
10768 | 14461 | NY | NYSTc | Cool | NYSTc_Cool_5A | 5
10769 | 14463 | NY | NYSTc | Cool | NYSTc_Cool_5A | 5
10770 | 14469 | NY | NYSTc | Cool | NYSTc_Cool_5A | 5
10771 | 14504 | NY | NYSTc | Cool | NYSTc_Cool_5A | 5
10772 | 14518 | NY | NYSTc | Cool | NYSTc_Cool_5A | 5
10773 | 14537 | NY | NYSTc | Cool | NYSTc_Cool_5A | 5
10774 | 14547 | NY | NYSTc | Cool | NYSTc_Cool_5A | 5
10775 | 14548 | NY | NYSTc | Cool | NYSTc_Cool_5A | 5
10776 | 14585 | NY | NYSTc | Cool | NYSTc_Cool_5A | 5
10777 | 14816 | NY | NYSTc | Cool | NYSTc_Cool_5A | 5
10778 | 14825 | NY | NYSTc | Cool | NYSTc_Cool_5A | 5
10779 | 14861 | NY | NYSTc | Cool | NYSTc_Cool_5A | 5
10780 | 14872 | NY | NYSTc | Cool | NYSTc_Cool_5A | 5
10781 | 14894 | NY | NYSTc | Cool | NYSTc_Cool_5A | 5
10782 | 14901 | NY | NYSTc | Cool | NYSTc_Cool_5A | 5
10783 | 14902 | NY | NYSTc | Cool | NYSTc_Cool_5A | 5
10784 | 14903 | NY | NYSTc | Cool | NYSTc_Cool_5A | 5
10785 | 14904 | NY | NYSTc | Cool | NYSTc_Cool_5A | 5
10786 | 14905 | NY | NYSTc | Cool | NYSTc_Cool_5A | 5
10787 | 15001 | PA | RFCWc | Cool | RFCWc_Cool_5A | 5
10788 | 15003 | PA | RFCWc | Cool | RFCWc_Cool_5A | 5
10789 | 15005 | PA | RFCWc | Cool | RFCWc_Cool_5A | 5
10790 | 15006 | PA | RFCWc | Cool | RFCWc_Cool_5A | 5
10791 | 15007 | PA | RFCWc | Cool | RFCWc_Cool_5A | 5
10792 | 15012 | PA | RFCWc | Cool | RFCWc_Cool_5A | 5
10793 | 15014 | PA | RFCWc | Cool | RFCWc_Cool_5A | 5
10794 | 15015 | PA | RFCWc | Cool | RFCWc_Cool_5A | 5
10795 | 15017 | PA | RFCWc | Cool | RFCWc_Cool_5A | 5
10796 | 15018 | PA | RFCWc | Cool | RFCWc_Cool_5A | 5
10797 | 15020 | PA | RFCWc | Cool | RFCWc_Cool_5A | 5
10798 | 15024 | PA | RFCWc | Cool | RFCWc_Cool_5A | 5
10799 | 15025 | PA | RFCWc | Cool | RFCWc_Cool_5A | 5
10800 | 15026 | PA | RFCWc | Cool | RFCWc_Cool_5A | 5
10801 | 15028 | PA | RFCWc | Cool | RFCWc_Cool_5A | 5
10802 | 15030 | PA | RFCWc | Cool | RFCWc_Cool_5A | 5
10803 | 15031 | PA | RFCWc | Cool | RFCWc_Cool_5A | 5
10804 | 15032 | PA | RFCWc | Cool | RFCWc_Cool_5A | 5
10805 | 15034 | PA | RFCWc | Cool | RFCWc_Cool_5A | 5
10806 | 15035 | PA | RFCWc | Cool | RFCWc_Cool_5A | 5
10807 | 15037 | PA | RFCWc | Cool | RFCWc_Cool_5A | 5
10808 | 15038 | PA | RFCWc | Cool | RFCWc_Cool_5A | 5
10809 | 15044 | PA | RFCWc | Cool | RFCWc_Cool_5A | 5
10810 | 15045 | PA | RFCWc | Cool | RFCWc_Cool_5A | 5
10811 | 15046 | PA | RFCWc | Cool | RFCWc_Cool_5A | 5
10812 | 15047 | PA | RFCWc | Cool | RFCWc_Cool_5A | 5
10813 | 15049 | PA | RFCWc | Cool | RFCWc_Cool_5A | 5
10814 | 15051 | PA | RFCWc | Cool | RFCWc_Cool_5A | 5
10815 | 15056 | PA | RFCWc | Cool | RFCWc_Cool_5A | 5
10816 | 15057 | PA | RFCWc | Cool | RFCWc_Cool_5A | 5
10817 | 15063 | PA | RFCWc | Cool | RFCWc_Cool_5A | 5
10818 | 15064 | PA | RFCWc | Cool | RFCWc_Cool_5A | 5
10819 | 15065 | PA | RFCWc | Cool | RFCWc_Cool_5A | 5
10820 | 15068 | PA | RFCWc | Cool | RFCWc_Cool_5A | 5
10821 | 15071 | PA | RFCWc | Cool | RFCWc_Cool_5A | 5
10822 | 15075 | PA | RFCWc | Cool | RFCWc_Cool_5A | 5
10823 | 15076 | PA | RFCWc | Cool | RFCWc_Cool_5A | 5
10824 | 15082 | PA | RFCWc | Cool | RFCWc_Cool_5A | 5
10825 | 15083 | PA | RFCWc | Cool | RFCWc_Cool_5A | 5
10826 | 15084 | PA | RFCWc | Cool | RFCWc_Cool_5A | 5
10827 | 15085 | PA | RFCWc | Cool | RFCWc_Cool_5A | 5
10828 | 15086 | PA | RFCWc | Cool | RFCWc_Cool_5A | 5
10829 | 15088 | PA | RFCWc | Cool | RFCWc_Cool_5A | 5
10830 | 15089 | PA | RFCWc | Cool | RFCWc_Cool_5A | 5
10831 | 15090 | PA | RFCWc | Cool | RFCWc_Cool_5A | 5
10832 | 15091 | PA | RFCWc | Cool | RFCWc_Cool_5A | 5
10833 | 15095 | PA | RFCWc | Cool | RFCWc_Cool_5A | 5
10834 | 15096 | PA | RFCWc | Cool | RFCWc_Cool_5A | 5
10835 | 15101 | PA | RFCWc | Cool | RFCWc_Cool_5A | 5
10836 | 15102 | PA | RFCWc | Cool | RFCWc_Cool_5A | 5
10837 | 15104 | PA | RFCWc | Cool | RFCWc_Cool_5A | 5
10838 | 15106 | PA | RFCWc | Cool | RFCWc_Cool_5A | 5
10839 | 15108 | PA | RFCWc | Cool | RFCWc_Cool_5A | 5
10840 | 15110 | PA | RFCWc | Cool | RFCWc_Cool_5A | 5
10841 | 15112 | PA | RFCWc | Cool | RFCWc_Cool_5A | 5
10842 | 15116 | PA | RFCWc | Cool | RFCWc_Cool_5A | 5
10843 | 15120 | PA | RFCWc | Cool | RFCWc_Cool_5A | 5
10844 | 15122 | PA | RFCWc | Cool | RFCWc_Cool_5A | 5
10845 | 15123 | PA | RFCWc | Cool | RFCWc_Cool_5A | 5
10846 | 15126 | PA | RFCWc | Cool | RFCWc_Cool_5A | 5
10847 | 15127 | PA | RFCWc | Cool | RFCWc_Cool_5A | 5
10848 | 15129 | PA | RFCWc | Cool | RFCWc_Cool_5A | 5
10849 | 15131 | PA | RFCWc | Cool | RFCWc_Cool_5A | 5
10850 | 15132 | PA | RFCWc | Cool | RFCWc_Cool_5A | 5
10851 | 15133 | PA | RFCWc | Cool | RFCWc_Cool_5A | 5
10852 | 15134 | PA | RFCWc | Cool | RFCWc_Cool_5A | 5
10853 | 15135 | PA | RFCWc | Cool | RFCWc_Cool_5A | 5
10854 | 15136 | PA | RFCWc | Cool | RFCWc_Cool_5A | 5
10855 | 15137 | PA | RFCWc | Cool | RFCWc_Cool_5A | 5
10856 | 15139 | PA | RFCWc | Cool | RFCWc_Cool_5A | 5
10857 | 15140 | PA | RFCWc | Cool | RFCWc_Cool_5A | 5
10858 | 15142 | PA | RFCWc | Cool | RFCWc_Cool_5A | 5
10859 | 15143 | PA | RFCWc | Cool | RFCWc_Cool_5A | 5
10860 | 15144 | PA | RFCWc | Cool | RFCWc_Cool_5A | 5
10861 | 15145 | PA | RFCWc | Cool | RFCWc_Cool_5A | 5
10862 | 15146 | PA | RFCWc | Cool | RFCWc_Cool_5A | 5
10863 | 15147 | PA | RFCWc | Cool | RFCWc_Cool_5A | 5
10864 | 15148 | PA | RFCWc | Cool | RFCWc_Cool_5A | 5
10865 | 15201 | PA | RFCWc | Cool | RFCWc_Cool_5A | 5
10866 | 15202 | PA | RFCWc | Cool | RFCWc_Cool_5A | 5
10867 | 15203 | PA | RFCWc | Cool | RFCWc_Cool_5A | 5
10868 | 15204 | PA | RFCWc | Cool | RFCWc_Cool_5A | 5
10869 | 15205 | PA | RFCWc | Cool | RFCWc_Cool_5A | 5
10870 | 15206 | PA | RFCWc | Cool | RFCWc_Cool_5A | 5
10871 | 15207 | PA | RFCWc | Cool | RFCWc_Cool_5A | 5
10872 | 15208 | PA | RFCWc | Cool | RFCWc_Cool_5A | 5
10873 | 15209 | PA | RFCWc | Cool | RFCWc_Cool_5A | 5
10874 | 15210 | PA | RFCWc | Cool | RFCWc_Cool_5A | 5
10875 | 15211 | PA | RFCWc | Cool | RFCWc_Cool_5A | 5
10876 | 15212 | PA | RFCWc | Cool | RFCWc_Cool_5A | 5
10877 | 15213 | PA | RFCWc | Cool | RFCWc_Cool_5A | 5
10878 | 15214 | PA | RFCWc | Cool | RFCWc_Cool_5A | 5
10879 | 15215 | PA | RFCWc | Cool | RFCWc_Cool_5A | 5
10880 | 15216 | PA | RFCWc | Cool | RFCWc_Cool_5A | 5
10881 | 15217 | PA | RFCWc | Cool | RFCWc_Cool_5A | 5
10882 | 15218 | PA | RFCWc | Cool | RFCWc_Cool_5A | 5
10883 | 15219 | PA | RFCWc | Cool | RFCWc_Cool_5A | 5
10884 | 15220 | PA | RFCWc | Cool | RFCWc_Cool_5A | 5
10885 | 15221 | PA | RFCWc | Cool | RFCWc_Cool_5A | 5
10886 | 15222 | PA | RFCWc | Cool | RFCWc_Cool_5A | 5
10887 | 15223 | PA | RFCWc | Cool | RFCWc_Cool_5A | 5
10888 | 15224 | PA | RFCWc | Cool | RFCWc_Cool_5A | 5
10889 | 15225 | PA | RFCWc | Cool | RFCWc_Cool_5A | 5
10890 | 15226 | PA | RFCWc | Cool | RFCWc_Cool_5A | 5
10891 | 15227 | PA | RFCWc | Cool | RFCWc_Cool_5A | 5
10892 | 15228 | PA | RFCWc | Cool | RFCWc_Cool_5A | 5
10893 | 15229 | PA | RFCWc | Cool | RFCWc_Cool_5A | 5
10894 | 15230 | PA | RFCWc | Cool | RFCWc_Cool_5A | 5
10895 | 15231 | PA | RFCWc | Cool | RFCWc_Cool_5A | 5
10896 | 15232 | PA | RFCWc | Cool | RFCWc_Cool_5A | 5
10897 | 15233 | PA | RFCWc | Cool | RFCWc_Cool_5A | 5
10898 | 15234 | PA | RFCWc | Cool | RFCWc_Cool_5A | 5
10899 | 15235 | PA | RFCWc | Cool | RFCWc_Cool_5A | 5
10900 | 15236 | PA | RFCWc | Cool | RFCWc_Cool_5A | 5
10901 | 15237 | PA | RFCWc | Cool | RFCWc_Cool_5A | 5
10902 | 15238 | PA | RFCWc | Cool | RFCWc_Cool_5A | 5
10903 | 15239 | PA | RFCWc | Cool | RFCWc_Cool_5A | 5
10904 | 15240 | PA | RFCWc | Cool | RFCWc_Cool_5A | 5
10905 | 15241 | PA | RFCWc | Cool | RFCWc_Cool_5A | 5
10906 | 15243 | PA | RFCWc | Cool | RFCWc_Cool_5A | 5
10907 | 15244 | PA | RFCWc | Cool | RFCWc_Cool_5A | 5
10908 | 15253 | PA | RFCWc | Cool | RFCWc_Cool_5A | 5
10909 | 15258 | PA | RFCWc | Cool | RFCWc_Cool_5A | 5
10910 | 15259 | PA | RFCWc | Cool | RFCWc_Cool_5A | 5
10911 | 15260 | PA | RFCWc | Cool | RFCWc_Cool_5A | 5
10912 | 15261 | PA | RFCWc | Cool | RFCWc_Cool_5A | 5
10913 | 15262 | PA | RFCWc | Cool | RFCWc_Cool_5A | 5
10914 | 15265 | PA | RFCWc | Cool | RFCWc_Cool_5A | 5
10915 | 15267 | PA | RFCWc | Cool | RFCWc_Cool_5A | 5
10916 | 15272 | PA | RFCWc | Cool | RFCWc_Cool_5A | 5
10917 | 15275 | PA | RFCWc | Cool | RFCWc_Cool_5A | 5
10918 | 15276 | PA | RFCWc | Cool | RFCWc_Cool_5A | 5
10919 | 15277 | PA | RFCWc | Cool | RFCWc_Cool_5A | 5
10920 | 15282 | PA | RFCWc | Cool | RFCWc_Cool_5A | 5
10921 | 15289 | PA | RFCWc | Cool | RFCWc_Cool_5A | 5
10922 | 15290 | PA | RFCWc | Cool | RFCWc_Cool_5A | 5
10923 | 15295 | PA | RFCWc | Cool | RFCWc_Cool_5A | 5
10924 | 15317 | PA | RFCWc | Cool | RFCWc_Cool_5A | 5
10925 | 15321 | PA | RFCWc | Cool | RFCWc_Cool_5A | 5
10926 | 15332 | PA | RFCWc | Cool | RFCWc_Cool_5A | 5
10927 | 15642 | PA | RFCWc | Cool | RFCWc_Cool_5A | 5
10928 | 16046 | PA | RFCWc | Cool | RFCWc_Cool_5A | 5
10929 | 16055 | PA | RFCWc | Cool | RFCWc_Cool_5A | 5
10930 | 16059 | PA | RFCWc | Cool | RFCWc_Cool_5A | 5
10931 | 16229 | PA | RFCWc | Cool | RFCWc_Cool_5A | 5
10932 | 15009 | PA | RFCWc | Cool | RFCWc_Cool_5A | 5
10933 | 15010 | PA | RFCWc | Cool | RFCWc_Cool_5A | 5
10934 | 15019 | PA | RFCWc | Cool | RFCWc_Cool_5A | 5
10935 | 15021 | PA | RFCWc | Cool | RFCWc_Cool_5A | 5
10936 | 15027 | PA | RFCWc | Cool | RFCWc_Cool_5A | 5
10937 | 15042 | PA | RFCWc | Cool | RFCWc_Cool_5A | 5
10938 | 15043 | PA | RFCWc | Cool | RFCWc_Cool_5A | 5
10939 | 15050 | PA | RFCWc | Cool | RFCWc_Cool_5A | 5
10940 | 15052 | PA | RFCWc | Cool | RFCWc_Cool_5A | 5
10941 | 15059 | PA | RFCWc | Cool | RFCWc_Cool_5A | 5
10942 | 15061 | PA | RFCWc | Cool | RFCWc_Cool_5A | 5
10943 | 15066 | PA | RFCWc | Cool | RFCWc_Cool_5A | 5
10944 | 15074 | PA | RFCWc | Cool | RFCWc_Cool_5A | 5
10945 | 15077 | PA | RFCWc | Cool | RFCWc_Cool_5A | 5
10946 | 15081 | PA | RFCWc | Cool | RFCWc_Cool_5A | 5
10947 | 16037 | PA | RFCWc | Cool | RFCWc_Cool_5A | 5
10948 | 16063 | PA | RFCWc | Cool | RFCWc_Cool_5A | 5
10949 | 16115 | PA | RFCWc | Cool | RFCWc_Cool_5A | 5
10950 | 16117 | PA | RFCWc | Cool | RFCWc_Cool_5A | 5
10951 | 16120 | PA | RFCWc | Cool | RFCWc_Cool_5A | 5
10952 | 16123 | PA | RFCWc | Cool | RFCWc_Cool_5A | 5
10953 | 16136 | PA | RFCWc | Cool | RFCWc_Cool_5A | 5
10954 | 16141 | PA | RFCWc | Cool | RFCWc_Cool_5A | 5
10955 | 16157 | PA | RFCWc | Cool | RFCWc_Cool_5A | 5
10956 | 15004 | PA | RFCWc | Cool | RFCWc_Cool_5A | 5
10957 | 15022 | PA | RFCWc | Cool | RFCWc_Cool_5A | 5
10958 | 15033 | PA | RFCWc | Cool | RFCWc_Cool_5A | 5
10959 | 15053 | PA | RFCWc | Cool | RFCWc_Cool_5A | 5
10960 | 15054 | PA | RFCWc | Cool | RFCWc_Cool_5A | 5
10961 | 15055 | PA | RFCWc | Cool | RFCWc_Cool_5A | 5
10962 | 15060 | PA | RFCWc | Cool | RFCWc_Cool_5A | 5
10963 | 15067 | PA | RFCWc | Cool | RFCWc_Cool_5A | 5
10964 | 15078 | PA | RFCWc | Cool | RFCWc_Cool_5A | 5
10965 | 15301 | PA | RFCWc | Cool | RFCWc_Cool_5A | 5
10966 | 15311 | PA | RFCWc | Cool | RFCWc_Cool_5A | 5
10967 | 15312 | PA | RFCWc | Cool | RFCWc_Cool_5A | 5
10968 | 15313 | PA | RFCWc | Cool | RFCWc_Cool_5A | 5
10969 | 15314 | PA | RFCWc | Cool | RFCWc_Cool_5A | 5
10970 | 15322 | PA | RFCWc | Cool | RFCWc_Cool_5A | 5
10971 | 15323 | PA | RFCWc | Cool | RFCWc_Cool_5A | 5
10972 | 15324 | PA | RFCWc | Cool | RFCWc_Cool_5A | 5
10973 | 15329 | PA | RFCWc | Cool | RFCWc_Cool_5A | 5
10974 | 15330 | PA | RFCWc | Cool | RFCWc_Cool_5A | 5
10975 | 15331 | PA | RFCWc | Cool | RFCWc_Cool_5A | 5
10976 | 15333 | PA | RFCWc | Cool | RFCWc_Cool_5A | 5
10977 | 15336 | PA | RFCWc | Cool | RFCWc_Cool_5A | 5
10978 | 15339 | PA | RFCWc | Cool | RFCWc_Cool_5A | 5
10979 | 15340 | PA | RFCWc | Cool | RFCWc_Cool_5A | 5
10980 | 15342 | PA | RFCWc | Cool | RFCWc_Cool_5A | 5
10981 | 15345 | PA | RFCWc | Cool | RFCWc_Cool_5A | 5
10982 | 15347 | PA | RFCWc | Cool | RFCWc_Cool_5A | 5
10983 | 15348 | PA | RFCWc | Cool | RFCWc_Cool_5A | 5
10984 | 15350 | PA | RFCWc | Cool | RFCWc_Cool_5A | 5
10985 | 15358 | PA | RFCWc | Cool | RFCWc_Cool_5A | 5
10986 | 15360 | PA | RFCWc | Cool | RFCWc_Cool_5A | 5
10987 | 15361 | PA | RFCWc | Cool | RFCWc_Cool_5A | 5
10988 | 15363 | PA | RFCWc | Cool | RFCWc_Cool_5A | 5
10989 | 15365 | PA | RFCWc | Cool | RFCWc_Cool_5A | 5
10990 | 15366 | PA | RFCWc | Cool | RFCWc_Cool_5A | 5
10991 | 15367 | PA | RFCWc | Cool | RFCWc_Cool_5A | 5
10992 | 15368 | PA | RFCWc | Cool | RFCWc_Cool_5A | 5
10993 | 15370 | PA | RFCWc | Cool | RFCWc_Cool_5A | 5
10994 | 15376 | PA | RFCWc | Cool | RFCWc_Cool_5A | 5
10995 | 15377 | PA | RFCWc | Cool | RFCWc_Cool_5A | 5
10996 | 15378 | PA | RFCWc | Cool | RFCWc_Cool_5A | 5
10997 | 15379 | PA | RFCWc | Cool | RFCWc_Cool_5A | 5
10998 | 15412 | PA | RFCWc | Cool | RFCWc_Cool_5A | 5
10999 | 15417 | PA | RFCWc | Cool | RFCWc_Cool_5A | 5
11000 | 15419 | PA | RFCWc | Cool | RFCWc_Cool_5A | 5
11001 | 15423 | PA | RFCWc | Cool | RFCWc_Cool_5A | 5
11002 | 15427 | PA | RFCWc | Cool | RFCWc_Cool_5A | 5
11003 | 15429 | PA | RFCWc | Cool | RFCWc_Cool_5A | 5
11004 | 15432 | PA | RFCWc | Cool | RFCWc_Cool_5A | 5
11005 | 15434 | PA | RFCWc | Cool | RFCWc_Cool_5A | 5
11006 | 15438 | PA | RFCWc | Cool | RFCWc_Cool_5A | 5
11007 | 15477 | PA | RFCWc | Cool | RFCWc_Cool_5A | 5
11008 | 15483 | PA | RFCWc | Cool | RFCWc_Cool_5A | 5
11009 | 15062 | PA | RFCWc | Cool | RFCWc_Cool_5A | 5
11010 | 15072 | PA | RFCWc | Cool | RFCWc_Cool_5A | 5
11011 | 15087 | PA | RFCWc | Cool | RFCWc_Cool_5A | 5
11012 | 15448 | PA | RFCWc | Cool | RFCWc_Cool_5A | 5
11013 | 15479 | PA | RFCWc | Cool | RFCWc_Cool_5A | 5
11014 | 15501 | PA | RFCWc | Cool | RFCWc_Cool_5A | 5
11015 | 15531 | PA | RFCWc | Cool | RFCWc_Cool_5A | 5
11016 | 15601 | PA | RFCWc | Cool | RFCWc_Cool_5A | 5
11017 | 15606 | PA | RFCWc | Cool | RFCWc_Cool_5A | 5
11018 | 15610 | PA | RFCWc | Cool | RFCWc_Cool_5A | 5
11019 | 15611 | PA | RFCWc | Cool | RFCWc_Cool_5A | 5
11020 | 15612 | PA | RFCWc | Cool | RFCWc_Cool_5A | 5
11021 | 15613 | PA | RFCWc | Cool | RFCWc_Cool_5A | 5
11022 | 15615 | PA | RFCWc | Cool | RFCWc_Cool_5A | 5
11023 | 15616 | PA | RFCWc | Cool | RFCWc_Cool_5A | 5
11024 | 15617 | PA | RFCWc | Cool | RFCWc_Cool_5A | 5
11025 | 15618 | PA | RFCWc | Cool | RFCWc_Cool_5A | 5
11026 | 15619 | PA | RFCWc | Cool | RFCWc_Cool_5A | 5
11027 | 15620 | PA | RFCWc | Cool | RFCWc_Cool_5A | 5
11028 | 15621 | PA | RFCWc | Cool | RFCWc_Cool_5A | 5
11029 | 15622 | PA | RFCWc | Cool | RFCWc_Cool_5A | 5
11030 | 15623 | PA | RFCWc | Cool | RFCWc_Cool_5A | 5
11031 | 15624 | PA | RFCWc | Cool | RFCWc_Cool_5A | 5
11032 | 15625 | PA | RFCWc | Cool | RFCWc_Cool_5A | 5
11033 | 15626 | PA | RFCWc | Cool | RFCWc_Cool_5A | 5
11034 | 15627 | PA | RFCWc | Cool | RFCWc_Cool_5A | 5
11035 | 15628 | PA | RFCWc | Cool | RFCWc_Cool_5A | 5
11036 | 15629 | PA | RFCWc | Cool | RFCWc_Cool_5A | 5
11037 | 15632 | PA | RFCWc | Cool | RFCWc_Cool_5A | 5
11038 | 15633 | PA | RFCWc | Cool | RFCWc_Cool_5A | 5
11039 | 15634 | PA | RFCWc | Cool | RFCWc_Cool_5A | 5
11040 | 15635 | PA | RFCWc | Cool | RFCWc_Cool_5A | 5
11041 | 15636 | PA | RFCWc | Cool | RFCWc_Cool_5A | 5
11042 | 15637 | PA | RFCWc | Cool | RFCWc_Cool_5A | 5
11043 | 15638 | PA | RFCWc | Cool | RFCWc_Cool_5A | 5
11044 | 15639 | PA | RFCWc | Cool | RFCWc_Cool_5A | 5
11045 | 15640 | PA | RFCWc | Cool | RFCWc_Cool_5A | 5
11046 | 15641 | PA | RFCWc | Cool | RFCWc_Cool_5A | 5
11047 | 15644 | PA | RFCWc | Cool | RFCWc_Cool_5A | 5
11048 | 15646 | PA | RFCWc | Cool | RFCWc_Cool_5A | 5
11049 | 15647 | PA | RFCWc | Cool | RFCWc_Cool_5A | 5
11050 | 15650 | PA | RFCWc | Cool | RFCWc_Cool_5A | 5
11051 | 15655 | PA | RFCWc | Cool | RFCWc_Cool_5A | 5
11052 | 15656 | PA | RFCWc | Cool | RFCWc_Cool_5A | 5
11053 | 15658 | PA | RFCWc | Cool | RFCWc_Cool_5A | 5
11054 | 15660 | PA | RFCWc | Cool | RFCWc_Cool_5A | 5
11055 | 15661 | PA | RFCWc | Cool | RFCWc_Cool_5A | 5
11056 | 15662 | PA | RFCWc | Cool | RFCWc_Cool_5A | 5
11057 | 15663 | PA | RFCWc | Cool | RFCWc_Cool_5A | 5
11058 | 15664 | PA | RFCWc | Cool | RFCWc_Cool_5A | 5
11059 | 15665 | PA | RFCWc | Cool | RFCWc_Cool_5A | 5
11060 | 15666 | PA | RFCWc | Cool | RFCWc_Cool_5A | 5
11061 | 15668 | PA | RFCWc | Cool | RFCWc_Cool_5A | 5
11062 | 15670 | PA | RFCWc | Cool | RFCWc_Cool_5A | 5
11063 | 15671 | PA | RFCWc | Cool | RFCWc_Cool_5A | 5
11064 | 15672 | PA | RFCWc | Cool | RFCWc_Cool_5A | 5
11065 | 15674 | PA | RFCWc | Cool | RFCWc_Cool_5A | 5
11066 | 15675 | PA | RFCWc | Cool | RFCWc_Cool_5A | 5
11067 | 15676 | PA | RFCWc | Cool | RFCWc_Cool_5A | 5
11068 | 15677 | PA | RFCWc | Cool | RFCWc_Cool_5A | 5
11069 | 15678 | PA | RFCWc | Cool | RFCWc_Cool_5A | 5
11070 | 15679 | PA | RFCWc | Cool | RFCWc_Cool_5A | 5
11071 | 15680 | PA | RFCWc | Cool | RFCWc_Cool_5A | 5
11072 | 15681 | PA | RFCWc | Cool | RFCWc_Cool_5A | 5
11073 | 15683 | PA | RFCWc | Cool | RFCWc_Cool_5A | 5
11074 | 15684 | PA | RFCWc | Cool | RFCWc_Cool_5A | 5
11075 | 15685 | PA | RFCWc | Cool | RFCWc_Cool_5A | 5
11076 | 15687 | PA | RFCWc | Cool | RFCWc_Cool_5A | 5
11077 | 15688 | PA | RFCWc | Cool | RFCWc_Cool_5A | 5
11078 | 15689 | PA | RFCWc | Cool | RFCWc_Cool_5A | 5
11079 | 15690 | PA | RFCWc | Cool | RFCWc_Cool_5A | 5
11080 | 15691 | PA | RFCWc | Cool | RFCWc_Cool_5A | 5
11081 | 15692 | PA | RFCWc | Cool | RFCWc_Cool_5A | 5
11082 | 15693 | PA | RFCWc | Cool | RFCWc_Cool_5A | 5
11083 | 15695 | PA | RFCWc | Cool | RFCWc_Cool_5A | 5
11084 | 15696 | PA | RFCWc | Cool | RFCWc_Cool_5A | 5
11085 | 15697 | PA | RFCWc | Cool | RFCWc_Cool_5A | 5
11086 | 15698 | PA | RFCWc | Cool | RFCWc_Cool_5A | 5
11087 | 15717 | PA | RFCWc | Cool | RFCWc_Cool_5A | 5
11088 | 15779 | PA | RFCWc | Cool | RFCWc_Cool_5A | 5
11089 | 15923 | PA | RFCWc | Cool | RFCWc_Cool_5A | 5
11090 | 15944 | PA | RFCWc | Cool | RFCWc_Cool_5A | 5
11091 | 15954 | PA | RFCWc | Cool | RFCWc_Cool_5A | 5
11092 | 15320 | PA | RFCWc | Cool | RFCWc_Cool_5A | 5
11093 | 15401 | PA | RFCWc | Cool | RFCWc_Cool_5A | 5
11094 | 15410 | PA | RFCWc | Cool | RFCWc_Cool_5A | 5
11095 | 15413 | PA | RFCWc | Cool | RFCWc_Cool_5A | 5
11096 | 15415 | PA | RFCWc | Cool | RFCWc_Cool_5A | 5
11097 | 15416 | PA | RFCWc | Cool | RFCWc_Cool_5A | 5
11098 | 15420 | PA | RFCWc | Cool | RFCWc_Cool_5A | 5
11099 | 15421 | PA | RFCWc | Cool | RFCWc_Cool_5A | 5
11100 | 15422 | PA | RFCWc | Cool | RFCWc_Cool_5A | 5
11101 | 15424 | PA | RFCWc | Cool | RFCWc_Cool_5A | 5
11102 | 15425 | PA | RFCWc | Cool | RFCWc_Cool_5A | 5
11103 | 15428 | PA | RFCWc | Cool | RFCWc_Cool_5A | 5
11104 | 15430 | PA | RFCWc | Cool | RFCWc_Cool_5A | 5
11105 | 15431 | PA | RFCWc | Cool | RFCWc_Cool_5A | 5
11106 | 15433 | PA | RFCWc | Cool | RFCWc_Cool_5A | 5
11107 | 15435 | PA | RFCWc | Cool | RFCWc_Cool_5A | 5
11108 | 15436 | PA | RFCWc | Cool | RFCWc_Cool_5A | 5
11109 | 15437 | PA | RFCWc | Cool | RFCWc_Cool_5A | 5
11110 | 15439 | PA | RFCWc | Cool | RFCWc_Cool_5A | 5
11111 | 15440 | PA | RFCWc | Cool | RFCWc_Cool_5A | 5
11112 | 15442 | PA | RFCWc | Cool | RFCWc_Cool_5A | 5
11113 | 15443 | PA | RFCWc | Cool | RFCWc_Cool_5A | 5
11114 | 15444 | PA | RFCWc | Cool | RFCWc_Cool_5A | 5
11115 | 15445 | PA | RFCWc | Cool | RFCWc_Cool_5A | 5
11116 | 15446 | PA | RFCWc | Cool | RFCWc_Cool_5A | 5
11117 | 15447 | PA | RFCWc | Cool | RFCWc_Cool_5A | 5
11118 | 15449 | PA | RFCWc | Cool | RFCWc_Cool_5A | 5
11119 | 15450 | PA | RFCWc | Cool | RFCWc_Cool_5A | 5
11120 | 15451 | PA | RFCWc | Cool | RFCWc_Cool_5A | 5
11121 | 15454 | PA | RFCWc | Cool | RFCWc_Cool_5A | 5
11122 | 15455 | PA | RFCWc | Cool | RFCWc_Cool_5A | 5
11123 | 15456 | PA | RFCWc | Cool | RFCWc_Cool_5A | 5
11124 | 15458 | PA | RFCWc | Cool | RFCWc_Cool_5A | 5
11125 | 15459 | PA | RFCWc | Cool | RFCWc_Cool_5A | 5
11126 | 15460 | PA | RFCWc | Cool | RFCWc_Cool_5A | 5
11127 | 15461 | PA | RFCWc | Cool | RFCWc_Cool_5A | 5
11128 | 15462 | PA | RFCWc | Cool | RFCWc_Cool_5A | 5
11129 | 15463 | PA | RFCWc | Cool | RFCWc_Cool_5A | 5
11130 | 15464 | PA | RFCWc | Cool | RFCWc_Cool_5A | 5
11131 | 15465 | PA | RFCWc | Cool | RFCWc_Cool_5A | 5
11132 | 15466 | PA | RFCWc | Cool | RFCWc_Cool_5A | 5
11133 | 15467 | PA | RFCWc | Cool | RFCWc_Cool_5A | 5
11134 | 15468 | PA | RFCWc | Cool | RFCWc_Cool_5A | 5
11135 | 15469 | PA | RFCWc | Cool | RFCWc_Cool_5A | 5
11136 | 15470 | PA | RFCWc | Cool | RFCWc_Cool_5A | 5
11137 | 15472 | PA | RFCWc | Cool | RFCWc_Cool_5A | 5
11138 | 15473 | PA | RFCWc | Cool | RFCWc_Cool_5A | 5
11139 | 15474 | PA | RFCWc | Cool | RFCWc_Cool_5A | 5
11140 | 15475 | PA | RFCWc | Cool | RFCWc_Cool_5A | 5
11141 | 15476 | PA | RFCWc | Cool | RFCWc_Cool_5A | 5
11142 | 15478 | PA | RFCWc | Cool | RFCWc_Cool_5A | 5
11143 | 15480 | PA | RFCWc | Cool | RFCWc_Cool_5A | 5
11144 | 15482 | PA | RFCWc | Cool | RFCWc_Cool_5A | 5
11145 | 15484 | PA | RFCWc | Cool | RFCWc_Cool_5A | 5
11146 | 15486 | PA | RFCWc | Cool | RFCWc_Cool_5A | 5
11147 | 15488 | PA | RFCWc | Cool | RFCWc_Cool_5A | 5
11148 | 15489 | PA | RFCWc | Cool | RFCWc_Cool_5A | 5
11149 | 15490 | PA | RFCWc | Cool | RFCWc_Cool_5A | 5
11150 | 15492 | PA | RFCWc | Cool | RFCWc_Cool_5A | 5
11151 | 15557 | PA | RFCWc | Cool | RFCWc_Cool_5A | 5
11152 | 15631 | PA | RFCWc | Cool | RFCWc_Cool_5A | 5
11153 | 16001 | PA | RFCWc | Cool | RFCWc_Cool_5A | 5
11154 | 16002 | PA | RFCWc | Cool | RFCWc_Cool_5A | 5
11155 | 16003 | PA | RFCWc | Cool | RFCWc_Cool_5A | 5
11156 | 16020 | PA | RFCWc | Cool | RFCWc_Cool_5A | 5
11157 | 16022 | PA | RFCWc | Cool | RFCWc_Cool_5A | 5
11158 | 16023 | PA | RFCWc | Cool | RFCWc_Cool_5A | 5
11159 | 16024 | PA | RFCWc | Cool | RFCWc_Cool_5A | 5
11160 | 16025 | PA | RFCWc | Cool | RFCWc_Cool_5A | 5
11161 | 16027 | PA | RFCWc | Cool | RFCWc_Cool_5A | 5
11162 | 16029 | PA | RFCWc | Cool | RFCWc_Cool_5A | 5
11163 | 16030 | PA | RFCWc | Cool | RFCWc_Cool_5A | 5
11164 | 16033 | PA | RFCWc | Cool | RFCWc_Cool_5A | 5
11165 | 16034 | PA | RFCWc | Cool | RFCWc_Cool_5A | 5
11166 | 16035 | PA | RFCWc | Cool | RFCWc_Cool_5A | 5
11167 | 16038 | PA | RFCWc | Cool | RFCWc_Cool_5A | 5
11168 | 16039 | PA | RFCWc | Cool | RFCWc_Cool_5A | 5
11169 | 16040 | PA | RFCWc | Cool | RFCWc_Cool_5A | 5
11170 | 16041 | PA | RFCWc | Cool | RFCWc_Cool_5A | 5
11171 | 16045 | PA | RFCWc | Cool | RFCWc_Cool_5A | 5
11172 | 16048 | PA | RFCWc | Cool | RFCWc_Cool_5A | 5
11173 | 16049 | PA | RFCWc | Cool | RFCWc_Cool_5A | 5
11174 | 16050 | PA | RFCWc | Cool | RFCWc_Cool_5A | 5
11175 | 16051 | PA | RFCWc | Cool | RFCWc_Cool_5A | 5
11176 | 16052 | PA | RFCWc | Cool | RFCWc_Cool_5A | 5
11177 | 16053 | PA | RFCWc | Cool | RFCWc_Cool_5A | 5
11178 | 16056 | PA | RFCWc | Cool | RFCWc_Cool_5A | 5
11179 | 16057 | PA | RFCWc | Cool | RFCWc_Cool_5A | 5
11180 | 16061 | PA | RFCWc | Cool | RFCWc_Cool_5A | 5
11181 | 16066 | PA | RFCWc | Cool | RFCWc_Cool_5A | 5
11182 | 16127 | PA | RFCWc | Cool | RFCWc_Cool_5A | 5
11183 | 16373 | PA | RFCWc | Cool | RFCWc_Cool_5A | 5
11184 | 15310 | PA | RFCWc | Cool | RFCWc_Cool_5A | 5
11185 | 15315 | PA | RFCWc | Cool | RFCWc_Cool_5A | 5
11186 | 15316 | PA | RFCWc | Cool | RFCWc_Cool_5A | 5
11187 | 15325 | PA | RFCWc | Cool | RFCWc_Cool_5A | 5
11188 | 15327 | PA | RFCWc | Cool | RFCWc_Cool_5A | 5
11189 | 15334 | PA | RFCWc | Cool | RFCWc_Cool_5A | 5
11190 | 15337 | PA | RFCWc | Cool | RFCWc_Cool_5A | 5
11191 | 15338 | PA | RFCWc | Cool | RFCWc_Cool_5A | 5
11192 | 15341 | PA | RFCWc | Cool | RFCWc_Cool_5A | 5
11193 | 15344 | PA | RFCWc | Cool | RFCWc_Cool_5A | 5
11194 | 15346 | PA | RFCWc | Cool | RFCWc_Cool_5A | 5
11195 | 15349 | PA | RFCWc | Cool | RFCWc_Cool_5A | 5
11196 | 15351 | PA | RFCWc | Cool | RFCWc_Cool_5A | 5
11197 | 15352 | PA | RFCWc | Cool | RFCWc_Cool_5A | 5
11198 | 15353 | PA | RFCWc | Cool | RFCWc_Cool_5A | 5
11199 | 15357 | PA | RFCWc | Cool | RFCWc_Cool_5A | 5
11200 | 15359 | PA | RFCWc | Cool | RFCWc_Cool_5A | 5
11201 | 15362 | PA | RFCWc | Cool | RFCWc_Cool_5A | 5
11202 | 15364 | PA | RFCWc | Cool | RFCWc_Cool_5A | 5
11203 | 15380 | PA | RFCWc | Cool | RFCWc_Cool_5A | 5
11204 | 15411 | PA | RFCEc | Cool | RFCEc_Cool_5A | 5
11205 | 15485 | PA | RFCEc | Cool | RFCEc_Cool_5A | 5
11206 | 15502 | PA | RFCEc | Cool | RFCEc_Cool_5A | 5
11207 | 15510 | PA | RFCEc | Cool | RFCEc_Cool_5A | 5
11208 | 15520 | PA | RFCEc | Cool | RFCEc_Cool_5A | 5
11209 | 15530 | PA | RFCEc | Cool | RFCEc_Cool_5A | 5
11210 | 15532 | PA | RFCEc | Cool | RFCEc_Cool_5A | 5
11211 | 15534 | PA | RFCEc | Cool | RFCEc_Cool_5A | 5
11212 | 15538 | PA | RFCEc | Cool | RFCEc_Cool_5A | 5
11213 | 15540 | PA | RFCEc | Cool | RFCEc_Cool_5A | 5
11214 | 15541 | PA | RFCEc | Cool | RFCEc_Cool_5A | 5
11215 | 15542 | PA | RFCEc | Cool | RFCEc_Cool_5A | 5
11216 | 15544 | PA | RFCEc | Cool | RFCEc_Cool_5A | 5
11217 | 15545 | PA | RFCEc | Cool | RFCEc_Cool_5A | 5
11218 | 15546 | PA | RFCEc | Cool | RFCEc_Cool_5A | 5
11219 | 15547 | PA | RFCEc | Cool | RFCEc_Cool_5A | 5
11220 | 15548 | PA | RFCEc | Cool | RFCEc_Cool_5A | 5
11221 | 15549 | PA | RFCEc | Cool | RFCEc_Cool_5A | 5
11222 | 15550 | PA | RFCEc | Cool | RFCEc_Cool_5A | 5
11223 | 15551 | PA | RFCEc | Cool | RFCEc_Cool_5A | 5
11224 | 15552 | PA | RFCEc | Cool | RFCEc_Cool_5A | 5
11225 | 15553 | PA | RFCEc | Cool | RFCEc_Cool_5A | 5
11226 | 15555 | PA | RFCEc | Cool | RFCEc_Cool_5A | 5
11227 | 15558 | PA | RFCEc | Cool | RFCEc_Cool_5A | 5
11228 | 15559 | PA | RFCEc | Cool | RFCEc_Cool_5A | 5
11229 | 15560 | PA | RFCEc | Cool | RFCEc_Cool_5A | 5
11230 | 15561 | PA | RFCEc | Cool | RFCEc_Cool_5A | 5
11231 | 15562 | PA | RFCEc | Cool | RFCEc_Cool_5A | 5
11232 | 15563 | PA | RFCEc | Cool | RFCEc_Cool_5A | 5
11233 | 15564 | PA | RFCEc | Cool | RFCEc_Cool_5A | 5
11234 | 15565 | PA | RFCEc | Cool | RFCEc_Cool_5A | 5
11235 | 15904 | PA | RFCEc | Cool | RFCEc_Cool_5A | 5
11236 | 15905 | PA | RFCEc | Cool | RFCEc_Cool_5A | 5
11237 | 15924 | PA | RFCEc | Cool | RFCEc_Cool_5A | 5
11238 | 15926 | PA | RFCEc | Cool | RFCEc_Cool_5A | 5
11239 | 15928 | PA | RFCEc | Cool | RFCEc_Cool_5A | 5
11240 | 15935 | PA | RFCEc | Cool | RFCEc_Cool_5A | 5
11241 | 15936 | PA | RFCEc | Cool | RFCEc_Cool_5A | 5
11242 | 15937 | PA | RFCEc | Cool | RFCEc_Cool_5A | 5
11243 | 15953 | PA | RFCEc | Cool | RFCEc_Cool_5A | 5
11244 | 15959 | PA | RFCEc | Cool | RFCEc_Cool_5A | 5
11245 | 15963 | PA | RFCEc | Cool | RFCEc_Cool_5A | 5
11246 | 15521 | PA | RFCEc | Cool | RFCEc_Cool_5A | 5
11247 | 15522 | PA | RFCEc | Cool | RFCEc_Cool_5A | 5
11248 | 15533 | PA | RFCEc | Cool | RFCEc_Cool_5A | 5
11249 | 15535 | PA | RFCEc | Cool | RFCEc_Cool_5A | 5
11250 | 15537 | PA | RFCEc | Cool | RFCEc_Cool_5A | 5
11251 | 15539 | PA | RFCEc | Cool | RFCEc_Cool_5A | 5
11252 | 15554 | PA | RFCEc | Cool | RFCEc_Cool_5A | 5
11253 | 15946 | PA | RFCEc | Cool | RFCEc_Cool_5A | 5
11254 | 16625 | PA | RFCEc | Cool | RFCEc_Cool_5A | 5
11255 | 16633 | PA | RFCEc | Cool | RFCEc_Cool_5A | 5
11256 | 16650 | PA | RFCEc | Cool | RFCEc_Cool_5A | 5
11257 | 16655 | PA | RFCEc | Cool | RFCEc_Cool_5A | 5
11258 | 16657 | PA | RFCEc | Cool | RFCEc_Cool_5A | 5
11259 | 16659 | PA | RFCEc | Cool | RFCEc_Cool_5A | 5
11260 | 16662 | PA | RFCEc | Cool | RFCEc_Cool_5A | 5
11261 | 16664 | PA | RFCEc | Cool | RFCEc_Cool_5A | 5
11262 | 16667 | PA | RFCEc | Cool | RFCEc_Cool_5A | 5
11263 | 16670 | PA | RFCEc | Cool | RFCEc_Cool_5A | 5
11264 | 16672 | PA | RFCEc | Cool | RFCEc_Cool_5A | 5
11265 | 16673 | PA | RFCEc | Cool | RFCEc_Cool_5A | 5
11266 | 16678 | PA | RFCEc | Cool | RFCEc_Cool_5A | 5
11267 | 16679 | PA | RFCEc | Cool | RFCEc_Cool_5A | 5
11268 | 16694 | PA | RFCEc | Cool | RFCEc_Cool_5A | 5
11269 | 16695 | PA | RFCEc | Cool | RFCEc_Cool_5A | 5
11270 | 17211 | PA | RFCEc | Cool | RFCEc_Cool_5A | 5
11271 | 15536 | PA | RFCWc | Cool | RFCWc_Cool_5A | 5
11272 | 16674 | PA | RFCWc | Cool | RFCWc_Cool_5A | 5
11273 | 16689 | PA | RFCWc | Cool | RFCWc_Cool_5A | 5
11274 | 16691 | PA | RFCWc | Cool | RFCWc_Cool_5A | 5
11275 | 17212 | PA | RFCWc | Cool | RFCWc_Cool_5A | 5
11276 | 17215 | PA | RFCWc | Cool | RFCWc_Cool_5A | 5
11277 | 17223 | PA | RFCWc | Cool | RFCWc_Cool_5A | 5
11278 | 17224 | PA | RFCWc | Cool | RFCWc_Cool_5A | 5
11279 | 17228 | PA | RFCWc | Cool | RFCWc_Cool_5A | 5
11280 | 17229 | PA | RFCWc | Cool | RFCWc_Cool_5A | 5
11281 | 17233 | PA | RFCWc | Cool | RFCWc_Cool_5A | 5
11282 | 17236 | PA | RFCWc | Cool | RFCWc_Cool_5A | 5
11283 | 17238 | PA | RFCWc | Cool | RFCWc_Cool_5A | 5
11284 | 17255 | PA | RFCWc | Cool | RFCWc_Cool_5A | 5
11285 | 17264 | PA | RFCWc | Cool | RFCWc_Cool_5A | 5
11286 | 17267 | PA | RFCWc | Cool | RFCWc_Cool_5A | 5
11287 | 15673 | PA | RFCWc | Cool | RFCWc_Cool_5A | 5
11288 | 15682 | PA | RFCWc | Cool | RFCWc_Cool_5A | 5
11289 | 15686 | PA | RFCWc | Cool | RFCWc_Cool_5A | 5
11290 | 15732 | PA | RFCWc | Cool | RFCWc_Cool_5A | 5
11291 | 15736 | PA | RFCWc | Cool | RFCWc_Cool_5A | 5
11292 | 15774 | PA | RFCWc | Cool | RFCWc_Cool_5A | 5
11293 | 16028 | PA | RFCWc | Cool | RFCWc_Cool_5A | 5
11294 | 16201 | PA | RFCWc | Cool | RFCWc_Cool_5A | 5
11295 | 16210 | PA | RFCWc | Cool | RFCWc_Cool_5A | 5
11296 | 16212 | PA | RFCWc | Cool | RFCWc_Cool_5A | 5
11297 | 16218 | PA | RFCWc | Cool | RFCWc_Cool_5A | 5
11298 | 16222 | PA | RFCWc | Cool | RFCWc_Cool_5A | 5
11299 | 16224 | PA | RFCWc | Cool | RFCWc_Cool_5A | 5
11300 | 16226 | PA | RFCWc | Cool | RFCWc_Cool_5A | 5
11301 | 16228 | PA | RFCWc | Cool | RFCWc_Cool_5A | 5
11302 | 16236 | PA | RFCWc | Cool | RFCWc_Cool_5A | 5
11303 | 16238 | PA | RFCWc | Cool | RFCWc_Cool_5A | 5
11304 | 16240 | PA | RFCWc | Cool | RFCWc_Cool_5A | 5
11305 | 16242 | PA | RFCWc | Cool | RFCWc_Cool_5A | 5
11306 | 16244 | PA | RFCWc | Cool | RFCWc_Cool_5A | 5
11307 | 16245 | PA | RFCWc | Cool | RFCWc_Cool_5A | 5
11308 | 16249 | PA | RFCWc | Cool | RFCWc_Cool_5A | 5
11309 | 16250 | PA | RFCWc | Cool | RFCWc_Cool_5A | 5
11310 | 16253 | PA | RFCWc | Cool | RFCWc_Cool_5A | 5
11311 | 16259 | PA | RFCWc | Cool | RFCWc_Cool_5A | 5
11312 | 16262 | PA | RFCWc | Cool | RFCWc_Cool_5A | 5
11313 | 16263 | PA | RFCWc | Cool | RFCWc_Cool_5A | 5
11314 | 15701 | PA | RFCEc | Cool | RFCEc_Cool_5A | 5
11315 | 15705 | PA | RFCEc | Cool | RFCEc_Cool_5A | 5
11316 | 15710 | PA | RFCEc | Cool | RFCEc_Cool_5A | 5
11317 | 15712 | PA | RFCEc | Cool | RFCEc_Cool_5A | 5
11318 | 15713 | PA | RFCEc | Cool | RFCEc_Cool_5A | 5
11319 | 15714 | PA | RFCEc | Cool | RFCEc_Cool_5A | 5
11320 | 15716 | PA | RFCEc | Cool | RFCEc_Cool_5A | 5
11321 | 15720 | PA | RFCEc | Cool | RFCEc_Cool_5A | 5
11322 | 15723 | PA | RFCEc | Cool | RFCEc_Cool_5A | 5
11323 | 15724 | PA | RFCEc | Cool | RFCEc_Cool_5A | 5
11324 | 15725 | PA | RFCEc | Cool | RFCEc_Cool_5A | 5
11325 | 15727 | PA | RFCEc | Cool | RFCEc_Cool_5A | 5
11326 | 15728 | PA | RFCEc | Cool | RFCEc_Cool_5A | 5
11327 | 15729 | PA | RFCEc | Cool | RFCEc_Cool_5A | 5
11328 | 15731 | PA | RFCEc | Cool | RFCEc_Cool_5A | 5
11329 | 15734 | PA | RFCEc | Cool | RFCEc_Cool_5A | 5
11330 | 15739 | PA | RFCEc | Cool | RFCEc_Cool_5A | 5
11331 | 15741 | PA | RFCEc | Cool | RFCEc_Cool_5A | 5
11332 | 15742 | PA | RFCEc | Cool | RFCEc_Cool_5A | 5
11333 | 15745 | PA | RFCEc | Cool | RFCEc_Cool_5A | 5
11334 | 15746 | PA | RFCEc | Cool | RFCEc_Cool_5A | 5
11335 | 15747 | PA | RFCEc | Cool | RFCEc_Cool_5A | 5
11336 | 15748 | PA | RFCEc | Cool | RFCEc_Cool_5A | 5
11337 | 15750 | PA | RFCEc | Cool | RFCEc_Cool_5A | 5
11338 | 15752 | PA | RFCEc | Cool | RFCEc_Cool_5A | 5
11339 | 15754 | PA | RFCEc | Cool | RFCEc_Cool_5A | 5
11340 | 15756 | PA | RFCEc | Cool | RFCEc_Cool_5A | 5
11341 | 15757 | PA | RFCEc | Cool | RFCEc_Cool_5A | 5
11342 | 15758 | PA | RFCEc | Cool | RFCEc_Cool_5A | 5
11343 | 15759 | PA | RFCEc | Cool | RFCEc_Cool_5A | 5
11344 | 15761 | PA | RFCEc | Cool | RFCEc_Cool_5A | 5
11345 | 15763 | PA | RFCEc | Cool | RFCEc_Cool_5A | 5
11346 | 15765 | PA | RFCEc | Cool | RFCEc_Cool_5A | 5
11347 | 15767 | PA | RFCEc | Cool | RFCEc_Cool_5A | 5
11348 | 15771 | PA | RFCEc | Cool | RFCEc_Cool_5A | 5
11349 | 15772 | PA | RFCEc | Cool | RFCEc_Cool_5A | 5
11350 | 15777 | PA | RFCEc | Cool | RFCEc_Cool_5A | 5
11351 | 15783 | PA | RFCEc | Cool | RFCEc_Cool_5A | 5
11352 | 15920 | PA | RFCEc | Cool | RFCEc_Cool_5A | 5
11353 | 15929 | PA | RFCEc | Cool | RFCEc_Cool_5A | 5
11354 | 15949 | PA | RFCEc | Cool | RFCEc_Cool_5A | 5
11355 | 15957 | PA | RFCEc | Cool | RFCEc_Cool_5A | 5
11356 | 15961 | PA | RFCEc | Cool | RFCEc_Cool_5A | 5
11357 | 16211 | PA | RFCEc | Cool | RFCEc_Cool_5A | 5
11358 | 16246 | PA | RFCEc | Cool | RFCEc_Cool_5A | 5
11359 | 16256 | PA | RFCEc | Cool | RFCEc_Cool_5A | 5
11360 | 15711 | PA | RFCEc | Cool | RFCEc_Cool_5A | 5
11361 | 15715 | PA | RFCEc | Cool | RFCEc_Cool_5A | 5
11362 | 15730 | PA | RFCEc | Cool | RFCEc_Cool_5A | 5
11363 | 15733 | PA | RFCEc | Cool | RFCEc_Cool_5A | 5
11364 | 15744 | PA | RFCEc | Cool | RFCEc_Cool_5A | 5
11365 | 15764 | PA | RFCEc | Cool | RFCEc_Cool_5A | 5
11366 | 15770 | PA | RFCEc | Cool | RFCEc_Cool_5A | 5
11367 | 15776 | PA | RFCEc | Cool | RFCEc_Cool_5A | 5
11368 | 15778 | PA | RFCEc | Cool | RFCEc_Cool_5A | 5
11369 | 15780 | PA | RFCEc | Cool | RFCEc_Cool_5A | 5
11370 | 15781 | PA | RFCEc | Cool | RFCEc_Cool_5A | 5
11371 | 15784 | PA | RFCEc | Cool | RFCEc_Cool_5A | 5
11372 | 15801 | PA | RFCEc | Cool | RFCEc_Cool_5A | 5
11373 | 15823 | PA | RFCEc | Cool | RFCEc_Cool_5A | 5
11374 | 15824 | PA | RFCEc | Cool | RFCEc_Cool_5A | 5
11375 | 15825 | PA | RFCEc | Cool | RFCEc_Cool_5A | 5
11376 | 15828 | PA | RFCEc | Cool | RFCEc_Cool_5A | 5
11377 | 15829 | PA | RFCEc | Cool | RFCEc_Cool_5A | 5
11378 | 15840 | PA | RFCEc | Cool | RFCEc_Cool_5A | 5
11379 | 15847 | PA | RFCEc | Cool | RFCEc_Cool_5A | 5
11380 | 15851 | PA | RFCEc | Cool | RFCEc_Cool_5A | 5
11381 | 15853 | PA | RFCEc | Cool | RFCEc_Cool_5A | 5
11382 | 15860 | PA | RFCEc | Cool | RFCEc_Cool_5A | 5
11383 | 15863 | PA | RFCEc | Cool | RFCEc_Cool_5A | 5
11384 | 15864 | PA | RFCEc | Cool | RFCEc_Cool_5A | 5
11385 | 15865 | PA | RFCEc | Cool | RFCEc_Cool_5A | 5
11386 | 15722 | PA | RFCEc | Cool | RFCEc_Cool_5A | 5
11387 | 15737 | PA | RFCEc | Cool | RFCEc_Cool_5A | 5
11388 | 15738 | PA | RFCEc | Cool | RFCEc_Cool_5A | 5
11389 | 15760 | PA | RFCEc | Cool | RFCEc_Cool_5A | 5
11390 | 15762 | PA | RFCEc | Cool | RFCEc_Cool_5A | 5
11391 | 15773 | PA | RFCEc | Cool | RFCEc_Cool_5A | 5
11392 | 15775 | PA | RFCEc | Cool | RFCEc_Cool_5A | 5
11393 | 15901 | PA | RFCEc | Cool | RFCEc_Cool_5A | 5
11394 | 15902 | PA | RFCEc | Cool | RFCEc_Cool_5A | 5
11395 | 15906 | PA | RFCEc | Cool | RFCEc_Cool_5A | 5
11396 | 15907 | PA | RFCEc | Cool | RFCEc_Cool_5A | 5
11397 | 15909 | PA | RFCEc | Cool | RFCEc_Cool_5A | 5
11398 | 15915 | PA | RFCEc | Cool | RFCEc_Cool_5A | 5
11399 | 15921 | PA | RFCEc | Cool | RFCEc_Cool_5A | 5
11400 | 15922 | PA | RFCEc | Cool | RFCEc_Cool_5A | 5
11401 | 15925 | PA | RFCEc | Cool | RFCEc_Cool_5A | 5
11402 | 15927 | PA | RFCEc | Cool | RFCEc_Cool_5A | 5
11403 | 15930 | PA | RFCEc | Cool | RFCEc_Cool_5A | 5
11404 | 15931 | PA | RFCEc | Cool | RFCEc_Cool_5A | 5
11405 | 15934 | PA | RFCEc | Cool | RFCEc_Cool_5A | 5
11406 | 15938 | PA | RFCEc | Cool | RFCEc_Cool_5A | 5
11407 | 15940 | PA | RFCEc | Cool | RFCEc_Cool_5A | 5
11408 | 15942 | PA | RFCEc | Cool | RFCEc_Cool_5A | 5
11409 | 15943 | PA | RFCEc | Cool | RFCEc_Cool_5A | 5
11410 | 15945 | PA | RFCEc | Cool | RFCEc_Cool_5A | 5
11411 | 15948 | PA | RFCEc | Cool | RFCEc_Cool_5A | 5
11412 | 15951 | PA | RFCEc | Cool | RFCEc_Cool_5A | 5
11413 | 15952 | PA | RFCEc | Cool | RFCEc_Cool_5A | 5
11414 | 15955 | PA | RFCEc | Cool | RFCEc_Cool_5A | 5
11415 | 15956 | PA | RFCEc | Cool | RFCEc_Cool_5A | 5
11416 | 15958 | PA | RFCEc | Cool | RFCEc_Cool_5A | 5
11417 | 15960 | PA | RFCEc | Cool | RFCEc_Cool_5A | 5
11418 | 15962 | PA | RFCEc | Cool | RFCEc_Cool_5A | 5
11419 | 16601 | PA | RFCEc | Cool | RFCEc_Cool_5A | 5
11420 | 16613 | PA | RFCEc | Cool | RFCEc_Cool_5A | 5
11421 | 16619 | PA | RFCEc | Cool | RFCEc_Cool_5A | 5
11422 | 16624 | PA | RFCEc | Cool | RFCEc_Cool_5A | 5
11423 | 16627 | PA | RFCEc | Cool | RFCEc_Cool_5A | 5
11424 | 16629 | PA | RFCEc | Cool | RFCEc_Cool_5A | 5
11425 | 16630 | PA | RFCEc | Cool | RFCEc_Cool_5A | 5
11426 | 16635 | PA | RFCEc | Cool | RFCEc_Cool_5A | 5
11427 | 16636 | PA | RFCEc | Cool | RFCEc_Cool_5A | 5
11428 | 16639 | PA | RFCEc | Cool | RFCEc_Cool_5A | 5
11429 | 16640 | PA | RFCEc | Cool | RFCEc_Cool_5A | 5
11430 | 16641 | PA | RFCEc | Cool | RFCEc_Cool_5A | 5
11431 | 16644 | PA | RFCEc | Cool | RFCEc_Cool_5A | 5
11432 | 16646 | PA | RFCEc | Cool | RFCEc_Cool_5A | 5
11433 | 16668 | PA | RFCEc | Cool | RFCEc_Cool_5A | 5
11434 | 16675 | PA | RFCEc | Cool | RFCEc_Cool_5A | 5
11435 | 16217 | PA | RFCEc | Cool | RFCEc_Cool_5A | 5
11436 | 16239 | PA | RFCEc | Cool | RFCEc_Cool_5A | 5
11437 | 16260 | PA | RFCEc | Cool | RFCEc_Cool_5A | 5
11438 | 16321 | PA | RFCEc | Cool | RFCEc_Cool_5A | 5
11439 | 16322 | PA | RFCEc | Cool | RFCEc_Cool_5A | 5
11440 | 16341 | PA | RFCEc | Cool | RFCEc_Cool_5A | 5
11441 | 16347 | PA | RFCEc | Cool | RFCEc_Cool_5A | 5
11442 | 16351 | PA | RFCEc | Cool | RFCEc_Cool_5A | 5
11443 | 16353 | PA | RFCEc | Cool | RFCEc_Cool_5A | 5
11444 | 16364 | PA | RFCEc | Cool | RFCEc_Cool_5A | 5
11445 | 16370 | PA | RFCEc | Cool | RFCEc_Cool_5A | 5
11446 | 16036 | PA | RFCEc | Cool | RFCEc_Cool_5A | 5
11447 | 16054 | PA | RFCEc | Cool | RFCEc_Cool_5A | 5
11448 | 16058 | PA | RFCEc | Cool | RFCEc_Cool_5A | 5
11449 | 16213 | PA | RFCEc | Cool | RFCEc_Cool_5A | 5
11450 | 16214 | PA | RFCEc | Cool | RFCEc_Cool_5A | 5
11451 | 16220 | PA | RFCEc | Cool | RFCEc_Cool_5A | 5
11452 | 16221 | PA | RFCEc | Cool | RFCEc_Cool_5A | 5
11453 | 16223 | PA | RFCEc | Cool | RFCEc_Cool_5A | 5
11454 | 16225 | PA | RFCEc | Cool | RFCEc_Cool_5A | 5
11455 | 16230 | PA | RFCEc | Cool | RFCEc_Cool_5A | 5
11456 | 16232 | PA | RFCEc | Cool | RFCEc_Cool_5A | 5
11457 | 16233 | PA | RFCEc | Cool | RFCEc_Cool_5A | 5
11458 | 16234 | PA | RFCEc | Cool | RFCEc_Cool_5A | 5
11459 | 16235 | PA | RFCEc | Cool | RFCEc_Cool_5A | 5
11460 | 16248 | PA | RFCEc | Cool | RFCEc_Cool_5A | 5
11461 | 16254 | PA | RFCEc | Cool | RFCEc_Cool_5A | 5
11462 | 16255 | PA | RFCEc | Cool | RFCEc_Cool_5A | 5
11463 | 16258 | PA | RFCEc | Cool | RFCEc_Cool_5A | 5
11464 | 16319 | PA | RFCEc | Cool | RFCEc_Cool_5A | 5
11465 | 16326 | PA | RFCEc | Cool | RFCEc_Cool_5A | 5
11466 | 16331 | PA | RFCEc | Cool | RFCEc_Cool_5A | 5
11467 | 16332 | PA | RFCEc | Cool | RFCEc_Cool_5A | 5
11468 | 16334 | PA | RFCEc | Cool | RFCEc_Cool_5A | 5
11469 | 16361 | PA | RFCEc | Cool | RFCEc_Cool_5A | 5
11470 | 16375 | PA | RFCEc | Cool | RFCEc_Cool_5A | 5
11471 | 16602 | PA | RFCEc | Cool | RFCEc_Cool_5A | 5
11472 | 16603 | PA | RFCEc | Cool | RFCEc_Cool_5A | 5
11473 | 16611 | PA | RFCEc | Cool | RFCEc_Cool_5A | 5
11474 | 16617 | PA | RFCEc | Cool | RFCEc_Cool_5A | 5
11475 | 16631 | PA | RFCEc | Cool | RFCEc_Cool_5A | 5
11476 | 16637 | PA | RFCEc | Cool | RFCEc_Cool_5A | 5
11477 | 16648 | PA | RFCEc | Cool | RFCEc_Cool_5A | 5
11478 | 16665 | PA | RFCEc | Cool | RFCEc_Cool_5A | 5
11479 | 16682 | PA | RFCEc | Cool | RFCEc_Cool_5A | 5
11480 | 16684 | PA | RFCEc | Cool | RFCEc_Cool_5A | 5
11481 | 16686 | PA | RFCEc | Cool | RFCEc_Cool_5A | 5
11482 | 16693 | PA | RFCEc | Cool | RFCEc_Cool_5A | 5
11483 | 16870 | PA | RFCEc | Cool | RFCEc_Cool_5A | 5
11484 | 16101 | PA | RFCEc | Cool | RFCEc_Cool_5A | 5
11485 | 16102 | PA | RFCEc | Cool | RFCEc_Cool_5A | 5
11486 | 16105 | PA | RFCEc | Cool | RFCEc_Cool_5A | 5
11487 | 16108 | PA | RFCEc | Cool | RFCEc_Cool_5A | 5
11488 | 16112 | PA | RFCEc | Cool | RFCEc_Cool_5A | 5
11489 | 16116 | PA | RFCEc | Cool | RFCEc_Cool_5A | 5
11490 | 16132 | PA | RFCEc | Cool | RFCEc_Cool_5A | 5
11491 | 16140 | PA | RFCEc | Cool | RFCEc_Cool_5A | 5
11492 | 16142 | PA | RFCEc | Cool | RFCEc_Cool_5A | 5
11493 | 16143 | PA | RFCEc | Cool | RFCEc_Cool_5A | 5
11494 | 16155 | PA | RFCEc | Cool | RFCEc_Cool_5A | 5
11495 | 16156 | PA | RFCEc | Cool | RFCEc_Cool_5A | 5
11496 | 16159 | PA | RFCEc | Cool | RFCEc_Cool_5A | 5
11497 | 16160 | PA | RFCEc | Cool | RFCEc_Cool_5A | 5
11498 | 16172 | PA | RFCEc | Cool | RFCEc_Cool_5A | 5
11499 | 16153 | PA | RFCEc | Cool | RFCEc_Cool_5A | 5
11500 | 16301 | PA | RFCEc | Cool | RFCEc_Cool_5A | 5
11501 | 16311 | PA | RFCEc | Cool | RFCEc_Cool_5A | 5
11502 | 16314 | PA | RFCEc | Cool | RFCEc_Cool_5A | 5
11503 | 16317 | PA | RFCEc | Cool | RFCEc_Cool_5A | 5
11504 | 16323 | PA | RFCEc | Cool | RFCEc_Cool_5A | 5
11505 | 16327 | PA | RFCEc | Cool | RFCEc_Cool_5A | 5
11506 | 16342 | PA | RFCEc | Cool | RFCEc_Cool_5A | 5
11507 | 16343 | PA | RFCEc | Cool | RFCEc_Cool_5A | 5
11508 | 16344 | PA | RFCEc | Cool | RFCEc_Cool_5A | 5
11509 | 16346 | PA | RFCEc | Cool | RFCEc_Cool_5A | 5
11510 | 16354 | PA | RFCEc | Cool | RFCEc_Cool_5A | 5
11511 | 16362 | PA | RFCEc | Cool | RFCEc_Cool_5A | 5
11512 | 16372 | PA | RFCEc | Cool | RFCEc_Cool_5A | 5
11513 | 16374 | PA | RFCEc | Cool | RFCEc_Cool_5A | 5
11514 | 16110 | PA | RFCEc | Cool | RFCEc_Cool_5A | 5
11515 | 16113 | PA | RFCEc | Cool | RFCEc_Cool_5A | 5
11516 | 16114 | PA | RFCEc | Cool | RFCEc_Cool_5A | 5
11517 | 16121 | PA | RFCEc | Cool | RFCEc_Cool_5A | 5
11518 | 16124 | PA | RFCEc | Cool | RFCEc_Cool_5A | 5
11519 | 16125 | PA | RFCEc | Cool | RFCEc_Cool_5A | 5
11520 | 16130 | PA | RFCEc | Cool | RFCEc_Cool_5A | 5
11521 | 16133 | PA | RFCEc | Cool | RFCEc_Cool_5A | 5
11522 | 16134 | PA | RFCEc | Cool | RFCEc_Cool_5A | 5
11523 | 16137 | PA | RFCEc | Cool | RFCEc_Cool_5A | 5
11524 | 16145 | PA | RFCEc | Cool | RFCEc_Cool_5A | 5
11525 | 16146 | PA | RFCEc | Cool | RFCEc_Cool_5A | 5
11526 | 16148 | PA | RFCEc | Cool | RFCEc_Cool_5A | 5
11527 | 16150 | PA | RFCEc | Cool | RFCEc_Cool_5A | 5
11528 | 16151 | PA | RFCEc | Cool | RFCEc_Cool_5A | 5
11529 | 16154 | PA | RFCEc | Cool | RFCEc_Cool_5A | 5
11530 | 16161 | PA | RFCEc | Cool | RFCEc_Cool_5A | 5
11531 | 16111 | PA | RFCEc | Cool | RFCEc_Cool_5A | 5
11532 | 16131 | PA | RFCEc | Cool | RFCEc_Cool_5A | 5
11533 | 16316 | PA | RFCEc | Cool | RFCEc_Cool_5A | 5
11534 | 16328 | PA | RFCEc | Cool | RFCEc_Cool_5A | 5
11535 | 16335 | PA | RFCEc | Cool | RFCEc_Cool_5A | 5
11536 | 16360 | PA | RFCEc | Cool | RFCEc_Cool_5A | 5
11537 | 16388 | PA | RFCEc | Cool | RFCEc_Cool_5A | 5
11538 | 16401 | PA | RFCEc | Cool | RFCEc_Cool_5A | 5
11539 | 16403 | PA | RFCEc | Cool | RFCEc_Cool_5A | 5
11540 | 16404 | PA | RFCEc | Cool | RFCEc_Cool_5A | 5
11541 | 16406 | PA | RFCEc | Cool | RFCEc_Cool_5A | 5
11542 | 16407 | PA | RFCEc | Cool | RFCEc_Cool_5A | 5
11543 | 16412 | PA | RFCEc | Cool | RFCEc_Cool_5A | 5
11544 | 16420 | PA | RFCEc | Cool | RFCEc_Cool_5A | 5
11545 | 16422 | PA | RFCEc | Cool | RFCEc_Cool_5A | 5
11546 | 16424 | PA | RFCEc | Cool | RFCEc_Cool_5A | 5
11547 | 16433 | PA | RFCEc | Cool | RFCEc_Cool_5A | 5
11548 | 16434 | PA | RFCEc | Cool | RFCEc_Cool_5A | 5
11549 | 16435 | PA | RFCEc | Cool | RFCEc_Cool_5A | 5
11550 | 16438 | PA | RFCEc | Cool | RFCEc_Cool_5A | 5
11551 | 16440 | PA | RFCEc | Cool | RFCEc_Cool_5A | 5
11552 | 16441 | PA | RFCEc | Cool | RFCEc_Cool_5A | 5
11553 | 16312 | PA | RFCEc | Cool | RFCEc_Cool_5A | 5
11554 | 16313 | PA | RFCEc | Cool | RFCEc_Cool_5A | 5
11555 | 16329 | PA | RFCEc | Cool | RFCEc_Cool_5A | 5
11556 | 16340 | PA | RFCEc | Cool | RFCEc_Cool_5A | 5
11557 | 16345 | PA | RFCEc | Cool | RFCEc_Cool_5A | 5
11558 | 16350 | PA | RFCEc | Cool | RFCEc_Cool_5A | 5
11559 | 16352 | PA | RFCEc | Cool | RFCEc_Cool_5A | 5
11560 | 16365 | PA | RFCEc | Cool | RFCEc_Cool_5A | 5
11561 | 16366 | PA | RFCEc | Cool | RFCEc_Cool_5A | 5
11562 | 16367 | PA | RFCEc | Cool | RFCEc_Cool_5A | 5
11563 | 16368 | PA | RFCEc | Cool | RFCEc_Cool_5A | 5
11564 | 16369 | PA | RFCEc | Cool | RFCEc_Cool_5A | 5
11565 | 16371 | PA | RFCEc | Cool | RFCEc_Cool_5A | 5
11566 | 16402 | PA | RFCEc | Cool | RFCEc_Cool_5A | 5
11567 | 16405 | PA | RFCEc | Cool | RFCEc_Cool_5A | 5
11568 | 16416 | PA | RFCEc | Cool | RFCEc_Cool_5A | 5
11569 | 16436 | PA | RFCEc | Cool | RFCEc_Cool_5A | 5
11570 | 16410 | PA | RFCEc | Cool | RFCEc_Cool_5A | 5
11571 | 16411 | PA | RFCEc | Cool | RFCEc_Cool_5A | 5
11572 | 16413 | PA | RFCEc | Cool | RFCEc_Cool_5A | 5
11573 | 16415 | PA | RFCEc | Cool | RFCEc_Cool_5A | 5
11574 | 16417 | PA | RFCEc | Cool | RFCEc_Cool_5A | 5
11575 | 16421 | PA | RFCEc | Cool | RFCEc_Cool_5A | 5
11576 | 16423 | PA | RFCEc | Cool | RFCEc_Cool_5A | 5
11577 | 16426 | PA | RFCEc | Cool | RFCEc_Cool_5A | 5
11578 | 16427 | PA | RFCEc | Cool | RFCEc_Cool_5A | 5
11579 | 16428 | PA | RFCEc | Cool | RFCEc_Cool_5A | 5
11580 | 16430 | PA | RFCEc | Cool | RFCEc_Cool_5A | 5
11581 | 16442 | PA | RFCEc | Cool | RFCEc_Cool_5A | 5
11582 | 16443 | PA | RFCEc | Cool | RFCEc_Cool_5A | 5
11583 | 16444 | PA | RFCEc | Cool | RFCEc_Cool_5A | 5
11584 | 16475 | PA | RFCEc | Cool | RFCEc_Cool_5A | 5
11585 | 16501 | PA | RFCEc | Cool | RFCEc_Cool_5A | 5
11586 | 16502 | PA | RFCEc | Cool | RFCEc_Cool_5A | 5
11587 | 16503 | PA | RFCEc | Cool | RFCEc_Cool_5A | 5
11588 | 16504 | PA | RFCEc | Cool | RFCEc_Cool_5A | 5
11589 | 16505 | PA | RFCEc | Cool | RFCEc_Cool_5A | 5
11590 | 16506 | PA | RFCEc | Cool | RFCEc_Cool_5A | 5
11591 | 16507 | PA | RFCEc | Cool | RFCEc_Cool_5A | 5
11592 | 16508 | PA | RFCEc | Cool | RFCEc_Cool_5A | 5
11593 | 16509 | PA | RFCEc | Cool | RFCEc_Cool_5A | 5
11594 | 16510 | PA | RFCEc | Cool | RFCEc_Cool_5A | 5
11595 | 16511 | PA | RFCEc | Cool | RFCEc_Cool_5A | 5
11596 | 16512 | PA | RFCEc | Cool | RFCEc_Cool_5A | 5
11597 | 16514 | PA | RFCEc | Cool | RFCEc_Cool_5A | 5
11598 | 16515 | PA | RFCEc | Cool | RFCEc_Cool_5A | 5
11599 | 16530 | PA | RFCEc | Cool | RFCEc_Cool_5A | 5
11600 | 16534 | PA | RFCEc | Cool | RFCEc_Cool_5A | 5
11601 | 16541 | PA | RFCEc | Cool | RFCEc_Cool_5A | 5
11602 | 16544 | PA | RFCEc | Cool | RFCEc_Cool_5A | 5
11603 | 16546 | PA | RFCEc | Cool | RFCEc_Cool_5A | 5
11604 | 16550 | PA | RFCEc | Cool | RFCEc_Cool_5A | 5
11605 | 16563 | PA | RFCEc | Cool | RFCEc_Cool_5A | 5
11606 | 16565 | PA | RFCEc | Cool | RFCEc_Cool_5A | 5
11607 | 16621 | PA | RFCEc | Cool | RFCEc_Cool_5A | 5
11608 | 16622 | PA | RFCEc | Cool | RFCEc_Cool_5A | 5
11609 | 16623 | PA | RFCEc | Cool | RFCEc_Cool_5A | 5
11610 | 16634 | PA | RFCEc | Cool | RFCEc_Cool_5A | 5
11611 | 16638 | PA | RFCEc | Cool | RFCEc_Cool_5A | 5
11612 | 16647 | PA | RFCEc | Cool | RFCEc_Cool_5A | 5
11613 | 16652 | PA | RFCEc | Cool | RFCEc_Cool_5A | 5
11614 | 16654 | PA | RFCEc | Cool | RFCEc_Cool_5A | 5
11615 | 16660 | PA | RFCEc | Cool | RFCEc_Cool_5A | 5
11616 | 16669 | PA | RFCEc | Cool | RFCEc_Cool_5A | 5
11617 | 16683 | PA | RFCEc | Cool | RFCEc_Cool_5A | 5
11618 | 16685 | PA | RFCEc | Cool | RFCEc_Cool_5A | 5
11619 | 16865 | PA | RFCEc | Cool | RFCEc_Cool_5A | 5
11620 | 16877 | PA | RFCEc | Cool | RFCEc_Cool_5A | 5
11621 | 17002 | PA | RFCEc | Cool | RFCEc_Cool_5A | 5
11622 | 17021 | PA | RFCEc | Cool | RFCEc_Cool_5A | 5
11623 | 17051 | PA | RFCEc | Cool | RFCEc_Cool_5A | 5
11624 | 17052 | PA | RFCEc | Cool | RFCEc_Cool_5A | 5
11625 | 17060 | PA | RFCEc | Cool | RFCEc_Cool_5A | 5
11626 | 17066 | PA | RFCEc | Cool | RFCEc_Cool_5A | 5
11627 | 17213 | PA | RFCEc | Cool | RFCEc_Cool_5A | 5
11628 | 17239 | PA | RFCEc | Cool | RFCEc_Cool_5A | 5
11629 | 17243 | PA | RFCEc | Cool | RFCEc_Cool_5A | 5
11630 | 17249 | PA | RFCEc | Cool | RFCEc_Cool_5A | 5
11631 | 17253 | PA | RFCEc | Cool | RFCEc_Cool_5A | 5
11632 | 17260 | PA | RFCEc | Cool | RFCEc_Cool_5A | 5
11633 | 16677 | PA | RFCEc | Cool | RFCEc_Cool_5A | 5
11634 | 16801 | PA | RFCEc | Cool | RFCEc_Cool_5A | 5
11635 | 16802 | PA | RFCEc | Cool | RFCEc_Cool_5A | 5
11636 | 16803 | PA | RFCEc | Cool | RFCEc_Cool_5A | 5
11637 | 16804 | PA | RFCEc | Cool | RFCEc_Cool_5A | 5
11638 | 16820 | PA | RFCEc | Cool | RFCEc_Cool_5A | 5
11639 | 16822 | PA | RFCEc | Cool | RFCEc_Cool_5A | 5
11640 | 16823 | PA | RFCEc | Cool | RFCEc_Cool_5A | 5
11641 | 16826 | PA | RFCEc | Cool | RFCEc_Cool_5A | 5
11642 | 16827 | PA | RFCEc | Cool | RFCEc_Cool_5A | 5
11643 | 16828 | PA | RFCEc | Cool | RFCEc_Cool_5A | 5
11644 | 16829 | PA | RFCEc | Cool | RFCEc_Cool_5A | 5
11645 | 16832 | PA | RFCEc | Cool | RFCEc_Cool_5A | 5
11646 | 16835 | PA | RFCEc | Cool | RFCEc_Cool_5A | 5
11647 | 16841 | PA | RFCEc | Cool | RFCEc_Cool_5A | 5
11648 | 16844 | PA | RFCEc | Cool | RFCEc_Cool_5A | 5
11649 | 16851 | PA | RFCEc | Cool | RFCEc_Cool_5A | 5
11650 | 16852 | PA | RFCEc | Cool | RFCEc_Cool_5A | 5
11651 | 16853 | PA | RFCEc | Cool | RFCEc_Cool_5A | 5
11652 | 16854 | PA | RFCEc | Cool | RFCEc_Cool_5A | 5
11653 | 16856 | PA | RFCEc | Cool | RFCEc_Cool_5A | 5
11654 | 16859 | PA | RFCEc | Cool | RFCEc_Cool_5A | 5
11655 | 16864 | PA | RFCEc | Cool | RFCEc_Cool_5A | 5
11656 | 16868 | PA | RFCEc | Cool | RFCEc_Cool_5A | 5
11657 | 16872 | PA | RFCEc | Cool | RFCEc_Cool_5A | 5
11658 | 16874 | PA | RFCEc | Cool | RFCEc_Cool_5A | 5
11659 | 16875 | PA | RFCEc | Cool | RFCEc_Cool_5A | 5
11660 | 16882 | PA | RFCEc | Cool | RFCEc_Cool_5A | 5
11661 | 16848 | PA | RFCEc | Cool | RFCEc_Cool_5A | 5
11662 | 17721 | PA | RFCEc | Cool | RFCEc_Cool_5A | 5
11663 | 17726 | PA | RFCEc | Cool | RFCEc_Cool_5A | 5
11664 | 17740 | PA | RFCEc | Cool | RFCEc_Cool_5A | 5
11665 | 17745 | PA | RFCEc | Cool | RFCEc_Cool_5A | 5
11666 | 17747 | PA | RFCEc | Cool | RFCEc_Cool_5A | 5
11667 | 17748 | PA | RFCEc | Cool | RFCEc_Cool_5A | 5
11668 | 17750 | PA | RFCEc | Cool | RFCEc_Cool_5A | 5
11669 | 17751 | PA | RFCEc | Cool | RFCEc_Cool_5A | 5
11670 | 17760 | PA | RFCEc | Cool | RFCEc_Cool_5A | 5
11671 | 17764 | PA | RFCEc | Cool | RFCEc_Cool_5A | 5
11672 | 17778 | PA | RFCEc | Cool | RFCEc_Cool_5A | 5
11673 | 17779 | PA | RFCEc | Cool | RFCEc_Cool_5A | 5
11674 | 16910 | PA | RFCEc | Cool | RFCEc_Cool_5A | 5
11675 | 16925 | PA | RFCEc | Cool | RFCEc_Cool_5A | 5
11676 | 16926 | PA | RFCEc | Cool | RFCEc_Cool_5A | 5
11677 | 16945 | PA | RFCEc | Cool | RFCEc_Cool_5A | 5
11678 | 17735 | PA | RFCEc | Cool | RFCEc_Cool_5A | 5
11679 | 18614 | PA | RFCEc | Cool | RFCEc_Cool_5A | 5
11680 | 18616 | PA | RFCEc | Cool | RFCEc_Cool_5A | 5
11681 | 18623 | PA | RFCEc | Cool | RFCEc_Cool_5A | 5
11682 | 18810 | PA | RFCEc | Cool | RFCEc_Cool_5A | 5
11683 | 18814 | PA | RFCEc | Cool | RFCEc_Cool_5A | 5
11684 | 18817 | PA | RFCEc | Cool | RFCEc_Cool_5A | 5
11685 | 18818 | PA | RFCEc | Cool | RFCEc_Cool_5A | 5
11686 | 18829 | PA | RFCEc | Cool | RFCEc_Cool_5A | 5
11687 | 18830 | PA | RFCEc | Cool | RFCEc_Cool_5A | 5
11688 | 18831 | PA | RFCEc | Cool | RFCEc_Cool_5A | 5
11689 | 18832 | PA | RFCEc | Cool | RFCEc_Cool_5A | 5
11690 | 18833 | PA | RFCEc | Cool | RFCEc_Cool_5A | 5
11691 | 18837 | PA | RFCEc | Cool | RFCEc_Cool_5A | 5
11692 | 18840 | PA | RFCEc | Cool | RFCEc_Cool_5A | 5
11693 | 18845 | PA | RFCEc | Cool | RFCEc_Cool_5A | 5
11694 | 18846 | PA | RFCEc | Cool | RFCEc_Cool_5A | 5
11695 | 18848 | PA | RFCEc | Cool | RFCEc_Cool_5A | 5
11696 | 18850 | PA | RFCEc | Cool | RFCEc_Cool_5A | 5
11697 | 18851 | PA | RFCEc | Cool | RFCEc_Cool_5A | 5
11698 | 18853 | PA | RFCEc | Cool | RFCEc_Cool_5A | 5
11699 | 18854 | PA | RFCEc | Cool | RFCEc_Cool_5A | 5
11700 | 17701 | PA | RFCEc | Cool | RFCEc_Cool_5A | 5
11701 | 17702 | PA | RFCEc | Cool | RFCEc_Cool_5A | 5
11702 | 17703 | PA | RFCEc | Cool | RFCEc_Cool_5A | 5
11703 | 17705 | PA | RFCEc | Cool | RFCEc_Cool_5A | 5
11704 | 17720 | PA | RFCEc | Cool | RFCEc_Cool_5A | 5
11705 | 17723 | PA | RFCEc | Cool | RFCEc_Cool_5A | 5
11706 | 17728 | PA | RFCEc | Cool | RFCEc_Cool_5A | 5
11707 | 17737 | PA | RFCEc | Cool | RFCEc_Cool_5A | 5
11708 | 17739 | PA | RFCEc | Cool | RFCEc_Cool_5A | 5
11709 | 17742 | PA | RFCEc | Cool | RFCEc_Cool_5A | 5
11710 | 17744 | PA | RFCEc | Cool | RFCEc_Cool_5A | 5
11711 | 17752 | PA | RFCEc | Cool | RFCEc_Cool_5A | 5
11712 | 17754 | PA | RFCEc | Cool | RFCEc_Cool_5A | 5
11713 | 17756 | PA | RFCEc | Cool | RFCEc_Cool_5A | 5
11714 | 17758 | PA | RFCEc | Cool | RFCEc_Cool_5A | 5
11715 | 17762 | PA | RFCEc | Cool | RFCEc_Cool_5A | 5
11716 | 17763 | PA | RFCEc | Cool | RFCEc_Cool_5A | 5
11717 | 17769 | PA | RFCEc | Cool | RFCEc_Cool_5A | 5
11718 | 17771 | PA | RFCEc | Cool | RFCEc_Cool_5A | 5
11719 | 17772 | PA | RFCEc | Cool | RFCEc_Cool_5A | 5
11720 | 17774 | PA | RFCEc | Cool | RFCEc_Cool_5A | 5
11721 | 17776 | PA | RFCEc | Cool | RFCEc_Cool_5A | 5
11722 | 17810 | PA | RFCEc | Cool | RFCEc_Cool_5A | 5
11723 | 17814 | PA | RFCEc | Cool | RFCEc_Cool_5A | 5
11724 | 17846 | PA | RFCEc | Cool | RFCEc_Cool_5A | 5
11725 | 17001 | PA | RFCEc | Cool | RFCEc_Cool_5A | 5
11726 | 17007 | PA | RFCEc | Cool | RFCEc_Cool_5A | 5
11727 | 17011 | PA | RFCEc | Cool | RFCEc_Cool_5A | 5
11728 | 17013 | PA | RFCEc | Cool | RFCEc_Cool_5A | 5
11729 | 17015 | PA | RFCEc | Cool | RFCEc_Cool_5A | 5
11730 | 17019 | PA | RFCEc | Cool | RFCEc_Cool_5A | 5
11731 | 17025 | PA | RFCEc | Cool | RFCEc_Cool_5A | 5
11732 | 17027 | PA | RFCEc | Cool | RFCEc_Cool_5A | 5
11733 | 17043 | PA | RFCEc | Cool | RFCEc_Cool_5A | 5
11734 | 17050 | PA | RFCEc | Cool | RFCEc_Cool_5A | 5
11735 | 17053 | PA | RFCEc | Cool | RFCEc_Cool_5A | 5
11736 | 17055 | PA | RFCEc | Cool | RFCEc_Cool_5A | 5
11737 | 17065 | PA | RFCEc | Cool | RFCEc_Cool_5A | 5
11738 | 17070 | PA | RFCEc | Cool | RFCEc_Cool_5A | 5
11739 | 17072 | PA | RFCEc | Cool | RFCEc_Cool_5A | 5
11740 | 17081 | PA | RFCEc | Cool | RFCEc_Cool_5A | 5
11741 | 17089 | PA | RFCEc | Cool | RFCEc_Cool_5A | 5
11742 | 17090 | PA | RFCEc | Cool | RFCEc_Cool_5A | 5
11743 | 17093 | PA | RFCEc | Cool | RFCEc_Cool_5A | 5
11744 | 17240 | PA | RFCEc | Cool | RFCEc_Cool_5A | 5
11745 | 17241 | PA | RFCEc | Cool | RFCEc_Cool_5A | 5
11746 | 17257 | PA | RFCEc | Cool | RFCEc_Cool_5A | 5
11747 | 17266 | PA | RFCEc | Cool | RFCEc_Cool_5A | 5
11748 | 17307 | PA | RFCEc | Cool | RFCEc_Cool_5A | 5
11749 | 17324 | PA | RFCEc | Cool | RFCEc_Cool_5A | 5
11750 | 17004 | PA | RFCEc | Cool | RFCEc_Cool_5A | 5
11751 | 17009 | PA | RFCEc | Cool | RFCEc_Cool_5A | 5
11752 | 17029 | PA | RFCEc | Cool | RFCEc_Cool_5A | 5
11753 | 17044 | PA | RFCEc | Cool | RFCEc_Cool_5A | 5
11754 | 17054 | PA | RFCEc | Cool | RFCEc_Cool_5A | 5
11755 | 17059 | PA | RFCEc | Cool | RFCEc_Cool_5A | 5
11756 | 17063 | PA | RFCEc | Cool | RFCEc_Cool_5A | 5
11757 | 17075 | PA | RFCEc | Cool | RFCEc_Cool_5A | 5
11758 | 17084 | PA | RFCEc | Cool | RFCEc_Cool_5A | 5
11759 | 17099 | PA | RFCEc | Cool | RFCEc_Cool_5A | 5
11760 | 17841 | PA | RFCEc | Cool | RFCEc_Cool_5A | 5
11761 | 17003 | PA | RFCEc | Cool | RFCEc_Cool_5A | 5
11762 | 17010 | PA | RFCEc | Cool | RFCEc_Cool_5A | 5
11763 | 17016 | PA | RFCEc | Cool | RFCEc_Cool_5A | 5
11764 | 17026 | PA | RFCEc | Cool | RFCEc_Cool_5A | 5
11765 | 17028 | PA | RFCEc | Cool | RFCEc_Cool_5A | 5
11766 | 17033 | PA | RFCEc | Cool | RFCEc_Cool_5A | 5
11767 | 17038 | PA | RFCEc | Cool | RFCEc_Cool_5A | 5
11768 | 17039 | PA | RFCEc | Cool | RFCEc_Cool_5A | 5
11769 | 17041 | PA | RFCEc | Cool | RFCEc_Cool_5A | 5
11770 | 17042 | PA | RFCEc | Cool | RFCEc_Cool_5A | 5
11771 | 17046 | PA | RFCEc | Cool | RFCEc_Cool_5A | 5
11772 | 17064 | PA | RFCEc | Cool | RFCEc_Cool_5A | 5
11773 | 17067 | PA | RFCEc | Cool | RFCEc_Cool_5A | 5
11774 | 17073 | PA | RFCEc | Cool | RFCEc_Cool_5A | 5
11775 | 17077 | PA | RFCEc | Cool | RFCEc_Cool_5A | 5
11776 | 17078 | PA | RFCEc | Cool | RFCEc_Cool_5A | 5
11777 | 17083 | PA | RFCEc | Cool | RFCEc_Cool_5A | 5
11778 | 17085 | PA | RFCEc | Cool | RFCEc_Cool_5A | 5
11779 | 17087 | PA | RFCEc | Cool | RFCEc_Cool_5A | 5
11780 | 17088 | PA | RFCEc | Cool | RFCEc_Cool_5A | 5
11781 | 17545 | PA | RFCEc | Cool | RFCEc_Cool_5A | 5
11782 | 17963 | PA | RFCEc | Cool | RFCEc_Cool_5A | 5
11783 | 19551 | PA | RFCEc | Cool | RFCEc_Cool_5A | 5
11784 | 19567 | PA | RFCEc | Cool | RFCEc_Cool_5A | 5
11785 | 17005 | PA | RFCEc | Cool | RFCEc_Cool_5A | 5
11786 | 17017 | PA | RFCEc | Cool | RFCEc_Cool_5A | 5
11787 | 17018 | PA | RFCEc | Cool | RFCEc_Cool_5A | 5
11788 | 17020 | PA | RFCEc | Cool | RFCEc_Cool_5A | 5
11789 | 17022 | PA | RFCEc | Cool | RFCEc_Cool_5A | 5
11790 | 17023 | PA | RFCEc | Cool | RFCEc_Cool_5A | 5
11791 | 17030 | PA | RFCEc | Cool | RFCEc_Cool_5A | 5
11792 | 17032 | PA | RFCEc | Cool | RFCEc_Cool_5A | 5
11793 | 17034 | PA | RFCEc | Cool | RFCEc_Cool_5A | 5
11794 | 17036 | PA | RFCEc | Cool | RFCEc_Cool_5A | 5
11795 | 17048 | PA | RFCEc | Cool | RFCEc_Cool_5A | 5
11796 | 17057 | PA | RFCEc | Cool | RFCEc_Cool_5A | 5
11797 | 17061 | PA | RFCEc | Cool | RFCEc_Cool_5A | 5
11798 | 17080 | PA | RFCEc | Cool | RFCEc_Cool_5A | 5
11799 | 17097 | PA | RFCEc | Cool | RFCEc_Cool_5A | 5
11800 | 17098 | PA | RFCEc | Cool | RFCEc_Cool_5A | 5
11801 | 17101 | PA | RFCEc | Cool | RFCEc_Cool_5A | 5
11802 | 17102 | PA | RFCEc | Cool | RFCEc_Cool_5A | 5
11803 | 17103 | PA | RFCEc | Cool | RFCEc_Cool_5A | 5
11804 | 17104 | PA | RFCEc | Cool | RFCEc_Cool_5A | 5
11805 | 17105 | PA | RFCEc | Cool | RFCEc_Cool_5A | 5
11806 | 17106 | PA | RFCEc | Cool | RFCEc_Cool_5A | 5
11807 | 17108 | PA | RFCEc | Cool | RFCEc_Cool_5A | 5
11808 | 17109 | PA | RFCEc | Cool | RFCEc_Cool_5A | 5
11809 | 17110 | PA | RFCEc | Cool | RFCEc_Cool_5A | 5
11810 | 17111 | PA | RFCEc | Cool | RFCEc_Cool_5A | 5
11811 | 17112 | PA | RFCEc | Cool | RFCEc_Cool_5A | 5
11812 | 17113 | PA | RFCEc | Cool | RFCEc_Cool_5A | 5
11813 | 17120 | PA | RFCEc | Cool | RFCEc_Cool_5A | 5
11814 | 17121 | PA | RFCEc | Cool | RFCEc_Cool_5A | 5
11815 | 17122 | PA | RFCEc | Cool | RFCEc_Cool_5A | 5
11816 | 17123 | PA | RFCEc | Cool | RFCEc_Cool_5A | 5
11817 | 17124 | PA | RFCEc | Cool | RFCEc_Cool_5A | 5
11818 | 17125 | PA | RFCEc | Cool | RFCEc_Cool_5A | 5
11819 | 17126 | PA | RFCEc | Cool | RFCEc_Cool_5A | 5
11820 | 17127 | PA | RFCEc | Cool | RFCEc_Cool_5A | 5
11821 | 17128 | PA | RFCEc | Cool | RFCEc_Cool_5A | 5
11822 | 17129 | PA | RFCEc | Cool | RFCEc_Cool_5A | 5
11823 | 17130 | PA | RFCEc | Cool | RFCEc_Cool_5A | 5
11824 | 17177 | PA | RFCEc | Cool | RFCEc_Cool_5A | 5
11825 | 17938 | PA | RFCEc | Cool | RFCEc_Cool_5A | 5
11826 | 17978 | PA | RFCEc | Cool | RFCEc_Cool_5A | 5
11827 | 17980 | PA | RFCEc | Cool | RFCEc_Cool_5A | 5
11828 | 19405 | PA | RFCEc | Cool | RFCEc_Cool_5A | 5
11829 | 17006 | PA | RFCEc | Cool | RFCEc_Cool_5A | 5
11830 | 17024 | PA | RFCEc | Cool | RFCEc_Cool_5A | 5
11831 | 17035 | PA | RFCEc | Cool | RFCEc_Cool_5A | 5
11832 | 17037 | PA | RFCEc | Cool | RFCEc_Cool_5A | 5
11833 | 17040 | PA | RFCEc | Cool | RFCEc_Cool_5A | 5
11834 | 17045 | PA | RFCEc | Cool | RFCEc_Cool_5A | 5
11835 | 17047 | PA | RFCEc | Cool | RFCEc_Cool_5A | 5
11836 | 17062 | PA | RFCEc | Cool | RFCEc_Cool_5A | 5
11837 | 17068 | PA | RFCEc | Cool | RFCEc_Cool_5A | 5
11838 | 17069 | PA | RFCEc | Cool | RFCEc_Cool_5A | 5
11839 | 17074 | PA | RFCEc | Cool | RFCEc_Cool_5A | 5
11840 | 17014 | PA | RFCEc | Cool | RFCEc_Cool_5A | 5
11841 | 17049 | PA | RFCEc | Cool | RFCEc_Cool_5A | 5
11842 | 17056 | PA | RFCEc | Cool | RFCEc_Cool_5A | 5
11843 | 17058 | PA | RFCEc | Cool | RFCEc_Cool_5A | 5
11844 | 17076 | PA | RFCEc | Cool | RFCEc_Cool_5A | 5
11845 | 17082 | PA | RFCEc | Cool | RFCEc_Cool_5A | 5
11846 | 17086 | PA | RFCEc | Cool | RFCEc_Cool_5A | 5
11847 | 17094 | PA | RFCEc | Cool | RFCEc_Cool_5A | 5
11848 | 17853 | PA | RFCEc | Cool | RFCEc_Cool_5A | 5
11849 | 17730 | PA | RFCEc | Cool | RFCEc_Cool_5A | 5
11850 | 17749 | PA | RFCEc | Cool | RFCEc_Cool_5A | 5
11851 | 17777 | PA | RFCEc | Cool | RFCEc_Cool_5A | 5
11852 | 17801 | PA | RFCEc | Cool | RFCEc_Cool_5A | 5
11853 | 17820 | PA | RFCEc | Cool | RFCEc_Cool_5A | 5
11854 | 17821 | PA | RFCEc | Cool | RFCEc_Cool_5A | 5
11855 | 17823 | PA | RFCEc | Cool | RFCEc_Cool_5A | 5
11856 | 17824 | PA | RFCEc | Cool | RFCEc_Cool_5A | 5
11857 | 17830 | PA | RFCEc | Cool | RFCEc_Cool_5A | 5
11858 | 17832 | PA | RFCEc | Cool | RFCEc_Cool_5A | 5
11859 | 17834 | PA | RFCEc | Cool | RFCEc_Cool_5A | 5
11860 | 17836 | PA | RFCEc | Cool | RFCEc_Cool_5A | 5
11861 | 17840 | PA | RFCEc | Cool | RFCEc_Cool_5A | 5
11862 | 17847 | PA | RFCEc | Cool | RFCEc_Cool_5A | 5
11863 | 17850 | PA | RFCEc | Cool | RFCEc_Cool_5A | 5
11864 | 17851 | PA | RFCEc | Cool | RFCEc_Cool_5A | 5
11865 | 17857 | PA | RFCEc | Cool | RFCEc_Cool_5A | 5
11866 | 17860 | PA | RFCEc | Cool | RFCEc_Cool_5A | 5
11867 | 17865 | PA | RFCEc | Cool | RFCEc_Cool_5A | 5
11868 | 17866 | PA | RFCEc | Cool | RFCEc_Cool_5A | 5
11869 | 17867 | PA | RFCEc | Cool | RFCEc_Cool_5A | 5
11870 | 17868 | PA | RFCEc | Cool | RFCEc_Cool_5A | 5
11871 | 17872 | PA | RFCEc | Cool | RFCEc_Cool_5A | 5
11872 | 17877 | PA | RFCEc | Cool | RFCEc_Cool_5A | 5
11873 | 17881 | PA | RFCEc | Cool | RFCEc_Cool_5A | 5
11874 | 17941 | PA | RFCEc | Cool | RFCEc_Cool_5A | 5
11875 | 17964 | PA | RFCEc | Cool | RFCEc_Cool_5A | 5
11876 | 17222 | PA | RFCEc | Cool | RFCEc_Cool_5A | 5
11877 | 17303 | PA | RFCEc | Cool | RFCEc_Cool_5A | 5
11878 | 17304 | PA | RFCEc | Cool | RFCEc_Cool_5A | 5
11879 | 17306 | PA | RFCEc | Cool | RFCEc_Cool_5A | 5
11880 | 17310 | PA | RFCEc | Cool | RFCEc_Cool_5A | 5
11881 | 17320 | PA | RFCEc | Cool | RFCEc_Cool_5A | 5
11882 | 17325 | PA | RFCEc | Cool | RFCEc_Cool_5A | 5
11883 | 17337 | PA | RFCEc | Cool | RFCEc_Cool_5A | 5
11884 | 17340 | PA | RFCEc | Cool | RFCEc_Cool_5A | 5
11885 | 17343 | PA | RFCEc | Cool | RFCEc_Cool_5A | 5
11886 | 17344 | PA | RFCEc | Cool | RFCEc_Cool_5A | 5
11887 | 17350 | PA | RFCEc | Cool | RFCEc_Cool_5A | 5
11888 | 17353 | PA | RFCEc | Cool | RFCEc_Cool_5A | 5
11889 | 17375 | PA | RFCEc | Cool | RFCEc_Cool_5A | 5
11890 | 17201 | PA | RFCWc | Cool | RFCWc_Cool_5A | 5
11891 | 17202 | PA | RFCWc | Cool | RFCWc_Cool_5A | 5
11892 | 17210 | PA | RFCWc | Cool | RFCWc_Cool_5A | 5
11893 | 17214 | PA | RFCWc | Cool | RFCWc_Cool_5A | 5
11894 | 17217 | PA | RFCWc | Cool | RFCWc_Cool_5A | 5
11895 | 17219 | PA | RFCWc | Cool | RFCWc_Cool_5A | 5
11896 | 17220 | PA | RFCWc | Cool | RFCWc_Cool_5A | 5
11897 | 17221 | PA | RFCWc | Cool | RFCWc_Cool_5A | 5
11898 | 17225 | PA | RFCWc | Cool | RFCWc_Cool_5A | 5
11899 | 17231 | PA | RFCWc | Cool | RFCWc_Cool_5A | 5
11900 | 17232 | PA | RFCWc | Cool | RFCWc_Cool_5A | 5
11901 | 17235 | PA | RFCWc | Cool | RFCWc_Cool_5A | 5
11902 | 17237 | PA | RFCWc | Cool | RFCWc_Cool_5A | 5
11903 | 17244 | PA | RFCWc | Cool | RFCWc_Cool_5A | 5
11904 | 17246 | PA | RFCWc | Cool | RFCWc_Cool_5A | 5
11905 | 17247 | PA | RFCWc | Cool | RFCWc_Cool_5A | 5
11906 | 17250 | PA | RFCWc | Cool | RFCWc_Cool_5A | 5
11907 | 17251 | PA | RFCWc | Cool | RFCWc_Cool_5A | 5
11908 | 17252 | PA | RFCWc | Cool | RFCWc_Cool_5A | 5
11909 | 17254 | PA | RFCWc | Cool | RFCWc_Cool_5A | 5
11910 | 17256 | PA | RFCWc | Cool | RFCWc_Cool_5A | 5
11911 | 17261 | PA | RFCWc | Cool | RFCWc_Cool_5A | 5
11912 | 17262 | PA | RFCWc | Cool | RFCWc_Cool_5A | 5
11913 | 17263 | PA | RFCWc | Cool | RFCWc_Cool_5A | 5
11914 | 17265 | PA | RFCWc | Cool | RFCWc_Cool_5A | 5
11915 | 17268 | PA | RFCWc | Cool | RFCWc_Cool_5A | 5
11916 | 17271 | PA | RFCWc | Cool | RFCWc_Cool_5A | 5
11917 | 17272 | PA | RFCWc | Cool | RFCWc_Cool_5A | 5
11918 | 17501 | PA | RFCEc | Cool | RFCEc_Cool_5A | 5
11919 | 17502 | PA | RFCEc | Cool | RFCEc_Cool_5A | 5
11920 | 17503 | PA | RFCEc | Cool | RFCEc_Cool_5A | 5
11921 | 17504 | PA | RFCEc | Cool | RFCEc_Cool_5A | 5
11922 | 17505 | PA | RFCEc | Cool | RFCEc_Cool_5A | 5
11923 | 17506 | PA | RFCEc | Cool | RFCEc_Cool_5A | 5
11924 | 17507 | PA | RFCEc | Cool | RFCEc_Cool_5A | 5
11925 | 17508 | PA | RFCEc | Cool | RFCEc_Cool_5A | 5
11926 | 17509 | PA | RFCEc | Cool | RFCEc_Cool_5A | 5
11927 | 17512 | PA | RFCEc | Cool | RFCEc_Cool_5A | 5
11928 | 17516 | PA | RFCEc | Cool | RFCEc_Cool_5A | 5
11929 | 17517 | PA | RFCEc | Cool | RFCEc_Cool_5A | 5
11930 | 17518 | PA | RFCEc | Cool | RFCEc_Cool_5A | 5
11931 | 17519 | PA | RFCEc | Cool | RFCEc_Cool_5A | 5
11932 | 17520 | PA | RFCEc | Cool | RFCEc_Cool_5A | 5
11933 | 17521 | PA | RFCEc | Cool | RFCEc_Cool_5A | 5
11934 | 17522 | PA | RFCEc | Cool | RFCEc_Cool_5A | 5
11935 | 17527 | PA | RFCEc | Cool | RFCEc_Cool_5A | 5
11936 | 17528 | PA | RFCEc | Cool | RFCEc_Cool_5A | 5
11937 | 17529 | PA | RFCEc | Cool | RFCEc_Cool_5A | 5
11938 | 17532 | PA | RFCEc | Cool | RFCEc_Cool_5A | 5
11939 | 17533 | PA | RFCEc | Cool | RFCEc_Cool_5A | 5
11940 | 17534 | PA | RFCEc | Cool | RFCEc_Cool_5A | 5
11941 | 17535 | PA | RFCEc | Cool | RFCEc_Cool_5A | 5
11942 | 17536 | PA | RFCEc | Cool | RFCEc_Cool_5A | 5
11943 | 17537 | PA | RFCEc | Cool | RFCEc_Cool_5A | 5
11944 | 17538 | PA | RFCEc | Cool | RFCEc_Cool_5A | 5
11945 | 17540 | PA | RFCEc | Cool | RFCEc_Cool_5A | 5
11946 | 17543 | PA | RFCEc | Cool | RFCEc_Cool_5A | 5
11947 | 17547 | PA | RFCEc | Cool | RFCEc_Cool_5A | 5
11948 | 17550 | PA | RFCEc | Cool | RFCEc_Cool_5A | 5
11949 | 17551 | PA | RFCEc | Cool | RFCEc_Cool_5A | 5
11950 | 17552 | PA | RFCEc | Cool | RFCEc_Cool_5A | 5
11951 | 17554 | PA | RFCEc | Cool | RFCEc_Cool_5A | 5
11952 | 17555 | PA | RFCEc | Cool | RFCEc_Cool_5A | 5
11953 | 17557 | PA | RFCEc | Cool | RFCEc_Cool_5A | 5
11954 | 17560 | PA | RFCEc | Cool | RFCEc_Cool_5A | 5
11955 | 17562 | PA | RFCEc | Cool | RFCEc_Cool_5A | 5
11956 | 17563 | PA | RFCEc | Cool | RFCEc_Cool_5A | 5
11957 | 17564 | PA | RFCEc | Cool | RFCEc_Cool_5A | 5
11958 | 17565 | PA | RFCEc | Cool | RFCEc_Cool_5A | 5
11959 | 17566 | PA | RFCEc | Cool | RFCEc_Cool_5A | 5
11960 | 17567 | PA | RFCEc | Cool | RFCEc_Cool_5A | 5
11961 | 17568 | PA | RFCEc | Cool | RFCEc_Cool_5A | 5
11962 | 17569 | PA | RFCEc | Cool | RFCEc_Cool_5A | 5
11963 | 17570 | PA | RFCEc | Cool | RFCEc_Cool_5A | 5
11964 | 17572 | PA | RFCEc | Cool | RFCEc_Cool_5A | 5
11965 | 17575 | PA | RFCEc | Cool | RFCEc_Cool_5A | 5
11966 | 17576 | PA | RFCEc | Cool | RFCEc_Cool_5A | 5
11967 | 17578 | PA | RFCEc | Cool | RFCEc_Cool_5A | 5
11968 | 17579 | PA | RFCEc | Cool | RFCEc_Cool_5A | 5
11969 | 17580 | PA | RFCEc | Cool | RFCEc_Cool_5A | 5
11970 | 17581 | PA | RFCEc | Cool | RFCEc_Cool_5A | 5
11971 | 17582 | PA | RFCEc | Cool | RFCEc_Cool_5A | 5
11972 | 17584 | PA | RFCEc | Cool | RFCEc_Cool_5A | 5
11973 | 17585 | PA | RFCEc | Cool | RFCEc_Cool_5A | 5
11974 | 17601 | PA | RFCEc | Cool | RFCEc_Cool_5A | 5
11975 | 17602 | PA | RFCEc | Cool | RFCEc_Cool_5A | 5
11976 | 17603 | PA | RFCEc | Cool | RFCEc_Cool_5A | 5
11977 | 17604 | PA | RFCEc | Cool | RFCEc_Cool_5A | 5
11978 | 17605 | PA | RFCEc | Cool | RFCEc_Cool_5A | 5
11979 | 17608 | PA | RFCEc | Cool | RFCEc_Cool_5A | 5
11980 | 17699 | PA | RFCEc | Cool | RFCEc_Cool_5A | 5
11981 | 19310 | PA | RFCEc | Cool | RFCEc_Cool_5A | 5
11982 | 19344 | PA | RFCEc | Cool | RFCEc_Cool_5A | 5
11983 | 19362 | PA | RFCEc | Cool | RFCEc_Cool_5A | 5
11984 | 19363 | PA | RFCEc | Cool | RFCEc_Cool_5A | 5
11985 | 19501 | PA | RFCEc | Cool | RFCEc_Cool_5A | 5
11986 | 19540 | PA | RFCEc | Cool | RFCEc_Cool_5A | 5
11987 | 19543 | PA | RFCEc | Cool | RFCEc_Cool_5A | 5
11988 | 18011 | PA | RFCEc | Cool | RFCEc_Cool_5A | 5
11989 | 18031 | PA | RFCEc | Cool | RFCEc_Cool_5A | 5
11990 | 18041 | PA | RFCEc | Cool | RFCEc_Cool_5A | 5
11991 | 18056 | PA | RFCEc | Cool | RFCEc_Cool_5A | 5
11992 | 18062 | PA | RFCEc | Cool | RFCEc_Cool_5A | 5
11993 | 18070 | PA | RFCEc | Cool | RFCEc_Cool_5A | 5
11994 | 18092 | PA | RFCEc | Cool | RFCEc_Cool_5A | 5
11995 | 19464 | PA | RFCEc | Cool | RFCEc_Cool_5A | 5
11996 | 19503 | PA | RFCEc | Cool | RFCEc_Cool_5A | 5
11997 | 19504 | PA | RFCEc | Cool | RFCEc_Cool_5A | 5
11998 | 19505 | PA | RFCEc | Cool | RFCEc_Cool_5A | 5
11999 | 19506 | PA | RFCEc | Cool | RFCEc_Cool_5A | 5
12000 | 19507 | PA | RFCEc | Cool | RFCEc_Cool_5A | 5
12001 | 19508 | PA | RFCEc | Cool | RFCEc_Cool_5A | 5
12002 | 19510 | PA | RFCEc | Cool | RFCEc_Cool_5A | 5
12003 | 19511 | PA | RFCEc | Cool | RFCEc_Cool_5A | 5
12004 | 19512 | PA | RFCEc | Cool | RFCEc_Cool_5A | 5
12005 | 19516 | PA | RFCEc | Cool | RFCEc_Cool_5A | 5
12006 | 19518 | PA | RFCEc | Cool | RFCEc_Cool_5A | 5
12007 | 19519 | PA | RFCEc | Cool | RFCEc_Cool_5A | 5
12008 | 19520 | PA | RFCEc | Cool | RFCEc_Cool_5A | 5
12009 | 19522 | PA | RFCEc | Cool | RFCEc_Cool_5A | 5
12010 | 19523 | PA | RFCEc | Cool | RFCEc_Cool_5A | 5
12011 | 19525 | PA | RFCEc | Cool | RFCEc_Cool_5A | 5
12012 | 19526 | PA | RFCEc | Cool | RFCEc_Cool_5A | 5
12013 | 19529 | PA | RFCEc | Cool | RFCEc_Cool_5A | 5
12014 | 19530 | PA | RFCEc | Cool | RFCEc_Cool_5A | 5
12015 | 19533 | PA | RFCEc | Cool | RFCEc_Cool_5A | 5
12016 | 19534 | PA | RFCEc | Cool | RFCEc_Cool_5A | 5
12017 | 19535 | PA | RFCEc | Cool | RFCEc_Cool_5A | 5
12018 | 19536 | PA | RFCEc | Cool | RFCEc_Cool_5A | 5
12019 | 19538 | PA | RFCEc | Cool | RFCEc_Cool_5A | 5
12020 | 19539 | PA | RFCEc | Cool | RFCEc_Cool_5A | 5
12021 | 19541 | PA | RFCEc | Cool | RFCEc_Cool_5A | 5
12022 | 19544 | PA | RFCEc | Cool | RFCEc_Cool_5A | 5
12023 | 19545 | PA | RFCEc | Cool | RFCEc_Cool_5A | 5
12024 | 19547 | PA | RFCEc | Cool | RFCEc_Cool_5A | 5
12025 | 19548 | PA | RFCEc | Cool | RFCEc_Cool_5A | 5
12026 | 19550 | PA | RFCEc | Cool | RFCEc_Cool_5A | 5
12027 | 19554 | PA | RFCEc | Cool | RFCEc_Cool_5A | 5
12028 | 19555 | PA | RFCEc | Cool | RFCEc_Cool_5A | 5
12029 | 19559 | PA | RFCEc | Cool | RFCEc_Cool_5A | 5
12030 | 19560 | PA | RFCEc | Cool | RFCEc_Cool_5A | 5
12031 | 19562 | PA | RFCEc | Cool | RFCEc_Cool_5A | 5
12032 | 19564 | PA | RFCEc | Cool | RFCEc_Cool_5A | 5
12033 | 19565 | PA | RFCEc | Cool | RFCEc_Cool_5A | 5
12034 | 19601 | PA | RFCEc | Cool | RFCEc_Cool_5A | 5
12035 | 19602 | PA | RFCEc | Cool | RFCEc_Cool_5A | 5
12036 | 19603 | PA | RFCEc | Cool | RFCEc_Cool_5A | 5
12037 | 19604 | PA | RFCEc | Cool | RFCEc_Cool_5A | 5
12038 | 19605 | PA | RFCEc | Cool | RFCEc_Cool_5A | 5
12039 | 19606 | PA | RFCEc | Cool | RFCEc_Cool_5A | 5
12040 | 19607 | PA | RFCEc | Cool | RFCEc_Cool_5A | 5
12041 | 19608 | PA | RFCEc | Cool | RFCEc_Cool_5A | 5
12042 | 19609 | PA | RFCEc | Cool | RFCEc_Cool_5A | 5
12043 | 19610 | PA | RFCEc | Cool | RFCEc_Cool_5A | 5
12044 | 19611 | PA | RFCEc | Cool | RFCEc_Cool_5A | 5
12045 | 19612 | PA | RFCEc | Cool | RFCEc_Cool_5A | 5
12046 | 17812 | PA | RFCEc | Cool | RFCEc_Cool_5A | 5
12047 | 17813 | PA | RFCEc | Cool | RFCEc_Cool_5A | 5
12048 | 17827 | PA | RFCEc | Cool | RFCEc_Cool_5A | 5
12049 | 17831 | PA | RFCEc | Cool | RFCEc_Cool_5A | 5
12050 | 17833 | PA | RFCEc | Cool | RFCEc_Cool_5A | 5
12051 | 17842 | PA | RFCEc | Cool | RFCEc_Cool_5A | 5
12052 | 17843 | PA | RFCEc | Cool | RFCEc_Cool_5A | 5
12053 | 17844 | PA | RFCEc | Cool | RFCEc_Cool_5A | 5
12054 | 17861 | PA | RFCEc | Cool | RFCEc_Cool_5A | 5
12055 | 17862 | PA | RFCEc | Cool | RFCEc_Cool_5A | 5
12056 | 17864 | PA | RFCEc | Cool | RFCEc_Cool_5A | 5
12057 | 17870 | PA | RFCEc | Cool | RFCEc_Cool_5A | 5
12058 | 17876 | PA | RFCEc | Cool | RFCEc_Cool_5A | 5
12059 | 17882 | PA | RFCEc | Cool | RFCEc_Cool_5A | 5
12060 | 17889 | PA | RFCEc | Cool | RFCEc_Cool_5A | 5
12061 | 17731 | PA | RFCEc | Cool | RFCEc_Cool_5A | 5
12062 | 17768 | PA | RFCEc | Cool | RFCEc_Cool_5A | 5
12063 | 18619 | PA | RFCEc | Cool | RFCEc_Cool_5A | 5
12064 | 18626 | PA | RFCEc | Cool | RFCEc_Cool_5A | 5
12065 | 18628 | PA | RFCEc | Cool | RFCEc_Cool_5A | 5
12066 | 18629 | PA | RFCEc | Cool | RFCEc_Cool_5A | 5
12067 | 18632 | PA | RFCEc | Cool | RFCEc_Cool_5A | 5
12068 | 17815 | PA | RFCEc | Cool | RFCEc_Cool_5A | 5
12069 | 17858 | PA | RFCEc | Cool | RFCEc_Cool_5A | 5
12070 | 17859 | PA | RFCEc | Cool | RFCEc_Cool_5A | 5
12071 | 17878 | PA | RFCEc | Cool | RFCEc_Cool_5A | 5
12072 | 17888 | PA | RFCEc | Cool | RFCEc_Cool_5A | 5
12073 | 17920 | PA | RFCEc | Cool | RFCEc_Cool_5A | 5
12074 | 17921 | PA | RFCEc | Cool | RFCEc_Cool_5A | 5
12075 | 17967 | PA | RFCEc | Cool | RFCEc_Cool_5A | 5
12076 | 17985 | PA | RFCEc | Cool | RFCEc_Cool_5A | 5
12077 | 18603 | PA | RFCEc | Cool | RFCEc_Cool_5A | 5
12078 | 18631 | PA | RFCEc | Cool | RFCEc_Cool_5A | 5
12079 | 18635 | PA | RFCEc | Cool | RFCEc_Cool_5A | 5
12080 | 18655 | PA | RFCEc | Cool | RFCEc_Cool_5A | 5
12081 | 17822 | PA | RFCEc | Cool | RFCEc_Cool_5A | 5
12082 | 17884 | PA | RFCEc | Cool | RFCEc_Cool_5A | 5
12083 | 17829 | PA | RFCEc | Cool | RFCEc_Cool_5A | 5
12084 | 17835 | PA | RFCEc | Cool | RFCEc_Cool_5A | 5
12085 | 17837 | PA | RFCEc | Cool | RFCEc_Cool_5A | 5
12086 | 17845 | PA | RFCEc | Cool | RFCEc_Cool_5A | 5
12087 | 17855 | PA | RFCEc | Cool | RFCEc_Cool_5A | 5
12088 | 17856 | PA | RFCEc | Cool | RFCEc_Cool_5A | 5
12089 | 17880 | PA | RFCEc | Cool | RFCEc_Cool_5A | 5
12090 | 17885 | PA | RFCEc | Cool | RFCEc_Cool_5A | 5
12091 | 17886 | PA | RFCEc | Cool | RFCEc_Cool_5A | 5
12092 | 17887 | PA | RFCEc | Cool | RFCEc_Cool_5A | 5
12093 | 18201 | PA | RFCEc | Cool | RFCEc_Cool_5A | 5
12094 | 18202 | PA | RFCEc | Cool | RFCEc_Cool_5A | 5
12095 | 18216 | PA | RFCEc | Cool | RFCEc_Cool_5A | 5
12096 | 18219 | PA | RFCEc | Cool | RFCEc_Cool_5A | 5
12097 | 18221 | PA | RFCEc | Cool | RFCEc_Cool_5A | 5
12098 | 18222 | PA | RFCEc | Cool | RFCEc_Cool_5A | 5
12099 | 18223 | PA | RFCEc | Cool | RFCEc_Cool_5A | 5
12100 | 18224 | PA | RFCEc | Cool | RFCEc_Cool_5A | 5
12101 | 18225 | PA | RFCEc | Cool | RFCEc_Cool_5A | 5
12102 | 18234 | PA | RFCEc | Cool | RFCEc_Cool_5A | 5
12103 | 18239 | PA | RFCEc | Cool | RFCEc_Cool_5A | 5
12104 | 18246 | PA | RFCEc | Cool | RFCEc_Cool_5A | 5
12105 | 18247 | PA | RFCEc | Cool | RFCEc_Cool_5A | 5
12106 | 18249 | PA | RFCEc | Cool | RFCEc_Cool_5A | 5
12107 | 18251 | PA | RFCEc | Cool | RFCEc_Cool_5A | 5
12108 | 18255 | PA | RFCEc | Cool | RFCEc_Cool_5A | 5
12109 | 18256 | PA | RFCEc | Cool | RFCEc_Cool_5A | 5
12110 | 18424 | PA | RFCEc | Cool | RFCEc_Cool_5A | 5
12111 | 18444 | PA | RFCEc | Cool | RFCEc_Cool_5A | 5
12112 | 18601 | PA | RFCEc | Cool | RFCEc_Cool_5A | 5
12113 | 18602 | PA | RFCEc | Cool | RFCEc_Cool_5A | 5
12114 | 18610 | PA | RFCEc | Cool | RFCEc_Cool_5A | 5
12115 | 18611 | PA | RFCEc | Cool | RFCEc_Cool_5A | 5
12116 | 18612 | PA | RFCEc | Cool | RFCEc_Cool_5A | 5
12117 | 18615 | PA | RFCEc | Cool | RFCEc_Cool_5A | 5
12118 | 18617 | PA | RFCEc | Cool | RFCEc_Cool_5A | 5
12119 | 18618 | PA | RFCEc | Cool | RFCEc_Cool_5A | 5
12120 | 18621 | PA | RFCEc | Cool | RFCEc_Cool_5A | 5
12121 | 18622 | PA | RFCEc | Cool | RFCEc_Cool_5A | 5
12122 | 18627 | PA | RFCEc | Cool | RFCEc_Cool_5A | 5
12123 | 18634 | PA | RFCEc | Cool | RFCEc_Cool_5A | 5
12124 | 18636 | PA | RFCEc | Cool | RFCEc_Cool_5A | 5
12125 | 18640 | PA | RFCEc | Cool | RFCEc_Cool_5A | 5
12126 | 18641 | PA | RFCEc | Cool | RFCEc_Cool_5A | 5
12127 | 18642 | PA | RFCEc | Cool | RFCEc_Cool_5A | 5
12128 | 18643 | PA | RFCEc | Cool | RFCEc_Cool_5A | 5
12129 | 18644 | PA | RFCEc | Cool | RFCEc_Cool_5A | 5
12130 | 18651 | PA | RFCEc | Cool | RFCEc_Cool_5A | 5
12131 | 18654 | PA | RFCEc | Cool | RFCEc_Cool_5A | 5
12132 | 18656 | PA | RFCEc | Cool | RFCEc_Cool_5A | 5
12133 | 18657 | PA | RFCEc | Cool | RFCEc_Cool_5A | 5
12134 | 18660 | PA | RFCEc | Cool | RFCEc_Cool_5A | 5
12135 | 18661 | PA | RFCEc | Cool | RFCEc_Cool_5A | 5
12136 | 18701 | PA | RFCEc | Cool | RFCEc_Cool_5A | 5
12137 | 18702 | PA | RFCEc | Cool | RFCEc_Cool_5A | 5
12138 | 18703 | PA | RFCEc | Cool | RFCEc_Cool_5A | 5
12139 | 18704 | PA | RFCEc | Cool | RFCEc_Cool_5A | 5
12140 | 18705 | PA | RFCEc | Cool | RFCEc_Cool_5A | 5
12141 | 18706 | PA | RFCEc | Cool | RFCEc_Cool_5A | 5
12142 | 18707 | PA | RFCEc | Cool | RFCEc_Cool_5A | 5
12143 | 18708 | PA | RFCEc | Cool | RFCEc_Cool_5A | 5
12144 | 18709 | PA | RFCEc | Cool | RFCEc_Cool_5A | 5
12145 | 18710 | PA | RFCEc | Cool | RFCEc_Cool_5A | 5
12146 | 18711 | PA | RFCEc | Cool | RFCEc_Cool_5A | 5
12147 | 18762 | PA | RFCEc | Cool | RFCEc_Cool_5A | 5
12148 | 18764 | PA | RFCEc | Cool | RFCEc_Cool_5A | 5
12149 | 18765 | PA | RFCEc | Cool | RFCEc_Cool_5A | 5
12150 | 18766 | PA | RFCEc | Cool | RFCEc_Cool_5A | 5
12151 | 18769 | PA | RFCEc | Cool | RFCEc_Cool_5A | 5
12152 | 17901 | PA | RFCEc | Cool | RFCEc_Cool_5A | 5
12153 | 17922 | PA | RFCEc | Cool | RFCEc_Cool_5A | 5
12154 | 17923 | PA | RFCEc | Cool | RFCEc_Cool_5A | 5
12155 | 17925 | PA | RFCEc | Cool | RFCEc_Cool_5A | 5
12156 | 17929 | PA | RFCEc | Cool | RFCEc_Cool_5A | 5
12157 | 17930 | PA | RFCEc | Cool | RFCEc_Cool_5A | 5
12158 | 17931 | PA | RFCEc | Cool | RFCEc_Cool_5A | 5
12159 | 17932 | PA | RFCEc | Cool | RFCEc_Cool_5A | 5
12160 | 17933 | PA | RFCEc | Cool | RFCEc_Cool_5A | 5
12161 | 17934 | PA | RFCEc | Cool | RFCEc_Cool_5A | 5
12162 | 17935 | PA | RFCEc | Cool | RFCEc_Cool_5A | 5
12163 | 17936 | PA | RFCEc | Cool | RFCEc_Cool_5A | 5
12164 | 17943 | PA | RFCEc | Cool | RFCEc_Cool_5A | 5
12165 | 17944 | PA | RFCEc | Cool | RFCEc_Cool_5A | 5
12166 | 17945 | PA | RFCEc | Cool | RFCEc_Cool_5A | 5
12167 | 17946 | PA | RFCEc | Cool | RFCEc_Cool_5A | 5
12168 | 17948 | PA | RFCEc | Cool | RFCEc_Cool_5A | 5
12169 | 17949 | PA | RFCEc | Cool | RFCEc_Cool_5A | 5
12170 | 17951 | PA | RFCEc | Cool | RFCEc_Cool_5A | 5
12171 | 17952 | PA | RFCEc | Cool | RFCEc_Cool_5A | 5
12172 | 17953 | PA | RFCEc | Cool | RFCEc_Cool_5A | 5
12173 | 17954 | PA | RFCEc | Cool | RFCEc_Cool_5A | 5
12174 | 17957 | PA | RFCEc | Cool | RFCEc_Cool_5A | 5
12175 | 17959 | PA | RFCEc | Cool | RFCEc_Cool_5A | 5
12176 | 17960 | PA | RFCEc | Cool | RFCEc_Cool_5A | 5
12177 | 17961 | PA | RFCEc | Cool | RFCEc_Cool_5A | 5
12178 | 17965 | PA | RFCEc | Cool | RFCEc_Cool_5A | 5
12179 | 17966 | PA | RFCEc | Cool | RFCEc_Cool_5A | 5
12180 | 17968 | PA | RFCEc | Cool | RFCEc_Cool_5A | 5
12181 | 17970 | PA | RFCEc | Cool | RFCEc_Cool_5A | 5
12182 | 17972 | PA | RFCEc | Cool | RFCEc_Cool_5A | 5
12183 | 17974 | PA | RFCEc | Cool | RFCEc_Cool_5A | 5
12184 | 17976 | PA | RFCEc | Cool | RFCEc_Cool_5A | 5
12185 | 17979 | PA | RFCEc | Cool | RFCEc_Cool_5A | 5
12186 | 17981 | PA | RFCEc | Cool | RFCEc_Cool_5A | 5
12187 | 17982 | PA | RFCEc | Cool | RFCEc_Cool_5A | 5
12188 | 17983 | PA | RFCEc | Cool | RFCEc_Cool_5A | 5
12189 | 18211 | PA | RFCEc | Cool | RFCEc_Cool_5A | 5
12190 | 18214 | PA | RFCEc | Cool | RFCEc_Cool_5A | 5
12191 | 18218 | PA | RFCEc | Cool | RFCEc_Cool_5A | 5
12192 | 18220 | PA | RFCEc | Cool | RFCEc_Cool_5A | 5
12193 | 18231 | PA | RFCEc | Cool | RFCEc_Cool_5A | 5
12194 | 18237 | PA | RFCEc | Cool | RFCEc_Cool_5A | 5
12195 | 18240 | PA | RFCEc | Cool | RFCEc_Cool_5A | 5
12196 | 18241 | PA | RFCEc | Cool | RFCEc_Cool_5A | 5
12197 | 18242 | PA | RFCEc | Cool | RFCEc_Cool_5A | 5
12198 | 18245 | PA | RFCEc | Cool | RFCEc_Cool_5A | 5
12199 | 18248 | PA | RFCEc | Cool | RFCEc_Cool_5A | 5
12200 | 18252 | PA | RFCEc | Cool | RFCEc_Cool_5A | 5
12201 | 19549 | PA | RFCEc | Cool | RFCEc_Cool_5A | 5
12202 | 18002 | PA | RFCEc | Cool | RFCEc_Cool_5A | 5
12203 | 18013 | PA | RFCEc | Cool | RFCEc_Cool_5A | 5
12204 | 18014 | PA | RFCEc | Cool | RFCEc_Cool_5A | 5
12205 | 18015 | PA | RFCEc | Cool | RFCEc_Cool_5A | 5
12206 | 18016 | PA | RFCEc | Cool | RFCEc_Cool_5A | 5
12207 | 18017 | PA | RFCEc | Cool | RFCEc_Cool_5A | 5
12208 | 18018 | PA | RFCEc | Cool | RFCEc_Cool_5A | 5
12209 | 18020 | PA | RFCEc | Cool | RFCEc_Cool_5A | 5
12210 | 18032 | PA | RFCEc | Cool | RFCEc_Cool_5A | 5
12211 | 18035 | PA | RFCEc | Cool | RFCEc_Cool_5A | 5
12212 | 18038 | PA | RFCEc | Cool | RFCEc_Cool_5A | 5
12213 | 18040 | PA | RFCEc | Cool | RFCEc_Cool_5A | 5
12214 | 18042 | PA | RFCEc | Cool | RFCEc_Cool_5A | 5
12215 | 18043 | PA | RFCEc | Cool | RFCEc_Cool_5A | 5
12216 | 18044 | PA | RFCEc | Cool | RFCEc_Cool_5A | 5
12217 | 18045 | PA | RFCEc | Cool | RFCEc_Cool_5A | 5
12218 | 18055 | PA | RFCEc | Cool | RFCEc_Cool_5A | 5
12219 | 18063 | PA | RFCEc | Cool | RFCEc_Cool_5A | 5
12220 | 18064 | PA | RFCEc | Cool | RFCEc_Cool_5A | 5
12221 | 18067 | PA | RFCEc | Cool | RFCEc_Cool_5A | 5
12222 | 18072 | PA | RFCEc | Cool | RFCEc_Cool_5A | 5
12223 | 18077 | PA | RFCEc | Cool | RFCEc_Cool_5A | 5
12224 | 18083 | PA | RFCEc | Cool | RFCEc_Cool_5A | 5
12225 | 18085 | PA | RFCEc | Cool | RFCEc_Cool_5A | 5
12226 | 18086 | PA | RFCEc | Cool | RFCEc_Cool_5A | 5
12227 | 18088 | PA | RFCEc | Cool | RFCEc_Cool_5A | 5
12228 | 18091 | PA | RFCEc | Cool | RFCEc_Cool_5A | 5
12229 | 18109 | PA | RFCEc | Cool | RFCEc_Cool_5A | 5
12230 | 18343 | PA | RFCEc | Cool | RFCEc_Cool_5A | 5
12231 | 18351 | PA | RFCEc | Cool | RFCEc_Cool_5A | 5
12232 | 18034 | PA | RFCEc | Cool | RFCEc_Cool_5A | 5
12233 | 18036 | PA | RFCEc | Cool | RFCEc_Cool_5A | 5
12234 | 18037 | PA | RFCEc | Cool | RFCEc_Cool_5A | 5
12235 | 18046 | PA | RFCEc | Cool | RFCEc_Cool_5A | 5
12236 | 18049 | PA | RFCEc | Cool | RFCEc_Cool_5A | 5
12237 | 18051 | PA | RFCEc | Cool | RFCEc_Cool_5A | 5
12238 | 18052 | PA | RFCEc | Cool | RFCEc_Cool_5A | 5
12239 | 18053 | PA | RFCEc | Cool | RFCEc_Cool_5A | 5
12240 | 18059 | PA | RFCEc | Cool | RFCEc_Cool_5A | 5
12241 | 18060 | PA | RFCEc | Cool | RFCEc_Cool_5A | 5
12242 | 18065 | PA | RFCEc | Cool | RFCEc_Cool_5A | 5
12243 | 18066 | PA | RFCEc | Cool | RFCEc_Cool_5A | 5
12244 | 18068 | PA | RFCEc | Cool | RFCEc_Cool_5A | 5
12245 | 18069 | PA | RFCEc | Cool | RFCEc_Cool_5A | 5
12246 | 18078 | PA | RFCEc | Cool | RFCEc_Cool_5A | 5
12247 | 18079 | PA | RFCEc | Cool | RFCEc_Cool_5A | 5
12248 | 18080 | PA | RFCEc | Cool | RFCEc_Cool_5A | 5
12249 | 18087 | PA | RFCEc | Cool | RFCEc_Cool_5A | 5
12250 | 18101 | PA | RFCEc | Cool | RFCEc_Cool_5A | 5
12251 | 18102 | PA | RFCEc | Cool | RFCEc_Cool_5A | 5
12252 | 18103 | PA | RFCEc | Cool | RFCEc_Cool_5A | 5
12253 | 18104 | PA | RFCEc | Cool | RFCEc_Cool_5A | 5
12254 | 18105 | PA | RFCEc | Cool | RFCEc_Cool_5A | 5
12255 | 18106 | PA | RFCEc | Cool | RFCEc_Cool_5A | 5
12256 | 18195 | PA | RFCEc | Cool | RFCEc_Cool_5A | 5
12257 | 18951 | PA | RFCEc | Cool | RFCEc_Cool_5A | 5
12258 | 18012 | PA | RFCEc | Cool | RFCEc_Cool_5A | 5
12259 | 18030 | PA | RFCEc | Cool | RFCEc_Cool_5A | 5
12260 | 18058 | PA | RFCEc | Cool | RFCEc_Cool_5A | 5
12261 | 18071 | PA | RFCEc | Cool | RFCEc_Cool_5A | 5
12262 | 18210 | PA | RFCEc | Cool | RFCEc_Cool_5A | 5
12263 | 18212 | PA | RFCEc | Cool | RFCEc_Cool_5A | 5
12264 | 18229 | PA | RFCEc | Cool | RFCEc_Cool_5A | 5
12265 | 18230 | PA | RFCEc | Cool | RFCEc_Cool_5A | 5
12266 | 18232 | PA | RFCEc | Cool | RFCEc_Cool_5A | 5
12267 | 18235 | PA | RFCEc | Cool | RFCEc_Cool_5A | 5
12268 | 18244 | PA | RFCEc | Cool | RFCEc_Cool_5A | 5
12269 | 18250 | PA | RFCEc | Cool | RFCEc_Cool_5A | 5
12270 | 18254 | PA | RFCEc | Cool | RFCEc_Cool_5A | 5
12271 | 18333 | PA | RFCEc | Cool | RFCEc_Cool_5A | 5
12272 | 18624 | PA | RFCEc | Cool | RFCEc_Cool_5A | 5
12273 | 18301 | PA | RFCEc | Cool | RFCEc_Cool_5A | 5
12274 | 18302 | PA | RFCEc | Cool | RFCEc_Cool_5A | 5
12275 | 18320 | PA | RFCEc | Cool | RFCEc_Cool_5A | 5
12276 | 18321 | PA | RFCEc | Cool | RFCEc_Cool_5A | 5
12277 | 18322 | PA | RFCEc | Cool | RFCEc_Cool_5A | 5
12278 | 18323 | PA | RFCEc | Cool | RFCEc_Cool_5A | 5
12279 | 18324 | PA | RFCEc | Cool | RFCEc_Cool_5A | 5
12280 | 18325 | PA | RFCEc | Cool | RFCEc_Cool_5A | 5
12281 | 18326 | PA | RFCEc | Cool | RFCEc_Cool_5A | 5
12282 | 18327 | PA | RFCEc | Cool | RFCEc_Cool_5A | 5
12283 | 18328 | PA | RFCEc | Cool | RFCEc_Cool_5A | 5
12284 | 18330 | PA | RFCEc | Cool | RFCEc_Cool_5A | 5
12285 | 18331 | PA | RFCEc | Cool | RFCEc_Cool_5A | 5
12286 | 18332 | PA | RFCEc | Cool | RFCEc_Cool_5A | 5
12287 | 18334 | PA | RFCEc | Cool | RFCEc_Cool_5A | 5
12288 | 18335 | PA | RFCEc | Cool | RFCEc_Cool_5A | 5
12289 | 18341 | PA | RFCEc | Cool | RFCEc_Cool_5A | 5
12290 | 18342 | PA | RFCEc | Cool | RFCEc_Cool_5A | 5
12291 | 18344 | PA | RFCEc | Cool | RFCEc_Cool_5A | 5
12292 | 18346 | PA | RFCEc | Cool | RFCEc_Cool_5A | 5
12293 | 18347 | PA | RFCEc | Cool | RFCEc_Cool_5A | 5
12294 | 18348 | PA | RFCEc | Cool | RFCEc_Cool_5A | 5
12295 | 18349 | PA | RFCEc | Cool | RFCEc_Cool_5A | 5
12296 | 18350 | PA | RFCEc | Cool | RFCEc_Cool_5A | 5
12297 | 18352 | PA | RFCEc | Cool | RFCEc_Cool_5A | 5
12298 | 18353 | PA | RFCEc | Cool | RFCEc_Cool_5A | 5
12299 | 18354 | PA | RFCEc | Cool | RFCEc_Cool_5A | 5
12300 | 18355 | PA | RFCEc | Cool | RFCEc_Cool_5A | 5
12301 | 18356 | PA | RFCEc | Cool | RFCEc_Cool_5A | 5
12302 | 18357 | PA | RFCEc | Cool | RFCEc_Cool_5A | 5
12303 | 18360 | PA | RFCEc | Cool | RFCEc_Cool_5A | 5
12304 | 18370 | PA | RFCEc | Cool | RFCEc_Cool_5A | 5
12305 | 18372 | PA | RFCEc | Cool | RFCEc_Cool_5A | 5
12306 | 18466 | PA | RFCEc | Cool | RFCEc_Cool_5A | 5
12307 | 18336 | PA | RFCEc | Cool | RFCEc_Cool_5A | 5
12308 | 18337 | PA | RFCEc | Cool | RFCEc_Cool_5A | 5
12309 | 18340 | PA | RFCEc | Cool | RFCEc_Cool_5A | 5
12310 | 18371 | PA | RFCEc | Cool | RFCEc_Cool_5A | 5
12311 | 18405 | PA | RFCEc | Cool | RFCEc_Cool_5A | 5
12312 | 18425 | PA | RFCEc | Cool | RFCEc_Cool_5A | 5
12313 | 18426 | PA | RFCEc | Cool | RFCEc_Cool_5A | 5
12314 | 18428 | PA | RFCEc | Cool | RFCEc_Cool_5A | 5
12315 | 18435 | PA | RFCEc | Cool | RFCEc_Cool_5A | 5
12316 | 18445 | PA | RFCEc | Cool | RFCEc_Cool_5A | 5
12317 | 18451 | PA | RFCEc | Cool | RFCEc_Cool_5A | 5
12318 | 18457 | PA | RFCEc | Cool | RFCEc_Cool_5A | 5
12319 | 18458 | PA | RFCEc | Cool | RFCEc_Cool_5A | 5
12320 | 18460 | PA | RFCEc | Cool | RFCEc_Cool_5A | 5
12321 | 18464 | PA | RFCEc | Cool | RFCEc_Cool_5A | 5
12322 | 18403 | PA | RFCEc | Cool | RFCEc_Cool_5A | 5
12323 | 18407 | PA | RFCEc | Cool | RFCEc_Cool_5A | 5
12324 | 18410 | PA | RFCEc | Cool | RFCEc_Cool_5A | 5
12325 | 18411 | PA | RFCEc | Cool | RFCEc_Cool_5A | 5
12326 | 18414 | PA | RFCEc | Cool | RFCEc_Cool_5A | 5
12327 | 18416 | PA | RFCEc | Cool | RFCEc_Cool_5A | 5
12328 | 18419 | PA | RFCEc | Cool | RFCEc_Cool_5A | 5
12329 | 18420 | PA | RFCEc | Cool | RFCEc_Cool_5A | 5
12330 | 18421 | PA | RFCEc | Cool | RFCEc_Cool_5A | 5
12331 | 18433 | PA | RFCEc | Cool | RFCEc_Cool_5A | 5
12332 | 18434 | PA | RFCEc | Cool | RFCEc_Cool_5A | 5
12333 | 18436 | PA | RFCEc | Cool | RFCEc_Cool_5A | 5
12334 | 18440 | PA | RFCEc | Cool | RFCEc_Cool_5A | 5
12335 | 18446 | PA | RFCEc | Cool | RFCEc_Cool_5A | 5
12336 | 18447 | PA | RFCEc | Cool | RFCEc_Cool_5A | 5
12337 | 18448 | PA | RFCEc | Cool | RFCEc_Cool_5A | 5
12338 | 18452 | PA | RFCEc | Cool | RFCEc_Cool_5A | 5
12339 | 18471 | PA | RFCEc | Cool | RFCEc_Cool_5A | 5
12340 | 18472 | PA | RFCEc | Cool | RFCEc_Cool_5A | 5
12341 | 18501 | PA | RFCEc | Cool | RFCEc_Cool_5A | 5
12342 | 18503 | PA | RFCEc | Cool | RFCEc_Cool_5A | 5
12343 | 18504 | PA | RFCEc | Cool | RFCEc_Cool_5A | 5
12344 | 18505 | PA | RFCEc | Cool | RFCEc_Cool_5A | 5
12345 | 18507 | PA | RFCEc | Cool | RFCEc_Cool_5A | 5
12346 | 18508 | PA | RFCEc | Cool | RFCEc_Cool_5A | 5
12347 | 18509 | PA | RFCEc | Cool | RFCEc_Cool_5A | 5
12348 | 18510 | PA | RFCEc | Cool | RFCEc_Cool_5A | 5
12349 | 18512 | PA | RFCEc | Cool | RFCEc_Cool_5A | 5
12350 | 18515 | PA | RFCEc | Cool | RFCEc_Cool_5A | 5
12351 | 18517 | PA | RFCEc | Cool | RFCEc_Cool_5A | 5
12352 | 18518 | PA | RFCEc | Cool | RFCEc_Cool_5A | 5
12353 | 18519 | PA | RFCEc | Cool | RFCEc_Cool_5A | 5
12354 | 18540 | PA | RFCEc | Cool | RFCEc_Cool_5A | 5
12355 | 18577 | PA | RFCEc | Cool | RFCEc_Cool_5A | 5
12356 | 18653 | PA | RFCEc | Cool | RFCEc_Cool_5A | 5
12357 | 18625 | PA | RFCEc | Cool | RFCEc_Cool_5A | 5
12358 | 21520 | MD | RFCWc | Cool | RFCWc_Cool_5A | 5
12359 | 21522 | MD | RFCWc | Cool | RFCWc_Cool_5A | 5
12360 | 21523 | MD | RFCWc | Cool | RFCWc_Cool_5A | 5
12361 | 21531 | MD | RFCWc | Cool | RFCWc_Cool_5A | 5
12362 | 21536 | MD | RFCWc | Cool | RFCWc_Cool_5A | 5
12363 | 21538 | MD | RFCWc | Cool | RFCWc_Cool_5A | 5
12364 | 21541 | MD | RFCWc | Cool | RFCWc_Cool_5A | 5
12365 | 21550 | MD | RFCWc | Cool | RFCWc_Cool_5A | 5
12366 | 21561 | MD | RFCWc | Cool | RFCWc_Cool_5A | 5
12367 | 24901 | WV | RFCWc | Cool | RFCWc_Cool_5A | 5
12368 | 24910 | WV | RFCWc | Cool | RFCWc_Cool_5A | 5
12369 | 24916 | WV | RFCWc | Cool | RFCWc_Cool_5A | 5
12370 | 24925 | WV | RFCWc | Cool | RFCWc_Cool_5A | 5
12371 | 24931 | WV | RFCWc | Cool | RFCWc_Cool_5A | 5
12372 | 24938 | WV | RFCWc | Cool | RFCWc_Cool_5A | 5
12373 | 24943 | WV | RFCWc | Cool | RFCWc_Cool_5A | 5
12374 | 24954 | WV | RFCWc | Cool | RFCWc_Cool_5A | 5
12375 | 24957 | WV | RFCWc | Cool | RFCWc_Cool_5A | 5
12376 | 24966 | WV | RFCWc | Cool | RFCWc_Cool_5A | 5
12377 | 24970 | WV | RFCWc | Cool | RFCWc_Cool_5A | 5
12378 | 24976 | WV | RFCWc | Cool | RFCWc_Cool_5A | 5
12379 | 24977 | WV | RFCWc | Cool | RFCWc_Cool_5A | 5
12380 | 24986 | WV | RFCWc | Cool | RFCWc_Cool_5A | 5
12381 | 24991 | WV | RFCWc | Cool | RFCWc_Cool_5A | 5
12382 | 25958 | WV | RFCWc | Cool | RFCWc_Cool_5A | 5
12383 | 25962 | WV | RFCWc | Cool | RFCWc_Cool_5A | 5
12384 | 25972 | WV | RFCWc | Cool | RFCWc_Cool_5A | 5
12385 | 25976 | WV | RFCWc | Cool | RFCWc_Cool_5A | 5
12386 | 25981 | WV | RFCWc | Cool | RFCWc_Cool_5A | 5
12387 | 25984 | WV | RFCWc | Cool | RFCWc_Cool_5A | 5
12388 | 26261 | WV | RFCWc | Cool | RFCWc_Cool_5A | 5
12389 | 26680 | WV | RFCWc | Cool | RFCWc_Cool_5A | 5
12390 | 24918 | WV | RFCWc | Cool | RFCWc_Cool_5A | 5
12391 | 24935 | WV | RFCWc | Cool | RFCWc_Cool_5A | 5
12392 | 24962 | WV | RFCWc | Cool | RFCWc_Cool_5A | 5
12393 | 24963 | WV | RFCWc | Cool | RFCWc_Cool_5A | 5
12394 | 24981 | WV | RFCWc | Cool | RFCWc_Cool_5A | 5
12395 | 24985 | WV | RFCWc | Cool | RFCWc_Cool_5A | 5
12396 | 25825 | WV | RFCWc | Cool | RFCWc_Cool_5A | 5
12397 | 25951 | WV | RFCWc | Cool | RFCWc_Cool_5A | 5
12398 | 25966 | WV | RFCWc | Cool | RFCWc_Cool_5A | 5
12399 | 25969 | WV | RFCWc | Cool | RFCWc_Cool_5A | 5
12400 | 25977 | WV | RFCWc | Cool | RFCWc_Cool_5A | 5
12401 | 25978 | WV | RFCWc | Cool | RFCWc_Cool_5A | 5
12402 | 25985 | WV | RFCWc | Cool | RFCWc_Cool_5A | 5
12403 | 25986 | WV | RFCWc | Cool | RFCWc_Cool_5A | 5
12404 | 25989 | WV | RFCWc | Cool | RFCWc_Cool_5A | 5
12405 | 24915 | WV | RFCWc | Cool | RFCWc_Cool_5A | 5
12406 | 24920 | WV | RFCWc | Cool | RFCWc_Cool_5A | 5
12407 | 24924 | WV | RFCWc | Cool | RFCWc_Cool_5A | 5
12408 | 24927 | WV | RFCWc | Cool | RFCWc_Cool_5A | 5
12409 | 24934 | WV | RFCWc | Cool | RFCWc_Cool_5A | 5
12410 | 24944 | WV | RFCWc | Cool | RFCWc_Cool_5A | 5
12411 | 24946 | WV | RFCWc | Cool | RFCWc_Cool_5A | 5
12412 | 26209 | WV | RFCWc | Cool | RFCWc_Cool_5A | 5
12413 | 26264 | WV | RFCWc | Cool | RFCWc_Cool_5A | 5
12414 | 26273 | WV | RFCWc | Cool | RFCWc_Cool_5A | 5
12415 | 26282 | WV | RFCWc | Cool | RFCWc_Cool_5A | 5
12416 | 26291 | WV | RFCWc | Cool | RFCWc_Cool_5A | 5
12417 | 26294 | WV | RFCWc | Cool | RFCWc_Cool_5A | 5
12418 | 25002 | WV | RFCWc | Cool | RFCWc_Cool_5A | 5
12419 | 25031 | WV | RFCWc | Cool | RFCWc_Cool_5A | 5
12420 | 25036 | WV | RFCWc | Cool | RFCWc_Cool_5A | 5
12421 | 25040 | WV | RFCWc | Cool | RFCWc_Cool_5A | 5
12422 | 25059 | WV | RFCWc | Cool | RFCWc_Cool_5A | 5
12423 | 25083 | WV | RFCWc | Cool | RFCWc_Cool_5A | 5
12424 | 25085 | WV | RFCWc | Cool | RFCWc_Cool_5A | 5
12425 | 25090 | WV | RFCWc | Cool | RFCWc_Cool_5A | 5
12426 | 25115 | WV | RFCWc | Cool | RFCWc_Cool_5A | 5
12427 | 25118 | WV | RFCWc | Cool | RFCWc_Cool_5A | 5
12428 | 25119 | WV | RFCWc | Cool | RFCWc_Cool_5A | 5
12429 | 25136 | WV | RFCWc | Cool | RFCWc_Cool_5A | 5
12430 | 25139 | WV | RFCWc | Cool | RFCWc_Cool_5A | 5
12431 | 25161 | WV | RFCWc | Cool | RFCWc_Cool_5A | 5
12432 | 25173 | WV | RFCWc | Cool | RFCWc_Cool_5A | 5
12433 | 25185 | WV | RFCWc | Cool | RFCWc_Cool_5A | 5
12434 | 25186 | WV | RFCWc | Cool | RFCWc_Cool_5A | 5
12435 | 25801 | WV | RFCWc | Cool | RFCWc_Cool_5A | 5
12436 | 25812 | WV | RFCWc | Cool | RFCWc_Cool_5A | 5
12437 | 25831 | WV | RFCWc | Cool | RFCWc_Cool_5A | 5
12438 | 25837 | WV | RFCWc | Cool | RFCWc_Cool_5A | 5
12439 | 25840 | WV | RFCWc | Cool | RFCWc_Cool_5A | 5
12440 | 25846 | WV | RFCWc | Cool | RFCWc_Cool_5A | 5
12441 | 25854 | WV | RFCWc | Cool | RFCWc_Cool_5A | 5
12442 | 25855 | WV | RFCWc | Cool | RFCWc_Cool_5A | 5
12443 | 25862 | WV | RFCWc | Cool | RFCWc_Cool_5A | 5
12444 | 25866 | WV | RFCWc | Cool | RFCWc_Cool_5A | 5
12445 | 25868 | WV | RFCWc | Cool | RFCWc_Cool_5A | 5
12446 | 25879 | WV | RFCWc | Cool | RFCWc_Cool_5A | 5
12447 | 25880 | WV | RFCWc | Cool | RFCWc_Cool_5A | 5
12448 | 25888 | WV | RFCWc | Cool | RFCWc_Cool_5A | 5
12449 | 25901 | WV | RFCWc | Cool | RFCWc_Cool_5A | 5
12450 | 25904 | WV | RFCWc | Cool | RFCWc_Cool_5A | 5
12451 | 25907 | WV | RFCWc | Cool | RFCWc_Cool_5A | 5
12452 | 25917 | WV | RFCWc | Cool | RFCWc_Cool_5A | 5
12453 | 25936 | WV | RFCWc | Cool | RFCWc_Cool_5A | 5
12454 | 25938 | WV | RFCWc | Cool | RFCWc_Cool_5A | 5
12455 | 25942 | WV | RFCWc | Cool | RFCWc_Cool_5A | 5
12456 | 26656 | WV | RFCWc | Cool | RFCWc_Cool_5A | 5
12457 | 26690 | WV | RFCWc | Cool | RFCWc_Cool_5A | 5
12458 | 25007 | WV | RFCWc | Cool | RFCWc_Cool_5A | 5
12459 | 25008 | WV | RFCWc | Cool | RFCWc_Cool_5A | 5
12460 | 25044 | WV | RFCWc | Cool | RFCWc_Cool_5A | 5
12461 | 25048 | WV | RFCWc | Cool | RFCWc_Cool_5A | 5
12462 | 25060 | WV | RFCWc | Cool | RFCWc_Cool_5A | 5
12463 | 25062 | WV | RFCWc | Cool | RFCWc_Cool_5A | 5
12464 | 25140 | WV | RFCWc | Cool | RFCWc_Cool_5A | 5
12465 | 25174 | WV | RFCWc | Cool | RFCWc_Cool_5A | 5
12466 | 25180 | WV | RFCWc | Cool | RFCWc_Cool_5A | 5
12467 | 25209 | WV | RFCWc | Cool | RFCWc_Cool_5A | 5
12468 | 25802 | WV | RFCWc | Cool | RFCWc_Cool_5A | 5
12469 | 25813 | WV | RFCWc | Cool | RFCWc_Cool_5A | 5
12470 | 25817 | WV | RFCWc | Cool | RFCWc_Cool_5A | 5
12471 | 25818 | WV | RFCWc | Cool | RFCWc_Cool_5A | 5
12472 | 25823 | WV | RFCWc | Cool | RFCWc_Cool_5A | 5
12473 | 25827 | WV | RFCWc | Cool | RFCWc_Cool_5A | 5
12474 | 25832 | WV | RFCWc | Cool | RFCWc_Cool_5A | 5
12475 | 25836 | WV | RFCWc | Cool | RFCWc_Cool_5A | 5
12476 | 25839 | WV | RFCWc | Cool | RFCWc_Cool_5A | 5
12477 | 25843 | WV | RFCWc | Cool | RFCWc_Cool_5A | 5
12478 | 25844 | WV | RFCWc | Cool | RFCWc_Cool_5A | 5
12479 | 25849 | WV | RFCWc | Cool | RFCWc_Cool_5A | 5
12480 | 25851 | WV | RFCWc | Cool | RFCWc_Cool_5A | 5
12481 | 25853 | WV | RFCWc | Cool | RFCWc_Cool_5A | 5
12482 | 25857 | WV | RFCWc | Cool | RFCWc_Cool_5A | 5
12483 | 25860 | WV | RFCWc | Cool | RFCWc_Cool_5A | 5
12484 | 25864 | WV | RFCWc | Cool | RFCWc_Cool_5A | 5
12485 | 25865 | WV | RFCWc | Cool | RFCWc_Cool_5A | 5
12486 | 25871 | WV | RFCWc | Cool | RFCWc_Cool_5A | 5
12487 | 25873 | WV | RFCWc | Cool | RFCWc_Cool_5A | 5
12488 | 25878 | WV | RFCWc | Cool | RFCWc_Cool_5A | 5
12489 | 25906 | WV | RFCWc | Cool | RFCWc_Cool_5A | 5
12490 | 25908 | WV | RFCWc | Cool | RFCWc_Cool_5A | 5
12491 | 25909 | WV | RFCWc | Cool | RFCWc_Cool_5A | 5
12492 | 25911 | WV | RFCWc | Cool | RFCWc_Cool_5A | 5
12493 | 25915 | WV | RFCWc | Cool | RFCWc_Cool_5A | 5
12494 | 25918 | WV | RFCWc | Cool | RFCWc_Cool_5A | 5
12495 | 25919 | WV | RFCWc | Cool | RFCWc_Cool_5A | 5
12496 | 25920 | WV | RFCWc | Cool | RFCWc_Cool_5A | 5
12497 | 25921 | WV | RFCWc | Cool | RFCWc_Cool_5A | 5
12498 | 25927 | WV | RFCWc | Cool | RFCWc_Cool_5A | 5
12499 | 25932 | WV | RFCWc | Cool | RFCWc_Cool_5A | 5
12500 | 26202 | WV | RFCWc | Cool | RFCWc_Cool_5A | 5
12501 | 26205 | WV | RFCWc | Cool | RFCWc_Cool_5A | 5
12502 | 26208 | WV | RFCWc | Cool | RFCWc_Cool_5A | 5
12503 | 26601 | WV | RFCWc | Cool | RFCWc_Cool_5A | 5
12504 | 26610 | WV | RFCWc | Cool | RFCWc_Cool_5A | 5
12505 | 26651 | WV | RFCWc | Cool | RFCWc_Cool_5A | 5
12506 | 26660 | WV | RFCWc | Cool | RFCWc_Cool_5A | 5
12507 | 26662 | WV | RFCWc | Cool | RFCWc_Cool_5A | 5
12508 | 26667 | WV | RFCWc | Cool | RFCWc_Cool_5A | 5
12509 | 26671 | WV | RFCWc | Cool | RFCWc_Cool_5A | 5
12510 | 26675 | WV | RFCWc | Cool | RFCWc_Cool_5A | 5
12511 | 26676 | WV | RFCWc | Cool | RFCWc_Cool_5A | 5
12512 | 26678 | WV | RFCWc | Cool | RFCWc_Cool_5A | 5
12513 | 26679 | WV | RFCWc | Cool | RFCWc_Cool_5A | 5
12514 | 26681 | WV | RFCWc | Cool | RFCWc_Cool_5A | 5
12515 | 26684 | WV | RFCWc | Cool | RFCWc_Cool_5A | 5
12516 | 26691 | WV | RFCWc | Cool | RFCWc_Cool_5A | 5
12517 | 25431 | WV | RFCWc | Cool | RFCWc_Cool_5A | 5
12518 | 25437 | WV | RFCWc | Cool | RFCWc_Cool_5A | 5
12519 | 25444 | WV | RFCWc | Cool | RFCWc_Cool_5A | 5
12520 | 26704 | WV | RFCWc | Cool | RFCWc_Cool_5A | 5
12521 | 26710 | WV | RFCWc | Cool | RFCWc_Cool_5A | 5
12522 | 26711 | WV | RFCWc | Cool | RFCWc_Cool_5A | 5
12523 | 26714 | WV | RFCWc | Cool | RFCWc_Cool_5A | 5
12524 | 26722 | WV | RFCWc | Cool | RFCWc_Cool_5A | 5
12525 | 26755 | WV | RFCWc | Cool | RFCWc_Cool_5A | 5
12526 | 26757 | WV | RFCWc | Cool | RFCWc_Cool_5A | 5
12527 | 26761 | WV | RFCWc | Cool | RFCWc_Cool_5A | 5
12528 | 26763 | WV | RFCWc | Cool | RFCWc_Cool_5A | 5
12529 | 26808 | WV | RFCWc | Cool | RFCWc_Cool_5A | 5
12530 | 26817 | WV | RFCWc | Cool | RFCWc_Cool_5A | 5
12531 | 26818 | WV | RFCWc | Cool | RFCWc_Cool_5A | 5
12532 | 26823 | WV | RFCWc | Cool | RFCWc_Cool_5A | 5
12533 | 26845 | WV | RFCWc | Cool | RFCWc_Cool_5A | 5
12534 | 26851 | WV | RFCWc | Cool | RFCWc_Cool_5A | 5
12535 | 26852 | WV | RFCWc | Cool | RFCWc_Cool_5A | 5
12536 | 26865 | WV | RFCWc | Cool | RFCWc_Cool_5A | 5
12537 | 26003 | WV | RFCWc | Cool | RFCWc_Cool_5A | 5
12538 | 26031 | WV | RFCWc | Cool | RFCWc_Cool_5A | 5
12539 | 26033 | WV | RFCWc | Cool | RFCWc_Cool_5A | 5
12540 | 26036 | WV | RFCWc | Cool | RFCWc_Cool_5A | 5
12541 | 26038 | WV | RFCWc | Cool | RFCWc_Cool_5A | 5
12542 | 26039 | WV | RFCWc | Cool | RFCWc_Cool_5A | 5
12543 | 26040 | WV | RFCWc | Cool | RFCWc_Cool_5A | 5
12544 | 26041 | WV | RFCWc | Cool | RFCWc_Cool_5A | 5
12545 | 26055 | WV | RFCWc | Cool | RFCWc_Cool_5A | 5
12546 | 26155 | WV | RFCWc | Cool | RFCWc_Cool_5A | 5
12547 | 26032 | WV | RFCWc | Cool | RFCWc_Cool_5A | 5
12548 | 26059 | WV | RFCWc | Cool | RFCWc_Cool_5A | 5
12549 | 26060 | WV | RFCWc | Cool | RFCWc_Cool_5A | 5
12550 | 26070 | WV | RFCWc | Cool | RFCWc_Cool_5A | 5
12551 | 26074 | WV | RFCWc | Cool | RFCWc_Cool_5A | 5
12552 | 26030 | WV | RFCWc | Cool | RFCWc_Cool_5A | 5
12553 | 26035 | WV | RFCWc | Cool | RFCWc_Cool_5A | 5
12554 | 26037 | WV | RFCWc | Cool | RFCWc_Cool_5A | 5
12555 | 26058 | WV | RFCWc | Cool | RFCWc_Cool_5A | 5
12556 | 26062 | WV | RFCWc | Cool | RFCWc_Cool_5A | 5
12557 | 26075 | WV | RFCWc | Cool | RFCWc_Cool_5A | 5
12558 | 26159 | WV | RFCWc | Cool | RFCWc_Cool_5A | 5
12559 | 26162 | WV | RFCWc | Cool | RFCWc_Cool_5A | 5
12560 | 26167 | WV | RFCWc | Cool | RFCWc_Cool_5A | 5
12561 | 26348 | WV | RFCWc | Cool | RFCWc_Cool_5A | 5
12562 | 26377 | WV | RFCWc | Cool | RFCWc_Cool_5A | 5
12563 | 26419 | WV | RFCWc | Cool | RFCWc_Cool_5A | 5
12564 | 26437 | WV | RFCWc | Cool | RFCWc_Cool_5A | 5
12565 | 26561 | WV | RFCWc | Cool | RFCWc_Cool_5A | 5
12566 | 26562 | WV | RFCWc | Cool | RFCWc_Cool_5A | 5
12567 | 26575 | WV | RFCWc | Cool | RFCWc_Cool_5A | 5
12568 | 26581 | WV | RFCWc | Cool | RFCWc_Cool_5A | 5
12569 | 26582 | WV | RFCWc | Cool | RFCWc_Cool_5A | 5
12570 | 26585 | WV | RFCWc | Cool | RFCWc_Cool_5A | 5
12571 | 26034 | WV | RFCWc | Cool | RFCWc_Cool_5A | 5
12572 | 26047 | WV | RFCWc | Cool | RFCWc_Cool_5A | 5
12573 | 26050 | WV | RFCWc | Cool | RFCWc_Cool_5A | 5
12574 | 26056 | WV | RFCWc | Cool | RFCWc_Cool_5A | 5
12575 | 26201 | WV | RFCWc | Cool | RFCWc_Cool_5A | 5
12576 | 26210 | WV | RFCWc | Cool | RFCWc_Cool_5A | 5
12577 | 26215 | WV | RFCWc | Cool | RFCWc_Cool_5A | 5
12578 | 26218 | WV | RFCWc | Cool | RFCWc_Cool_5A | 5
12579 | 26224 | WV | RFCWc | Cool | RFCWc_Cool_5A | 5
12580 | 26228 | WV | RFCWc | Cool | RFCWc_Cool_5A | 5
12581 | 26229 | WV | RFCWc | Cool | RFCWc_Cool_5A | 5
12582 | 26234 | WV | RFCWc | Cool | RFCWc_Cool_5A | 5
12583 | 26236 | WV | RFCWc | Cool | RFCWc_Cool_5A | 5
12584 | 26237 | WV | RFCWc | Cool | RFCWc_Cool_5A | 5
12585 | 26238 | WV | RFCWc | Cool | RFCWc_Cool_5A | 5
12586 | 26267 | WV | RFCWc | Cool | RFCWc_Cool_5A | 5
12587 | 26343 | WV | RFCWc | Cool | RFCWc_Cool_5A | 5
12588 | 26372 | WV | RFCWc | Cool | RFCWc_Cool_5A | 5
12589 | 26385 | WV | RFCWc | Cool | RFCWc_Cool_5A | 5
12590 | 26321 | WV | RFCWc | Cool | RFCWc_Cool_5A | 5
12591 | 26338 | WV | RFCWc | Cool | RFCWc_Cool_5A | 5
12592 | 26378 | WV | RFCWc | Cool | RFCWc_Cool_5A | 5
12593 | 26452 | WV | RFCWc | Cool | RFCWc_Cool_5A | 5
12594 | 26250 | WV | RFCWc | Cool | RFCWc_Cool_5A | 5
12595 | 26257 | WV | RFCWc | Cool | RFCWc_Cool_5A | 5
12596 | 26275 | WV | RFCWc | Cool | RFCWc_Cool_5A | 5
12597 | 26283 | WV | RFCWc | Cool | RFCWc_Cool_5A | 5
12598 | 26330 | WV | RFCWc | Cool | RFCWc_Cool_5A | 5
12599 | 26347 | WV | RFCWc | Cool | RFCWc_Cool_5A | 5
12600 | 26349 | WV | RFCWc | Cool | RFCWc_Cool_5A | 5
12601 | 26354 | WV | RFCWc | Cool | RFCWc_Cool_5A | 5
12602 | 26405 | WV | RFCWc | Cool | RFCWc_Cool_5A | 5
12603 | 26416 | WV | RFCWc | Cool | RFCWc_Cool_5A | 5
12604 | 26440 | WV | RFCWc | Cool | RFCWc_Cool_5A | 5
12605 | 26206 | WV | RFCWc | Cool | RFCWc_Cool_5A | 5
12606 | 26222 | WV | RFCWc | Cool | RFCWc_Cool_5A | 5
12607 | 26266 | WV | RFCWc | Cool | RFCWc_Cool_5A | 5
12608 | 26288 | WV | RFCWc | Cool | RFCWc_Cool_5A | 5
12609 | 26298 | WV | RFCWc | Cool | RFCWc_Cool_5A | 5
12610 | 26230 | WV | RFCWc | Cool | RFCWc_Cool_5A | 5
12611 | 26241 | WV | RFCWc | Cool | RFCWc_Cool_5A | 5
12612 | 26253 | WV | RFCWc | Cool | RFCWc_Cool_5A | 5
12613 | 26254 | WV | RFCWc | Cool | RFCWc_Cool_5A | 5
12614 | 26259 | WV | RFCWc | Cool | RFCWc_Cool_5A | 5
12615 | 26263 | WV | RFCWc | Cool | RFCWc_Cool_5A | 5
12616 | 26268 | WV | RFCWc | Cool | RFCWc_Cool_5A | 5
12617 | 26270 | WV | RFCWc | Cool | RFCWc_Cool_5A | 5
12618 | 26276 | WV | RFCWc | Cool | RFCWc_Cool_5A | 5
12619 | 26278 | WV | RFCWc | Cool | RFCWc_Cool_5A | 5
12620 | 26280 | WV | RFCWc | Cool | RFCWc_Cool_5A | 5
12621 | 26285 | WV | RFCWc | Cool | RFCWc_Cool_5A | 5
12622 | 26293 | WV | RFCWc | Cool | RFCWc_Cool_5A | 5
12623 | 26296 | WV | RFCWc | Cool | RFCWc_Cool_5A | 5
12624 | 26260 | WV | RFCWc | Cool | RFCWc_Cool_5A | 5
12625 | 26269 | WV | RFCWc | Cool | RFCWc_Cool_5A | 5
12626 | 26271 | WV | RFCWc | Cool | RFCWc_Cool_5A | 5
12627 | 26287 | WV | RFCWc | Cool | RFCWc_Cool_5A | 5
12628 | 26289 | WV | RFCWc | Cool | RFCWc_Cool_5A | 5
12629 | 26292 | WV | RFCWc | Cool | RFCWc_Cool_5A | 5
12630 | 26716 | WV | RFCWc | Cool | RFCWc_Cool_5A | 5
12631 | 26374 | WV | RFCWc | Cool | RFCWc_Cool_5A | 5
12632 | 26410 | WV | RFCWc | Cool | RFCWc_Cool_5A | 5
12633 | 26425 | WV | RFCWc | Cool | RFCWc_Cool_5A | 5
12634 | 26444 | WV | RFCWc | Cool | RFCWc_Cool_5A | 5
12635 | 26508 | WV | RFCWc | Cool | RFCWc_Cool_5A | 5
12636 | 26519 | WV | RFCWc | Cool | RFCWc_Cool_5A | 5
12637 | 26520 | WV | RFCWc | Cool | RFCWc_Cool_5A | 5
12638 | 26524 | WV | RFCWc | Cool | RFCWc_Cool_5A | 5
12639 | 26525 | WV | RFCWc | Cool | RFCWc_Cool_5A | 5
12640 | 26537 | WV | RFCWc | Cool | RFCWc_Cool_5A | 5
12641 | 26542 | WV | RFCWc | Cool | RFCWc_Cool_5A | 5
12642 | 26547 | WV | RFCWc | Cool | RFCWc_Cool_5A | 5
12643 | 26705 | WV | RFCWc | Cool | RFCWc_Cool_5A | 5
12644 | 26764 | WV | RFCWc | Cool | RFCWc_Cool_5A | 5
12645 | 26301 | WV | RFCWc | Cool | RFCWc_Cool_5A | 5
12646 | 26302 | WV | RFCWc | Cool | RFCWc_Cool_5A | 5
12647 | 26306 | WV | RFCWc | Cool | RFCWc_Cool_5A | 5
12648 | 26323 | WV | RFCWc | Cool | RFCWc_Cool_5A | 5
12649 | 26361 | WV | RFCWc | Cool | RFCWc_Cool_5A | 5
12650 | 26366 | WV | RFCWc | Cool | RFCWc_Cool_5A | 5
12651 | 26369 | WV | RFCWc | Cool | RFCWc_Cool_5A | 5
12652 | 26386 | WV | RFCWc | Cool | RFCWc_Cool_5A | 5
12653 | 26404 | WV | RFCWc | Cool | RFCWc_Cool_5A | 5
12654 | 26408 | WV | RFCWc | Cool | RFCWc_Cool_5A | 5
12655 | 26422 | WV | RFCWc | Cool | RFCWc_Cool_5A | 5
12656 | 26426 | WV | RFCWc | Cool | RFCWc_Cool_5A | 5
12657 | 26431 | WV | RFCWc | Cool | RFCWc_Cool_5A | 5
12658 | 26438 | WV | RFCWc | Cool | RFCWc_Cool_5A | 5
12659 | 26448 | WV | RFCWc | Cool | RFCWc_Cool_5A | 5
12660 | 26451 | WV | RFCWc | Cool | RFCWc_Cool_5A | 5
12661 | 26463 | WV | RFCWc | Cool | RFCWc_Cool_5A | 5
12662 | 26554 | WV | RFCWc | Cool | RFCWc_Cool_5A | 5
12663 | 26568 | WV | RFCWc | Cool | RFCWc_Cool_5A | 5
12664 | 26339 | WV | RFCWc | Cool | RFCWc_Cool_5A | 5
12665 | 26436 | WV | RFCWc | Cool | RFCWc_Cool_5A | 5
12666 | 26424 | WV | RFCWc | Cool | RFCWc_Cool_5A | 5
12667 | 26435 | WV | RFCWc | Cool | RFCWc_Cool_5A | 5
12668 | 26555 | WV | RFCWc | Cool | RFCWc_Cool_5A | 5
12669 | 26559 | WV | RFCWc | Cool | RFCWc_Cool_5A | 5
12670 | 26560 | WV | RFCWc | Cool | RFCWc_Cool_5A | 5
12671 | 26563 | WV | RFCWc | Cool | RFCWc_Cool_5A | 5
12672 | 26566 | WV | RFCWc | Cool | RFCWc_Cool_5A | 5
12673 | 26570 | WV | RFCWc | Cool | RFCWc_Cool_5A | 5
12674 | 26571 | WV | RFCWc | Cool | RFCWc_Cool_5A | 5
12675 | 26572 | WV | RFCWc | Cool | RFCWc_Cool_5A | 5
12676 | 26574 | WV | RFCWc | Cool | RFCWc_Cool_5A | 5
12677 | 26576 | WV | RFCWc | Cool | RFCWc_Cool_5A | 5
12678 | 26578 | WV | RFCWc | Cool | RFCWc_Cool_5A | 5
12679 | 26586 | WV | RFCWc | Cool | RFCWc_Cool_5A | 5
12680 | 26587 | WV | RFCWc | Cool | RFCWc_Cool_5A | 5
12681 | 26588 | WV | RFCWc | Cool | RFCWc_Cool_5A | 5
12682 | 26591 | WV | RFCWc | Cool | RFCWc_Cool_5A | 5
12683 | 26501 | WV | RFCWc | Cool | RFCWc_Cool_5A | 5
12684 | 26504 | WV | RFCWc | Cool | RFCWc_Cool_5A | 5
12685 | 26505 | WV | RFCWc | Cool | RFCWc_Cool_5A | 5
12686 | 26506 | WV | RFCWc | Cool | RFCWc_Cool_5A | 5
12687 | 26507 | WV | RFCWc | Cool | RFCWc_Cool_5A | 5
12688 | 26521 | WV | RFCWc | Cool | RFCWc_Cool_5A | 5
12689 | 26527 | WV | RFCWc | Cool | RFCWc_Cool_5A | 5
12690 | 26531 | WV | RFCWc | Cool | RFCWc_Cool_5A | 5
12691 | 26534 | WV | RFCWc | Cool | RFCWc_Cool_5A | 5
12692 | 26541 | WV | RFCWc | Cool | RFCWc_Cool_5A | 5
12693 | 26543 | WV | RFCWc | Cool | RFCWc_Cool_5A | 5
12694 | 26544 | WV | RFCWc | Cool | RFCWc_Cool_5A | 5
12695 | 26546 | WV | RFCWc | Cool | RFCWc_Cool_5A | 5
12696 | 26590 | WV | RFCWc | Cool | RFCWc_Cool_5A | 5
12697 | 26707 | WV | RFCWc | Cool | RFCWc_Cool_5A | 5
12698 | 26717 | WV | RFCWc | Cool | RFCWc_Cool_5A | 5
12699 | 26720 | WV | RFCWc | Cool | RFCWc_Cool_5A | 5
12700 | 26726 | WV | RFCWc | Cool | RFCWc_Cool_5A | 5
12701 | 26731 | WV | RFCWc | Cool | RFCWc_Cool_5A | 5
12702 | 26739 | WV | RFCWc | Cool | RFCWc_Cool_5A | 5
12703 | 26743 | WV | RFCWc | Cool | RFCWc_Cool_5A | 5
12704 | 26833 | WV | RFCWc | Cool | RFCWc_Cool_5A | 5
12705 | 26836 | WV | RFCWc | Cool | RFCWc_Cool_5A | 5
12706 | 26847 | WV | RFCWc | Cool | RFCWc_Cool_5A | 5
12707 | 26855 | WV | RFCWc | Cool | RFCWc_Cool_5A | 5
12708 | 26866 | WV | RFCWc | Cool | RFCWc_Cool_5A | 5
12709 | 26719 | WV | RFCWc | Cool | RFCWc_Cool_5A | 5
12710 | 26750 | WV | RFCWc | Cool | RFCWc_Cool_5A | 5
12711 | 26753 | WV | RFCWc | Cool | RFCWc_Cool_5A | 5
12712 | 26767 | WV | RFCWc | Cool | RFCWc_Cool_5A | 5
12713 | 26801 | WV | RFCWc | Cool | RFCWc_Cool_5A | 5
12714 | 26810 | WV | RFCWc | Cool | RFCWc_Cool_5A | 5
12715 | 26812 | WV | RFCWc | Cool | RFCWc_Cool_5A | 5
12716 | 26815 | WV | RFCWc | Cool | RFCWc_Cool_5A | 5
12717 | 26838 | WV | RFCWc | Cool | RFCWc_Cool_5A | 5
12718 | 26802 | WV | RFCWc | Cool | RFCWc_Cool_5A | 5
12719 | 26804 | WV | RFCWc | Cool | RFCWc_Cool_5A | 5
12720 | 26807 | WV | RFCWc | Cool | RFCWc_Cool_5A | 5
12721 | 26814 | WV | RFCWc | Cool | RFCWc_Cool_5A | 5
12722 | 26884 | WV | RFCWc | Cool | RFCWc_Cool_5A | 5
12723 | 26886 | WV | RFCWc | Cool | RFCWc_Cool_5A | 5
12724 | 28604 | NC | SRVCc | Cool | SRVCc_Cool_5A | 5
12725 | 28607 | NC | SRVCc | Cool | SRVCc_Cool_5A | 5
12726 | 28608 | NC | SRVCc | Cool | SRVCc_Cool_5A | 5
12727 | 28622 | NC | SRVCc | Cool | SRVCc_Cool_5A | 5
12728 | 28679 | NC | SRVCc | Cool | SRVCc_Cool_5A | 5
12729 | 28684 | NC | SRVCc | Cool | SRVCc_Cool_5A | 5
12730 | 28692 | NC | SRVCc | Cool | SRVCc_Cool_5A | 5
12731 | 28698 | NC | SRVCc | Cool | SRVCc_Cool_5A | 5
12732 | 28616 | NC | SRVCc | Cool | SRVCc_Cool_5A | 5
12733 | 28646 | NC | SRVCc | Cool | SRVCc_Cool_5A | 5
12734 | 28652 | NC | SRVCc | Cool | SRVCc_Cool_5A | 5
12735 | 28653 | NC | SRVCc | Cool | SRVCc_Cool_5A | 5
12736 | 28662 | NC | SRVCc | Cool | SRVCc_Cool_5A | 5
12737 | 28664 | NC | SRVCc | Cool | SRVCc_Cool_5A | 5
12738 | 28705 | NC | SRVCc | Cool | SRVCc_Cool_5A | 5
12739 | 28615 | NC | SRVCc | Cool | SRVCc_Cool_5A | 5
12740 | 28617 | NC | SRVCc | Cool | SRVCc_Cool_5A | 5
12741 | 28626 | NC | SRVCc | Cool | SRVCc_Cool_5A | 5
12742 | 28629 | NC | SRVCc | Cool | SRVCc_Cool_5A | 5
12743 | 28631 | NC | SRVCc | Cool | SRVCc_Cool_5A | 5
12744 | 28643 | NC | SRVCc | Cool | SRVCc_Cool_5A | 5
12745 | 28672 | NC | SRVCc | Cool | SRVCc_Cool_5A | 5
12746 | 28693 | NC | SRVCc | Cool | SRVCc_Cool_5A | 5
12747 | 28627 | NC | SRVCc | Cool | SRVCc_Cool_5A | 5
12748 | 28663 | NC | SRVCc | Cool | SRVCc_Cool_5A | 5
12749 | 28668 | NC | SRVCc | Cool | SRVCc_Cool_5A | 5
12750 | 28740 | NC | SRVCc | Cool | SRVCc_Cool_5A | 5
12751 | 28765 | NC | SRVCc | Cool | SRVCc_Cool_5A | 5
12752 | 28755 | NC | SRVCc | Cool | SRVCc_Cool_5A | 5
12753 | 43001 | OH | RFCWc | Cool | RFCWc_Cool_5A | 5
12754 | 43004 | OH | RFCWc | Cool | RFCWc_Cool_5A | 5
12755 | 43008 | OH | RFCWc | Cool | RFCWc_Cool_5A | 5
12756 | 43011 | OH | RFCWc | Cool | RFCWc_Cool_5A | 5
12757 | 43013 | OH | RFCWc | Cool | RFCWc_Cool_5A | 5
12758 | 43018 | OH | RFCWc | Cool | RFCWc_Cool_5A | 5
12759 | 43023 | OH | RFCWc | Cool | RFCWc_Cool_5A | 5
12760 | 43025 | OH | RFCWc | Cool | RFCWc_Cool_5A | 5
12761 | 43027 | OH | RFCWc | Cool | RFCWc_Cool_5A | 5
12762 | 43030 | OH | RFCWc | Cool | RFCWc_Cool_5A | 5
12763 | 43031 | OH | RFCWc | Cool | RFCWc_Cool_5A | 5
12764 | 43033 | OH | RFCWc | Cool | RFCWc_Cool_5A | 5
12765 | 43046 | OH | RFCWc | Cool | RFCWc_Cool_5A | 5
12766 | 43050 | OH | RFCWc | Cool | RFCWc_Cool_5A | 5
12767 | 43054 | OH | RFCWc | Cool | RFCWc_Cool_5A | 5
12768 | 43055 | OH | RFCWc | Cool | RFCWc_Cool_5A | 5
12769 | 43056 | OH | RFCWc | Cool | RFCWc_Cool_5A | 5
12770 | 43058 | OH | RFCWc | Cool | RFCWc_Cool_5A | 5
12771 | 43062 | OH | RFCWc | Cool | RFCWc_Cool_5A | 5
12772 | 43068 | OH | RFCWc | Cool | RFCWc_Cool_5A | 5
12773 | 43071 | OH | RFCWc | Cool | RFCWc_Cool_5A | 5
12774 | 43073 | OH | RFCWc | Cool | RFCWc_Cool_5A | 5
12775 | 43074 | OH | RFCWc | Cool | RFCWc_Cool_5A | 5
12776 | 43076 | OH | RFCWc | Cool | RFCWc_Cool_5A | 5
12777 | 43080 | OH | RFCWc | Cool | RFCWc_Cool_5A | 5
12778 | 43105 | OH | RFCWc | Cool | RFCWc_Cool_5A | 5
12779 | 43147 | OH | RFCWc | Cool | RFCWc_Cool_5A | 5
12780 | 43721 | OH | RFCWc | Cool | RFCWc_Cool_5A | 5
12781 | 43739 | OH | RFCWc | Cool | RFCWc_Cool_5A | 5
12782 | 43740 | OH | RFCWc | Cool | RFCWc_Cool_5A | 5
12783 | 43746 | OH | RFCWc | Cool | RFCWc_Cool_5A | 5
12784 | 43760 | OH | RFCWc | Cool | RFCWc_Cool_5A | 5
12785 | 43822 | OH | RFCWc | Cool | RFCWc_Cool_5A | 5
12786 | 43830 | OH | RFCWc | Cool | RFCWc_Cool_5A | 5
12787 | 43002 | OH | RFCWc | Cool | RFCWc_Cool_5A | 5
12788 | 43016 | OH | RFCWc | Cool | RFCWc_Cool_5A | 5
12789 | 43017 | OH | RFCWc | Cool | RFCWc_Cool_5A | 5
12790 | 43026 | OH | RFCWc | Cool | RFCWc_Cool_5A | 5
12791 | 43064 | OH | RFCWc | Cool | RFCWc_Cool_5A | 5
12792 | 43065 | OH | RFCWc | Cool | RFCWc_Cool_5A | 5
12793 | 43069 | OH | RFCWc | Cool | RFCWc_Cool_5A | 5
12794 | 43081 | OH | RFCWc | Cool | RFCWc_Cool_5A | 5
12795 | 43082 | OH | RFCWc | Cool | RFCWc_Cool_5A | 5
12796 | 43085 | OH | RFCWc | Cool | RFCWc_Cool_5A | 5
12797 | 43086 | OH | RFCWc | Cool | RFCWc_Cool_5A | 5
12798 | 43109 | OH | RFCWc | Cool | RFCWc_Cool_5A | 5
12799 | 43110 | OH | RFCWc | Cool | RFCWc_Cool_5A | 5
12800 | 43119 | OH | RFCWc | Cool | RFCWc_Cool_5A | 5
12801 | 43123 | OH | RFCWc | Cool | RFCWc_Cool_5A | 5
12802 | 43125 | OH | RFCWc | Cool | RFCWc_Cool_5A | 5
12803 | 43126 | OH | RFCWc | Cool | RFCWc_Cool_5A | 5
12804 | 43137 | OH | RFCWc | Cool | RFCWc_Cool_5A | 5
12805 | 43140 | OH | RFCWc | Cool | RFCWc_Cool_5A | 5
12806 | 43146 | OH | RFCWc | Cool | RFCWc_Cool_5A | 5
12807 | 43194 | OH | RFCWc | Cool | RFCWc_Cool_5A | 5
12808 | 43195 | OH | RFCWc | Cool | RFCWc_Cool_5A | 5
12809 | 43201 | OH | RFCWc | Cool | RFCWc_Cool_5A | 5
12810 | 43202 | OH | RFCWc | Cool | RFCWc_Cool_5A | 5
12811 | 43203 | OH | RFCWc | Cool | RFCWc_Cool_5A | 5
12812 | 43204 | OH | RFCWc | Cool | RFCWc_Cool_5A | 5
12813 | 43205 | OH | RFCWc | Cool | RFCWc_Cool_5A | 5
12814 | 43206 | OH | RFCWc | Cool | RFCWc_Cool_5A | 5
12815 | 43207 | OH | RFCWc | Cool | RFCWc_Cool_5A | 5
12816 | 43209 | OH | RFCWc | Cool | RFCWc_Cool_5A | 5
12817 | 43210 | OH | RFCWc | Cool | RFCWc_Cool_5A | 5
12818 | 43211 | OH | RFCWc | Cool | RFCWc_Cool_5A | 5
12819 | 43212 | OH | RFCWc | Cool | RFCWc_Cool_5A | 5
12820 | 43213 | OH | RFCWc | Cool | RFCWc_Cool_5A | 5
12821 | 43214 | OH | RFCWc | Cool | RFCWc_Cool_5A | 5
12822 | 43215 | OH | RFCWc | Cool | RFCWc_Cool_5A | 5
12823 | 43216 | OH | RFCWc | Cool | RFCWc_Cool_5A | 5
12824 | 43217 | OH | RFCWc | Cool | RFCWc_Cool_5A | 5
12825 | 43218 | OH | RFCWc | Cool | RFCWc_Cool_5A | 5
12826 | 43219 | OH | RFCWc | Cool | RFCWc_Cool_5A | 5
12827 | 43220 | OH | RFCWc | Cool | RFCWc_Cool_5A | 5
12828 | 43221 | OH | RFCWc | Cool | RFCWc_Cool_5A | 5
12829 | 43222 | OH | RFCWc | Cool | RFCWc_Cool_5A | 5
12830 | 43223 | OH | RFCWc | Cool | RFCWc_Cool_5A | 5
12831 | 43224 | OH | RFCWc | Cool | RFCWc_Cool_5A | 5
12832 | 43226 | OH | RFCWc | Cool | RFCWc_Cool_5A | 5
12833 | 43227 | OH | RFCWc | Cool | RFCWc_Cool_5A | 5
12834 | 43228 | OH | RFCWc | Cool | RFCWc_Cool_5A | 5
12835 | 43229 | OH | RFCWc | Cool | RFCWc_Cool_5A | 5
12836 | 43230 | OH | RFCWc | Cool | RFCWc_Cool_5A | 5
12837 | 43231 | OH | RFCWc | Cool | RFCWc_Cool_5A | 5
12838 | 43232 | OH | RFCWc | Cool | RFCWc_Cool_5A | 5
12839 | 43234 | OH | RFCWc | Cool | RFCWc_Cool_5A | 5
12840 | 43235 | OH | RFCWc | Cool | RFCWc_Cool_5A | 5
12841 | 43236 | OH | RFCWc | Cool | RFCWc_Cool_5A | 5
12842 | 43251 | OH | RFCWc | Cool | RFCWc_Cool_5A | 5
12843 | 43287 | OH | RFCWc | Cool | RFCWc_Cool_5A | 5
12844 | 43291 | OH | RFCWc | Cool | RFCWc_Cool_5A | 5
12845 | 43003 | OH | RFCWc | Cool | RFCWc_Cool_5A | 5
12846 | 43019 | OH | RFCWc | Cool | RFCWc_Cool_5A | 5
12847 | 43314 | OH | RFCWc | Cool | RFCWc_Cool_5A | 5
12848 | 43315 | OH | RFCWc | Cool | RFCWc_Cool_5A | 5
12849 | 43317 | OH | RFCWc | Cool | RFCWc_Cool_5A | 5
12850 | 43320 | OH | RFCWc | Cool | RFCWc_Cool_5A | 5
12851 | 43321 | OH | RFCWc | Cool | RFCWc_Cool_5A | 5
12852 | 43325 | OH | RFCWc | Cool | RFCWc_Cool_5A | 5
12853 | 43334 | OH | RFCWc | Cool | RFCWc_Cool_5A | 5
12854 | 43338 | OH | RFCWc | Cool | RFCWc_Cool_5A | 5
12855 | 43349 | OH | RFCWc | Cool | RFCWc_Cool_5A | 5
12856 | 43350 | OH | RFCWc | Cool | RFCWc_Cool_5A | 5
12857 | 43356 | OH | RFCWc | Cool | RFCWc_Cool_5A | 5
12858 | 44813 | OH | RFCWc | Cool | RFCWc_Cool_5A | 5
12859 | 44833 | OH | RFCWc | Cool | RFCWc_Cool_5A | 5
12860 | 44903 | OH | RFCWc | Cool | RFCWc_Cool_5A | 5
12861 | 44904 | OH | RFCWc | Cool | RFCWc_Cool_5A | 5
12862 | 43015 | OH | RFCWc | Cool | RFCWc_Cool_5A | 5
12863 | 43021 | OH | RFCWc | Cool | RFCWc_Cool_5A | 5
12864 | 43035 | OH | RFCWc | Cool | RFCWc_Cool_5A | 5
12865 | 43040 | OH | RFCWc | Cool | RFCWc_Cool_5A | 5
12866 | 43061 | OH | RFCWc | Cool | RFCWc_Cool_5A | 5
12867 | 43066 | OH | RFCWc | Cool | RFCWc_Cool_5A | 5
12868 | 43240 | OH | RFCWc | Cool | RFCWc_Cool_5A | 5
12869 | 43342 | OH | RFCWc | Cool | RFCWc_Cool_5A | 5
12870 | 43344 | OH | RFCWc | Cool | RFCWc_Cool_5A | 5
12871 | 43005 | OH | RFCWc | Cool | RFCWc_Cool_5A | 5
12872 | 43006 | OH | RFCWc | Cool | RFCWc_Cool_5A | 5
12873 | 43014 | OH | RFCWc | Cool | RFCWc_Cool_5A | 5
12874 | 43022 | OH | RFCWc | Cool | RFCWc_Cool_5A | 5
12875 | 43028 | OH | RFCWc | Cool | RFCWc_Cool_5A | 5
12876 | 43037 | OH | RFCWc | Cool | RFCWc_Cool_5A | 5
12877 | 43048 | OH | RFCWc | Cool | RFCWc_Cool_5A | 5
12878 | 43843 | OH | RFCWc | Cool | RFCWc_Cool_5A | 5
12879 | 43844 | OH | RFCWc | Cool | RFCWc_Cool_5A | 5
12880 | 44628 | OH | RFCWc | Cool | RFCWc_Cool_5A | 5
12881 | 44822 | OH | RFCWc | Cool | RFCWc_Cool_5A | 5
12882 | 44842 | OH | RFCWc | Cool | RFCWc_Cool_5A | 5
12883 | 43749 | OH | RFCWc | Cool | RFCWc_Cool_5A | 5
12884 | 43803 | OH | RFCWc | Cool | RFCWc_Cool_5A | 5
12885 | 43804 | OH | RFCWc | Cool | RFCWc_Cool_5A | 5
12886 | 43805 | OH | RFCWc | Cool | RFCWc_Cool_5A | 5
12887 | 43811 | OH | RFCWc | Cool | RFCWc_Cool_5A | 5
12888 | 43812 | OH | RFCWc | Cool | RFCWc_Cool_5A | 5
12889 | 43821 | OH | RFCWc | Cool | RFCWc_Cool_5A | 5
12890 | 43824 | OH | RFCWc | Cool | RFCWc_Cool_5A | 5
12891 | 43828 | OH | RFCWc | Cool | RFCWc_Cool_5A | 5
12892 | 43832 | OH | RFCWc | Cool | RFCWc_Cool_5A | 5
12893 | 43836 | OH | RFCWc | Cool | RFCWc_Cool_5A | 5
12894 | 43840 | OH | RFCWc | Cool | RFCWc_Cool_5A | 5
12895 | 43845 | OH | RFCWc | Cool | RFCWc_Cool_5A | 5
12896 | 44637 | OH | RFCWc | Cool | RFCWc_Cool_5A | 5
12897 | 44654 | OH | RFCWc | Cool | RFCWc_Cool_5A | 5
12898 | 44610 | OH | RFCWc | Cool | RFCWc_Cool_5A | 5
12899 | 44611 | OH | RFCWc | Cool | RFCWc_Cool_5A | 5
12900 | 44617 | OH | RFCWc | Cool | RFCWc_Cool_5A | 5
12901 | 44624 | OH | RFCWc | Cool | RFCWc_Cool_5A | 5
12902 | 44627 | OH | RFCWc | Cool | RFCWc_Cool_5A | 5
12903 | 44633 | OH | RFCWc | Cool | RFCWc_Cool_5A | 5
12904 | 44638 | OH | RFCWc | Cool | RFCWc_Cool_5A | 5
12905 | 44660 | OH | RFCWc | Cool | RFCWc_Cool_5A | 5
12906 | 44661 | OH | RFCWc | Cool | RFCWc_Cool_5A | 5
12907 | 44676 | OH | RFCWc | Cool | RFCWc_Cool_5A | 5
12908 | 44681 | OH | RFCWc | Cool | RFCWc_Cool_5A | 5
12909 | 44687 | OH | RFCWc | Cool | RFCWc_Cool_5A | 5
12910 | 44689 | OH | RFCWc | Cool | RFCWc_Cool_5A | 5
12911 | 44690 | OH | RFCWc | Cool | RFCWc_Cool_5A | 5
12912 | 43007 | OH | RFCWc | Cool | RFCWc_Cool_5A | 5
12913 | 43029 | OH | RFCWc | Cool | RFCWc_Cool_5A | 5
12914 | 43036 | OH | RFCWc | Cool | RFCWc_Cool_5A | 5
12915 | 43045 | OH | RFCWc | Cool | RFCWc_Cool_5A | 5
12916 | 43060 | OH | RFCWc | Cool | RFCWc_Cool_5A | 5
12917 | 43067 | OH | RFCWc | Cool | RFCWc_Cool_5A | 5
12918 | 43077 | OH | RFCWc | Cool | RFCWc_Cool_5A | 5
12919 | 43084 | OH | RFCWc | Cool | RFCWc_Cool_5A | 5
12920 | 43302 | OH | RFCWc | Cool | RFCWc_Cool_5A | 5
12921 | 43319 | OH | RFCWc | Cool | RFCWc_Cool_5A | 5
12922 | 43340 | OH | RFCWc | Cool | RFCWc_Cool_5A | 5
12923 | 43345 | OH | RFCWc | Cool | RFCWc_Cool_5A | 5
12924 | 43358 | OH | RFCWc | Cool | RFCWc_Cool_5A | 5
12925 | 43009 | OH | RFCWc | Cool | RFCWc_Cool_5A | 5
12926 | 43044 | OH | RFCWc | Cool | RFCWc_Cool_5A | 5
12927 | 43047 | OH | RFCWc | Cool | RFCWc_Cool_5A | 5
12928 | 43070 | OH | RFCWc | Cool | RFCWc_Cool_5A | 5
12929 | 43072 | OH | RFCWc | Cool | RFCWc_Cool_5A | 5
12930 | 43078 | OH | RFCWc | Cool | RFCWc_Cool_5A | 5
12931 | 43083 | OH | RFCWc | Cool | RFCWc_Cool_5A | 5
12932 | 43318 | OH | RFCWc | Cool | RFCWc_Cool_5A | 5
12933 | 43343 | OH | RFCWc | Cool | RFCWc_Cool_5A | 5
12934 | 43357 | OH | RFCWc | Cool | RFCWc_Cool_5A | 5
12935 | 45312 | OH | RFCWc | Cool | RFCWc_Cool_5A | 5
12936 | 45317 | OH | RFCWc | Cool | RFCWc_Cool_5A | 5
12937 | 45344 | OH | RFCWc | Cool | RFCWc_Cool_5A | 5
12938 | 45365 | OH | RFCWc | Cool | RFCWc_Cool_5A | 5
12939 | 45389 | OH | RFCWc | Cool | RFCWc_Cool_5A | 5
12940 | 45502 | OH | RFCWc | Cool | RFCWc_Cool_5A | 5
12941 | 43010 | OH | RFCWc | Cool | RFCWc_Cool_5A | 5
12942 | 43153 | OH | RFCWc | Cool | RFCWc_Cool_5A | 5
12943 | 45314 | OH | RFCWc | Cool | RFCWc_Cool_5A | 5
12944 | 45316 | OH | RFCWc | Cool | RFCWc_Cool_5A | 5
12945 | 45319 | OH | RFCWc | Cool | RFCWc_Cool_5A | 5
12946 | 45323 | OH | RFCWc | Cool | RFCWc_Cool_5A | 5
12947 | 45324 | OH | RFCWc | Cool | RFCWc_Cool_5A | 5
12948 | 45341 | OH | RFCWc | Cool | RFCWc_Cool_5A | 5
12949 | 45349 | OH | RFCWc | Cool | RFCWc_Cool_5A | 5
12950 | 45368 | OH | RFCWc | Cool | RFCWc_Cool_5A | 5
12951 | 45369 | OH | RFCWc | Cool | RFCWc_Cool_5A | 5
12952 | 45372 | OH | RFCWc | Cool | RFCWc_Cool_5A | 5
12953 | 45387 | OH | RFCWc | Cool | RFCWc_Cool_5A | 5
12954 | 45501 | OH | RFCWc | Cool | RFCWc_Cool_5A | 5
12955 | 45503 | OH | RFCWc | Cool | RFCWc_Cool_5A | 5
12956 | 45504 | OH | RFCWc | Cool | RFCWc_Cool_5A | 5
12957 | 45505 | OH | RFCWc | Cool | RFCWc_Cool_5A | 5
12958 | 45506 | OH | RFCWc | Cool | RFCWc_Cool_5A | 5
12959 | 44805 | OH | RFCWc | Cool | RFCWc_Cool_5A | 5
12960 | 44827 | OH | RFCWc | Cool | RFCWc_Cool_5A | 5
12961 | 44837 | OH | RFCWc | Cool | RFCWc_Cool_5A | 5
12962 | 44843 | OH | RFCWc | Cool | RFCWc_Cool_5A | 5
12963 | 44862 | OH | RFCWc | Cool | RFCWc_Cool_5A | 5
12964 | 44864 | OH | RFCWc | Cool | RFCWc_Cool_5A | 5
12965 | 44865 | OH | RFCWc | Cool | RFCWc_Cool_5A | 5
12966 | 44875 | OH | RFCWc | Cool | RFCWc_Cool_5A | 5
12967 | 44878 | OH | RFCWc | Cool | RFCWc_Cool_5A | 5
12968 | 44901 | OH | RFCWc | Cool | RFCWc_Cool_5A | 5
12969 | 44902 | OH | RFCWc | Cool | RFCWc_Cool_5A | 5
12970 | 44905 | OH | RFCWc | Cool | RFCWc_Cool_5A | 5
12971 | 44906 | OH | RFCWc | Cool | RFCWc_Cool_5A | 5
12972 | 44907 | OH | RFCWc | Cool | RFCWc_Cool_5A | 5
12973 | 43102 | OH | RFCWc | Cool | RFCWc_Cool_5A | 5
12974 | 43103 | OH | RFCWc | Cool | RFCWc_Cool_5A | 5
12975 | 43107 | OH | RFCWc | Cool | RFCWc_Cool_5A | 5
12976 | 43112 | OH | RFCWc | Cool | RFCWc_Cool_5A | 5
12977 | 43113 | OH | RFCWc | Cool | RFCWc_Cool_5A | 5
12978 | 43130 | OH | RFCWc | Cool | RFCWc_Cool_5A | 5
12979 | 43136 | OH | RFCWc | Cool | RFCWc_Cool_5A | 5
12980 | 43148 | OH | RFCWc | Cool | RFCWc_Cool_5A | 5
12981 | 43150 | OH | RFCWc | Cool | RFCWc_Cool_5A | 5
12982 | 43154 | OH | RFCWc | Cool | RFCWc_Cool_5A | 5
12983 | 43155 | OH | RFCWc | Cool | RFCWc_Cool_5A | 5
12984 | 43157 | OH | RFCWc | Cool | RFCWc_Cool_5A | 5
12985 | 43143 | OH | RFCWc | Cool | RFCWc_Cool_5A | 5
12986 | 43151 | OH | RFCWc | Cool | RFCWc_Cool_5A | 5
12987 | 43162 | OH | RFCWc | Cool | RFCWc_Cool_5A | 5
12988 | 43701 | OH | RFCWc | Cool | RFCWc_Cool_5A | 5
12989 | 43702 | OH | RFCWc | Cool | RFCWc_Cool_5A | 5
12990 | 43720 | OH | RFCWc | Cool | RFCWc_Cool_5A | 5
12991 | 43727 | OH | RFCWc | Cool | RFCWc_Cool_5A | 5
12992 | 43732 | OH | RFCWc | Cool | RFCWc_Cool_5A | 5
12993 | 43734 | OH | RFCWc | Cool | RFCWc_Cool_5A | 5
12994 | 43735 | OH | RFCWc | Cool | RFCWc_Cool_5A | 5
12995 | 43738 | OH | RFCWc | Cool | RFCWc_Cool_5A | 5
12996 | 43756 | OH | RFCWc | Cool | RFCWc_Cool_5A | 5
12997 | 43762 | OH | RFCWc | Cool | RFCWc_Cool_5A | 5
12998 | 43767 | OH | RFCWc | Cool | RFCWc_Cool_5A | 5
12999 | 43771 | OH | RFCWc | Cool | RFCWc_Cool_5A | 5
13000 | 43777 | OH | RFCWc | Cool | RFCWc_Cool_5A | 5
13001 | 43791 | OH | RFCWc | Cool | RFCWc_Cool_5A | 5
13002 | 43802 | OH | RFCWc | Cool | RFCWc_Cool_5A | 5
13003 | 43842 | OH | RFCWc | Cool | RFCWc_Cool_5A | 5
13004 | 43310 | OH | RFCWc | Cool | RFCWc_Cool_5A | 5
13005 | 43311 | OH | RFCWc | Cool | RFCWc_Cool_5A | 5
13006 | 43324 | OH | RFCWc | Cool | RFCWc_Cool_5A | 5
13007 | 43331 | OH | RFCWc | Cool | RFCWc_Cool_5A | 5
13008 | 43333 | OH | RFCWc | Cool | RFCWc_Cool_5A | 5
13009 | 43336 | OH | RFCWc | Cool | RFCWc_Cool_5A | 5
13010 | 43347 | OH | RFCWc | Cool | RFCWc_Cool_5A | 5
13011 | 43348 | OH | RFCWc | Cool | RFCWc_Cool_5A | 5
13012 | 43360 | OH | RFCWc | Cool | RFCWc_Cool_5A | 5
13013 | 45334 | OH | RFCWc | Cool | RFCWc_Cool_5A | 5
13014 | 45895 | OH | RFCWc | Cool | RFCWc_Cool_5A | 5
13015 | 43138 | OH | RFCWc | Cool | RFCWc_Cool_5A | 5
13016 | 43730 | OH | RFCWc | Cool | RFCWc_Cool_5A | 5
13017 | 43731 | OH | RFCWc | Cool | RFCWc_Cool_5A | 5
13018 | 43748 | OH | RFCWc | Cool | RFCWc_Cool_5A | 5
13019 | 43761 | OH | RFCWc | Cool | RFCWc_Cool_5A | 5
13020 | 43764 | OH | RFCWc | Cool | RFCWc_Cool_5A | 5
13021 | 43766 | OH | RFCWc | Cool | RFCWc_Cool_5A | 5
13022 | 43782 | OH | RFCWc | Cool | RFCWc_Cool_5A | 5
13023 | 43783 | OH | RFCWc | Cool | RFCWc_Cool_5A | 5
13024 | 45732 | OH | RFCWc | Cool | RFCWc_Cool_5A | 5
13025 | 43101 | OH | RFCWc | Cool | RFCWc_Cool_5A | 5
13026 | 43115 | OH | RFCWc | Cool | RFCWc_Cool_5A | 5
13027 | 43116 | OH | RFCWc | Cool | RFCWc_Cool_5A | 5
13028 | 43117 | OH | RFCWc | Cool | RFCWc_Cool_5A | 5
13029 | 43135 | OH | RFCWc | Cool | RFCWc_Cool_5A | 5
13030 | 43145 | OH | RFCWc | Cool | RFCWc_Cool_5A | 5
13031 | 43156 | OH | RFCWc | Cool | RFCWc_Cool_5A | 5
13032 | 43164 | OH | RFCWc | Cool | RFCWc_Cool_5A | 5
13033 | 45644 | OH | RFCWc | Cool | RFCWc_Cool_5A | 5
13034 | 43160 | OH | RFCWc | Cool | RFCWc_Cool_5A | 5
13035 | 45123 | OH | RFCWc | Cool | RFCWc_Cool_5A | 5
13036 | 45601 | OH | RFCWc | Cool | RFCWc_Cool_5A | 5
13037 | 45612 | OH | RFCWc | Cool | RFCWc_Cool_5A | 5
13038 | 45617 | OH | RFCWc | Cool | RFCWc_Cool_5A | 5
13039 | 45628 | OH | RFCWc | Cool | RFCWc_Cool_5A | 5
13040 | 45633 | OH | RFCWc | Cool | RFCWc_Cool_5A | 5
13041 | 45647 | OH | RFCWc | Cool | RFCWc_Cool_5A | 5
13042 | 45672 | OH | RFCWc | Cool | RFCWc_Cool_5A | 5
13043 | 45673 | OH | RFCWc | Cool | RFCWc_Cool_5A | 5
13044 | 45681 | OH | RFCWc | Cool | RFCWc_Cool_5A | 5
13045 | 45690 | OH | RFCWc | Cool | RFCWc_Cool_5A | 5
13046 | 43111 | OH | RFCWc | Cool | RFCWc_Cool_5A | 5
13047 | 43127 | OH | RFCWc | Cool | RFCWc_Cool_5A | 5
13048 | 43144 | OH | RFCWc | Cool | RFCWc_Cool_5A | 5
13049 | 43149 | OH | RFCWc | Cool | RFCWc_Cool_5A | 5
13050 | 43152 | OH | RFCWc | Cool | RFCWc_Cool_5A | 5
13051 | 43158 | OH | RFCWc | Cool | RFCWc_Cool_5A | 5
13052 | 45622 | OH | RFCWc | Cool | RFCWc_Cool_5A | 5
13053 | 45654 | OH | RFCWc | Cool | RFCWc_Cool_5A | 5
13054 | 45764 | OH | RFCWc | Cool | RFCWc_Cool_5A | 5
13055 | 43106 | OH | RFCWc | Cool | RFCWc_Cool_5A | 5
13056 | 43128 | OH | RFCWc | Cool | RFCWc_Cool_5A | 5
13057 | 43142 | OH | RFCWc | Cool | RFCWc_Cool_5A | 5
13058 | 45135 | OH | RFCWc | Cool | RFCWc_Cool_5A | 5
13059 | 45169 | OH | RFCWc | Cool | RFCWc_Cool_5A | 5
13060 | 45335 | OH | RFCWc | Cool | RFCWc_Cool_5A | 5
13061 | 45068 | OH | RFCWc | Cool | RFCWc_Cool_5A | 5
13062 | 45301 | OH | RFCWc | Cool | RFCWc_Cool_5A | 5
13063 | 45305 | OH | RFCWc | Cool | RFCWc_Cool_5A | 5
13064 | 45307 | OH | RFCWc | Cool | RFCWc_Cool_5A | 5
13065 | 45370 | OH | RFCWc | Cool | RFCWc_Cool_5A | 5
13066 | 45384 | OH | RFCWc | Cool | RFCWc_Cool_5A | 5
13067 | 45385 | OH | RFCWc | Cool | RFCWc_Cool_5A | 5
13068 | 45424 | OH | RFCWc | Cool | RFCWc_Cool_5A | 5
13069 | 45430 | OH | RFCWc | Cool | RFCWc_Cool_5A | 5
13070 | 45431 | OH | RFCWc | Cool | RFCWc_Cool_5A | 5
13071 | 45432 | OH | RFCWc | Cool | RFCWc_Cool_5A | 5
13072 | 45433 | OH | RFCWc | Cool | RFCWc_Cool_5A | 5
13073 | 45434 | OH | RFCWc | Cool | RFCWc_Cool_5A | 5
13074 | 45435 | OH | RFCWc | Cool | RFCWc_Cool_5A | 5
13075 | 45440 | OH | RFCWc | Cool | RFCWc_Cool_5A | 5
13076 | 45458 | OH | RFCWc | Cool | RFCWc_Cool_5A | 5
13077 | 45459 | OH | RFCWc | Cool | RFCWc_Cool_5A | 5
13078 | 45481 | OH | RFCWc | Cool | RFCWc_Cool_5A | 5
13079 | 45634 | OH | RFCWc | Cool | RFCWc_Cool_5A | 5
13080 | 45651 | OH | RFCWc | Cool | RFCWc_Cool_5A | 5
13081 | 45686 | OH | RFCWc | Cool | RFCWc_Cool_5A | 5
13082 | 45692 | OH | RFCWc | Cool | RFCWc_Cool_5A | 5
13083 | 45695 | OH | RFCWc | Cool | RFCWc_Cool_5A | 5
13084 | 45698 | OH | RFCWc | Cool | RFCWc_Cool_5A | 5
13085 | 45710 | OH | RFCWc | Cool | RFCWc_Cool_5A | 5
13086 | 45741 | OH | RFCWc | Cool | RFCWc_Cool_5A | 5
13087 | 45766 | OH | RFCWc | Cool | RFCWc_Cool_5A | 5
13088 | 45107 | OH | RFCWc | Cool | RFCWc_Cool_5A | 5
13089 | 45113 | OH | RFCWc | Cool | RFCWc_Cool_5A | 5
13090 | 45142 | OH | RFCWc | Cool | RFCWc_Cool_5A | 5
13091 | 45146 | OH | RFCWc | Cool | RFCWc_Cool_5A | 5
13092 | 45148 | OH | RFCWc | Cool | RFCWc_Cool_5A | 5
13093 | 45159 | OH | RFCWc | Cool | RFCWc_Cool_5A | 5
13094 | 45164 | OH | RFCWc | Cool | RFCWc_Cool_5A | 5
13095 | 45166 | OH | RFCWc | Cool | RFCWc_Cool_5A | 5
13096 | 45177 | OH | RFCWc | Cool | RFCWc_Cool_5A | 5
13097 | 44818 | OH | RFCWc | Cool | RFCWc_Cool_5A | 5
13098 | 44820 | OH | RFCWc | Cool | RFCWc_Cool_5A | 5
13099 | 44825 | OH | RFCWc | Cool | RFCWc_Cool_5A | 5
13100 | 44849 | OH | RFCWc | Cool | RFCWc_Cool_5A | 5
13101 | 44854 | OH | RFCWc | Cool | RFCWc_Cool_5A | 5
13102 | 44856 | OH | RFCWc | Cool | RFCWc_Cool_5A | 5
13103 | 44860 | OH | RFCWc | Cool | RFCWc_Cool_5A | 5
13104 | 44881 | OH | RFCWc | Cool | RFCWc_Cool_5A | 5
13105 | 44882 | OH | RFCWc | Cool | RFCWc_Cool_5A | 5
13106 | 44887 | OH | RFCWc | Cool | RFCWc_Cool_5A | 5
13107 | 43322 | OH | RFCWc | Cool | RFCWc_Cool_5A | 5
13108 | 43323 | OH | RFCWc | Cool | RFCWc_Cool_5A | 5
13109 | 43326 | OH | RFCWc | Cool | RFCWc_Cool_5A | 5
13110 | 43332 | OH | RFCWc | Cool | RFCWc_Cool_5A | 5
13111 | 43337 | OH | RFCWc | Cool | RFCWc_Cool_5A | 5
13112 | 43341 | OH | RFCWc | Cool | RFCWc_Cool_5A | 5
13113 | 45843 | OH | RFCWc | Cool | RFCWc_Cool_5A | 5
13114 | 45801 | OH | RFCWc | Cool | RFCWc_Cool_5A | 5
13115 | 45802 | OH | RFCWc | Cool | RFCWc_Cool_5A | 5
13116 | 45804 | OH | RFCWc | Cool | RFCWc_Cool_5A | 5
13117 | 45805 | OH | RFCWc | Cool | RFCWc_Cool_5A | 5
13118 | 45806 | OH | RFCWc | Cool | RFCWc_Cool_5A | 5
13119 | 45807 | OH | RFCWc | Cool | RFCWc_Cool_5A | 5
13120 | 45808 | OH | RFCWc | Cool | RFCWc_Cool_5A | 5
13121 | 45809 | OH | RFCWc | Cool | RFCWc_Cool_5A | 5
13122 | 45810 | OH | RFCWc | Cool | RFCWc_Cool_5A | 5
13123 | 45812 | OH | RFCWc | Cool | RFCWc_Cool_5A | 5
13124 | 45817 | OH | RFCWc | Cool | RFCWc_Cool_5A | 5
13125 | 45820 | OH | RFCWc | Cool | RFCWc_Cool_5A | 5
13126 | 45830 | OH | RFCWc | Cool | RFCWc_Cool_5A | 5
13127 | 45833 | OH | RFCWc | Cool | RFCWc_Cool_5A | 5
13128 | 45844 | OH | RFCWc | Cool | RFCWc_Cool_5A | 5
13129 | 45850 | OH | RFCWc | Cool | RFCWc_Cool_5A | 5
13130 | 45854 | OH | RFCWc | Cool | RFCWc_Cool_5A | 5
13131 | 45877 | OH | RFCWc | Cool | RFCWc_Cool_5A | 5
13132 | 45887 | OH | RFCWc | Cool | RFCWc_Cool_5A | 5
13133 | 45894 | OH | RFCWc | Cool | RFCWc_Cool_5A | 5
13134 | 45896 | OH | RFCWc | Cool | RFCWc_Cool_5A | 5
13135 | 43346 | OH | RFCWc | Cool | RFCWc_Cool_5A | 5
13136 | 45835 | OH | RFCWc | Cool | RFCWc_Cool_5A | 5
13137 | 45836 | OH | RFCWc | Cool | RFCWc_Cool_5A | 5
13138 | 45841 | OH | RFCWc | Cool | RFCWc_Cool_5A | 5
13139 | 45859 | OH | RFCWc | Cool | RFCWc_Cool_5A | 5
13140 | 43316 | OH | RFCWc | Cool | RFCWc_Cool_5A | 5
13141 | 43410 | OH | RFCWc | Cool | RFCWc_Cool_5A | 5
13142 | 43457 | OH | RFCWc | Cool | RFCWc_Cool_5A | 5
13143 | 44802 | OH | RFCWc | Cool | RFCWc_Cool_5A | 5
13144 | 44807 | OH | RFCWc | Cool | RFCWc_Cool_5A | 5
13145 | 44809 | OH | RFCWc | Cool | RFCWc_Cool_5A | 5
13146 | 44811 | OH | RFCWc | Cool | RFCWc_Cool_5A | 5
13147 | 44815 | OH | RFCWc | Cool | RFCWc_Cool_5A | 5
13148 | 44828 | OH | RFCWc | Cool | RFCWc_Cool_5A | 5
13149 | 44830 | OH | RFCWc | Cool | RFCWc_Cool_5A | 5
13150 | 44836 | OH | RFCWc | Cool | RFCWc_Cool_5A | 5
13151 | 44841 | OH | RFCWc | Cool | RFCWc_Cool_5A | 5
13152 | 44844 | OH | RFCWc | Cool | RFCWc_Cool_5A | 5
13153 | 44845 | OH | RFCWc | Cool | RFCWc_Cool_5A | 5
13154 | 44853 | OH | RFCWc | Cool | RFCWc_Cool_5A | 5
13155 | 44861 | OH | RFCWc | Cool | RFCWc_Cool_5A | 5
13156 | 44867 | OH | RFCWc | Cool | RFCWc_Cool_5A | 5
13157 | 44883 | OH | RFCWc | Cool | RFCWc_Cool_5A | 5
13158 | 43516 | OH | RFCWc | Cool | RFCWc_Cool_5A | 5
13159 | 44804 | OH | RFCWc | Cool | RFCWc_Cool_5A | 5
13160 | 44817 | OH | RFCWc | Cool | RFCWc_Cool_5A | 5
13161 | 45814 | OH | RFCWc | Cool | RFCWc_Cool_5A | 5
13162 | 45816 | OH | RFCWc | Cool | RFCWc_Cool_5A | 5
13163 | 45839 | OH | RFCWc | Cool | RFCWc_Cool_5A | 5
13164 | 45840 | OH | RFCWc | Cool | RFCWc_Cool_5A | 5
13165 | 45856 | OH | RFCWc | Cool | RFCWc_Cool_5A | 5
13166 | 45858 | OH | RFCWc | Cool | RFCWc_Cool_5A | 5
13167 | 45867 | OH | RFCWc | Cool | RFCWc_Cool_5A | 5
13168 | 45868 | OH | RFCWc | Cool | RFCWc_Cool_5A | 5
13169 | 45872 | OH | RFCWc | Cool | RFCWc_Cool_5A | 5
13170 | 45881 | OH | RFCWc | Cool | RFCWc_Cool_5A | 5
13171 | 45889 | OH | RFCWc | Cool | RFCWc_Cool_5A | 5
13172 | 45890 | OH | RFCWc | Cool | RFCWc_Cool_5A | 5
13173 | 45897 | OH | RFCWc | Cool | RFCWc_Cool_5A | 5
13174 | 43330 | OH | RFCWc | Cool | RFCWc_Cool_5A | 5
13175 | 43351 | OH | RFCWc | Cool | RFCWc_Cool_5A | 5
13176 | 43359 | OH | RFCWc | Cool | RFCWc_Cool_5A | 5
13177 | 45306 | OH | RFCWc | Cool | RFCWc_Cool_5A | 5
13178 | 45819 | OH | RFCWc | Cool | RFCWc_Cool_5A | 5
13179 | 45822 | OH | RFCWc | Cool | RFCWc_Cool_5A | 5
13180 | 45845 | OH | RFCWc | Cool | RFCWc_Cool_5A | 5
13181 | 45862 | OH | RFCWc | Cool | RFCWc_Cool_5A | 5
13182 | 45865 | OH | RFCWc | Cool | RFCWc_Cool_5A | 5
13183 | 45869 | OH | RFCWc | Cool | RFCWc_Cool_5A | 5
13184 | 45870 | OH | RFCWc | Cool | RFCWc_Cool_5A | 5
13185 | 45871 | OH | RFCWc | Cool | RFCWc_Cool_5A | 5
13186 | 45884 | OH | RFCWc | Cool | RFCWc_Cool_5A | 5
13187 | 45885 | OH | RFCWc | Cool | RFCWc_Cool_5A | 5
13188 | 45888 | OH | RFCWc | Cool | RFCWc_Cool_5A | 5
13189 | 45302 | OH | RFCWc | Cool | RFCWc_Cool_5A | 5
13190 | 45326 | OH | RFCWc | Cool | RFCWc_Cool_5A | 5
13191 | 45333 | OH | RFCWc | Cool | RFCWc_Cool_5A | 5
13192 | 45336 | OH | RFCWc | Cool | RFCWc_Cool_5A | 5
13193 | 45340 | OH | RFCWc | Cool | RFCWc_Cool_5A | 5
13194 | 45353 | OH | RFCWc | Cool | RFCWc_Cool_5A | 5
13195 | 45356 | OH | RFCWc | Cool | RFCWc_Cool_5A | 5
13196 | 45360 | OH | RFCWc | Cool | RFCWc_Cool_5A | 5
13197 | 45363 | OH | RFCWc | Cool | RFCWc_Cool_5A | 5
13198 | 45367 | OH | RFCWc | Cool | RFCWc_Cool_5A | 5
13199 | 45380 | OH | RFCWc | Cool | RFCWc_Cool_5A | 5
13200 | 45388 | OH | RFCWc | Cool | RFCWc_Cool_5A | 5
13201 | 43402 | OH | RFCWc | Cool | RFCWc_Cool_5A | 5
13202 | 43403 | OH | RFCWc | Cool | RFCWc_Cool_5A | 5
13203 | 43406 | OH | RFCWc | Cool | RFCWc_Cool_5A | 5
13204 | 43413 | OH | RFCWc | Cool | RFCWc_Cool_5A | 5
13205 | 43414 | OH | RFCWc | Cool | RFCWc_Cool_5A | 5
13206 | 43430 | OH | RFCWc | Cool | RFCWc_Cool_5A | 5
13207 | 43431 | OH | RFCWc | Cool | RFCWc_Cool_5A | 5
13208 | 43437 | OH | RFCWc | Cool | RFCWc_Cool_5A | 5
13209 | 43441 | OH | RFCWc | Cool | RFCWc_Cool_5A | 5
13210 | 43443 | OH | RFCWc | Cool | RFCWc_Cool_5A | 5
13211 | 43447 | OH | RFCWc | Cool | RFCWc_Cool_5A | 5
13212 | 43450 | OH | RFCWc | Cool | RFCWc_Cool_5A | 5
13213 | 43451 | OH | RFCWc | Cool | RFCWc_Cool_5A | 5
13214 | 43460 | OH | RFCWc | Cool | RFCWc_Cool_5A | 5
13215 | 43462 | OH | RFCWc | Cool | RFCWc_Cool_5A | 5
13216 | 43463 | OH | RFCWc | Cool | RFCWc_Cool_5A | 5
13217 | 43465 | OH | RFCWc | Cool | RFCWc_Cool_5A | 5
13218 | 43466 | OH | RFCWc | Cool | RFCWc_Cool_5A | 5
13219 | 43467 | OH | RFCWc | Cool | RFCWc_Cool_5A | 5
13220 | 43469 | OH | RFCWc | Cool | RFCWc_Cool_5A | 5
13221 | 43511 | OH | RFCWc | Cool | RFCWc_Cool_5A | 5
13222 | 43522 | OH | RFCWc | Cool | RFCWc_Cool_5A | 5
13223 | 43525 | OH | RFCWc | Cool | RFCWc_Cool_5A | 5
13224 | 43529 | OH | RFCWc | Cool | RFCWc_Cool_5A | 5
13225 | 43541 | OH | RFCWc | Cool | RFCWc_Cool_5A | 5
13226 | 43551 | OH | RFCWc | Cool | RFCWc_Cool_5A | 5
13227 | 43552 | OH | RFCWc | Cool | RFCWc_Cool_5A | 5
13228 | 43565 | OH | RFCWc | Cool | RFCWc_Cool_5A | 5
13229 | 43569 | OH | RFCWc | Cool | RFCWc_Cool_5A | 5
13230 | 43605 | OH | RFCWc | Cool | RFCWc_Cool_5A | 5
13231 | 43616 | OH | RFCWc | Cool | RFCWc_Cool_5A | 5
13232 | 43619 | OH | RFCWc | Cool | RFCWc_Cool_5A | 5
13233 | 43654 | OH | RFCWc | Cool | RFCWc_Cool_5A | 5
13234 | 43407 | OH | RFCWc | Cool | RFCWc_Cool_5A | 5
13235 | 43416 | OH | RFCWc | Cool | RFCWc_Cool_5A | 5
13236 | 43420 | OH | RFCWc | Cool | RFCWc_Cool_5A | 5
13237 | 43435 | OH | RFCWc | Cool | RFCWc_Cool_5A | 5
13238 | 43442 | OH | RFCWc | Cool | RFCWc_Cool_5A | 5
13239 | 43449 | OH | RFCWc | Cool | RFCWc_Cool_5A | 5
13240 | 43464 | OH | RFCWc | Cool | RFCWc_Cool_5A | 5
13241 | 44824 | OH | RFCWc | Cool | RFCWc_Cool_5A | 5
13242 | 43408 | OH | RFCWc | Cool | RFCWc_Cool_5A | 5
13243 | 43412 | OH | RFCWc | Cool | RFCWc_Cool_5A | 5
13244 | 43432 | OH | RFCWc | Cool | RFCWc_Cool_5A | 5
13245 | 43433 | OH | RFCWc | Cool | RFCWc_Cool_5A | 5
13246 | 43436 | OH | RFCWc | Cool | RFCWc_Cool_5A | 5
13247 | 43439 | OH | RFCWc | Cool | RFCWc_Cool_5A | 5
13248 | 43440 | OH | RFCWc | Cool | RFCWc_Cool_5A | 5
13249 | 43445 | OH | RFCWc | Cool | RFCWc_Cool_5A | 5
13250 | 43446 | OH | RFCWc | Cool | RFCWc_Cool_5A | 5
13251 | 43452 | OH | RFCWc | Cool | RFCWc_Cool_5A | 5
13252 | 43456 | OH | RFCWc | Cool | RFCWc_Cool_5A | 5
13253 | 43458 | OH | RFCWc | Cool | RFCWc_Cool_5A | 5
13254 | 43468 | OH | RFCWc | Cool | RFCWc_Cool_5A | 5
13255 | 43434 | OH | RFCWc | Cool | RFCWc_Cool_5A | 5
13256 | 43504 | OH | RFCWc | Cool | RFCWc_Cool_5A | 5
13257 | 43528 | OH | RFCWc | Cool | RFCWc_Cool_5A | 5
13258 | 43532 | OH | RFCWc | Cool | RFCWc_Cool_5A | 5
13259 | 43537 | OH | RFCWc | Cool | RFCWc_Cool_5A | 5
13260 | 43542 | OH | RFCWc | Cool | RFCWc_Cool_5A | 5
13261 | 43547 | OH | RFCWc | Cool | RFCWc_Cool_5A | 5
13262 | 43558 | OH | RFCWc | Cool | RFCWc_Cool_5A | 5
13263 | 43560 | OH | RFCWc | Cool | RFCWc_Cool_5A | 5
13264 | 43566 | OH | RFCWc | Cool | RFCWc_Cool_5A | 5
13265 | 43571 | OH | RFCWc | Cool | RFCWc_Cool_5A | 5
13266 | 43601 | OH | RFCWc | Cool | RFCWc_Cool_5A | 5
13267 | 43604 | OH | RFCWc | Cool | RFCWc_Cool_5A | 5
13268 | 43606 | OH | RFCWc | Cool | RFCWc_Cool_5A | 5
13269 | 43607 | OH | RFCWc | Cool | RFCWc_Cool_5A | 5
13270 | 43608 | OH | RFCWc | Cool | RFCWc_Cool_5A | 5
13271 | 43609 | OH | RFCWc | Cool | RFCWc_Cool_5A | 5
13272 | 43610 | OH | RFCWc | Cool | RFCWc_Cool_5A | 5
13273 | 43611 | OH | RFCWc | Cool | RFCWc_Cool_5A | 5
13274 | 43612 | OH | RFCWc | Cool | RFCWc_Cool_5A | 5
13275 | 43613 | OH | RFCWc | Cool | RFCWc_Cool_5A | 5
13276 | 43614 | OH | RFCWc | Cool | RFCWc_Cool_5A | 5
13277 | 43615 | OH | RFCWc | Cool | RFCWc_Cool_5A | 5
13278 | 43617 | OH | RFCWc | Cool | RFCWc_Cool_5A | 5
13279 | 43620 | OH | RFCWc | Cool | RFCWc_Cool_5A | 5
13280 | 43623 | OH | RFCWc | Cool | RFCWc_Cool_5A | 5
13281 | 43635 | OH | RFCWc | Cool | RFCWc_Cool_5A | 5
13282 | 43652 | OH | RFCWc | Cool | RFCWc_Cool_5A | 5
13283 | 43656 | OH | RFCWc | Cool | RFCWc_Cool_5A | 5
13284 | 43657 | OH | RFCWc | Cool | RFCWc_Cool_5A | 5
13285 | 43659 | OH | RFCWc | Cool | RFCWc_Cool_5A | 5
13286 | 43660 | OH | RFCWc | Cool | RFCWc_Cool_5A | 5
13287 | 43661 | OH | RFCWc | Cool | RFCWc_Cool_5A | 5
13288 | 43666 | OH | RFCWc | Cool | RFCWc_Cool_5A | 5
13289 | 43667 | OH | RFCWc | Cool | RFCWc_Cool_5A | 5
13290 | 43438 | OH | RFCWc | Cool | RFCWc_Cool_5A | 5
13291 | 44089 | OH | RFCWc | Cool | RFCWc_Cool_5A | 5
13292 | 44814 | OH | RFCWc | Cool | RFCWc_Cool_5A | 5
13293 | 44816 | OH | RFCWc | Cool | RFCWc_Cool_5A | 5
13294 | 44826 | OH | RFCWc | Cool | RFCWc_Cool_5A | 5
13295 | 44839 | OH | RFCWc | Cool | RFCWc_Cool_5A | 5
13296 | 44846 | OH | RFCWc | Cool | RFCWc_Cool_5A | 5
13297 | 44847 | OH | RFCWc | Cool | RFCWc_Cool_5A | 5
13298 | 44857 | OH | RFCWc | Cool | RFCWc_Cool_5A | 5
13299 | 44870 | OH | RFCWc | Cool | RFCWc_Cool_5A | 5
13300 | 44871 | OH | RFCWc | Cool | RFCWc_Cool_5A | 5
13301 | 44889 | OH | RFCWc | Cool | RFCWc_Cool_5A | 5
13302 | 43501 | OH | RFCWc | Cool | RFCWc_Cool_5A | 5
13303 | 43502 | OH | RFCWc | Cool | RFCWc_Cool_5A | 5
13304 | 43505 | OH | RFCWc | Cool | RFCWc_Cool_5A | 5
13305 | 43506 | OH | RFCWc | Cool | RFCWc_Cool_5A | 5
13306 | 43512 | OH | RFCWc | Cool | RFCWc_Cool_5A | 5
13307 | 43517 | OH | RFCWc | Cool | RFCWc_Cool_5A | 5
13308 | 43518 | OH | RFCWc | Cool | RFCWc_Cool_5A | 5
13309 | 43521 | OH | RFCWc | Cool | RFCWc_Cool_5A | 5
13310 | 43531 | OH | RFCWc | Cool | RFCWc_Cool_5A | 5
13311 | 43543 | OH | RFCWc | Cool | RFCWc_Cool_5A | 5
13312 | 43554 | OH | RFCWc | Cool | RFCWc_Cool_5A | 5
13313 | 43557 | OH | RFCWc | Cool | RFCWc_Cool_5A | 5
13314 | 43570 | OH | RFCWc | Cool | RFCWc_Cool_5A | 5
13315 | 43515 | OH | RFCWc | Cool | RFCWc_Cool_5A | 5
13316 | 43533 | OH | RFCWc | Cool | RFCWc_Cool_5A | 5
13317 | 43540 | OH | RFCWc | Cool | RFCWc_Cool_5A | 5
13318 | 43545 | OH | RFCWc | Cool | RFCWc_Cool_5A | 5
13319 | 43553 | OH | RFCWc | Cool | RFCWc_Cool_5A | 5
13320 | 43567 | OH | RFCWc | Cool | RFCWc_Cool_5A | 5
13321 | 43510 | OH | RFCWc | Cool | RFCWc_Cool_5A | 5
13322 | 43523 | OH | RFCWc | Cool | RFCWc_Cool_5A | 5
13323 | 43524 | OH | RFCWc | Cool | RFCWc_Cool_5A | 5
13324 | 43527 | OH | RFCWc | Cool | RFCWc_Cool_5A | 5
13325 | 43534 | OH | RFCWc | Cool | RFCWc_Cool_5A | 5
13326 | 43535 | OH | RFCWc | Cool | RFCWc_Cool_5A | 5
13327 | 43548 | OH | RFCWc | Cool | RFCWc_Cool_5A | 5
13328 | 43555 | OH | RFCWc | Cool | RFCWc_Cool_5A | 5
13329 | 43519 | OH | RFCWc | Cool | RFCWc_Cool_5A | 5
13330 | 43520 | OH | RFCWc | Cool | RFCWc_Cool_5A | 5
13331 | 43526 | OH | RFCWc | Cool | RFCWc_Cool_5A | 5
13332 | 43530 | OH | RFCWc | Cool | RFCWc_Cool_5A | 5
13333 | 43536 | OH | RFCWc | Cool | RFCWc_Cool_5A | 5
13334 | 43549 | OH | RFCWc | Cool | RFCWc_Cool_5A | 5
13335 | 43556 | OH | RFCWc | Cool | RFCWc_Cool_5A | 5
13336 | 45813 | OH | RFCWc | Cool | RFCWc_Cool_5A | 5
13337 | 45821 | OH | RFCWc | Cool | RFCWc_Cool_5A | 5
13338 | 45831 | OH | RFCWc | Cool | RFCWc_Cool_5A | 5
13339 | 45827 | OH | RFCWc | Cool | RFCWc_Cool_5A | 5
13340 | 45832 | OH | RFCWc | Cool | RFCWc_Cool_5A | 5
13341 | 45849 | OH | RFCWc | Cool | RFCWc_Cool_5A | 5
13342 | 45851 | OH | RFCWc | Cool | RFCWc_Cool_5A | 5
13343 | 45855 | OH | RFCWc | Cool | RFCWc_Cool_5A | 5
13344 | 45861 | OH | RFCWc | Cool | RFCWc_Cool_5A | 5
13345 | 45873 | OH | RFCWc | Cool | RFCWc_Cool_5A | 5
13346 | 45879 | OH | RFCWc | Cool | RFCWc_Cool_5A | 5
13347 | 45880 | OH | RFCWc | Cool | RFCWc_Cool_5A | 5
13348 | 45886 | OH | RFCWc | Cool | RFCWc_Cool_5A | 5
13349 | 45815 | OH | RFCWc | Cool | RFCWc_Cool_5A | 5
13350 | 45837 | OH | RFCWc | Cool | RFCWc_Cool_5A | 5
13351 | 45848 | OH | RFCWc | Cool | RFCWc_Cool_5A | 5
13352 | 45853 | OH | RFCWc | Cool | RFCWc_Cool_5A | 5
13353 | 45864 | OH | RFCWc | Cool | RFCWc_Cool_5A | 5
13354 | 45875 | OH | RFCWc | Cool | RFCWc_Cool_5A | 5
13355 | 45876 | OH | RFCWc | Cool | RFCWc_Cool_5A | 5
13356 | 45893 | OH | RFCWc | Cool | RFCWc_Cool_5A | 5
13357 | 43711 | OH | RFCWc | Cool | RFCWc_Cool_5A | 5
13358 | 43713 | OH | RFCWc | Cool | RFCWc_Cool_5A | 5
13359 | 43717 | OH | RFCWc | Cool | RFCWc_Cool_5A | 5
13360 | 43724 | OH | RFCWc | Cool | RFCWc_Cool_5A | 5
13361 | 43772 | OH | RFCWc | Cool | RFCWc_Cool_5A | 5
13362 | 43773 | OH | RFCWc | Cool | RFCWc_Cool_5A | 5
13363 | 43778 | OH | RFCWc | Cool | RFCWc_Cool_5A | 5
13364 | 43779 | OH | RFCWc | Cool | RFCWc_Cool_5A | 5
13365 | 43780 | OH | RFCWc | Cool | RFCWc_Cool_5A | 5
13366 | 43788 | OH | RFCWc | Cool | RFCWc_Cool_5A | 5
13367 | 45715 | OH | RFCWc | Cool | RFCWc_Cool_5A | 5
13368 | 45727 | OH | RFCWc | Cool | RFCWc_Cool_5A | 5
13369 | 45744 | OH | RFCWc | Cool | RFCWc_Cool_5A | 5
13370 | 45745 | OH | RFCWc | Cool | RFCWc_Cool_5A | 5
13371 | 45746 | OH | RFCWc | Cool | RFCWc_Cool_5A | 5
13372 | 43716 | OH | RFCWc | Cool | RFCWc_Cool_5A | 5
13373 | 43718 | OH | RFCWc | Cool | RFCWc_Cool_5A | 5
13374 | 43719 | OH | RFCWc | Cool | RFCWc_Cool_5A | 5
13375 | 43747 | OH | RFCWc | Cool | RFCWc_Cool_5A | 5
13376 | 43759 | OH | RFCWc | Cool | RFCWc_Cool_5A | 5
13377 | 43901 | OH | RFCWc | Cool | RFCWc_Cool_5A | 5
13378 | 43902 | OH | RFCWc | Cool | RFCWc_Cool_5A | 5
13379 | 43905 | OH | RFCWc | Cool | RFCWc_Cool_5A | 5
13380 | 43906 | OH | RFCWc | Cool | RFCWc_Cool_5A | 5
13381 | 43909 | OH | RFCWc | Cool | RFCWc_Cool_5A | 5
13382 | 43912 | OH | RFCWc | Cool | RFCWc_Cool_5A | 5
13383 | 43916 | OH | RFCWc | Cool | RFCWc_Cool_5A | 5
13384 | 43917 | OH | RFCWc | Cool | RFCWc_Cool_5A | 5
13385 | 43927 | OH | RFCWc | Cool | RFCWc_Cool_5A | 5
13386 | 43928 | OH | RFCWc | Cool | RFCWc_Cool_5A | 5
13387 | 43933 | OH | RFCWc | Cool | RFCWc_Cool_5A | 5
13388 | 43934 | OH | RFCWc | Cool | RFCWc_Cool_5A | 5
13389 | 43935 | OH | RFCWc | Cool | RFCWc_Cool_5A | 5
13390 | 43937 | OH | RFCWc | Cool | RFCWc_Cool_5A | 5
13391 | 43940 | OH | RFCWc | Cool | RFCWc_Cool_5A | 5
13392 | 43942 | OH | RFCWc | Cool | RFCWc_Cool_5A | 5
13393 | 43943 | OH | RFCWc | Cool | RFCWc_Cool_5A | 5
13394 | 43947 | OH | RFCWc | Cool | RFCWc_Cool_5A | 5
13395 | 43950 | OH | RFCWc | Cool | RFCWc_Cool_5A | 5
13396 | 43951 | OH | RFCWc | Cool | RFCWc_Cool_5A | 5
13397 | 43967 | OH | RFCWc | Cool | RFCWc_Cool_5A | 5
13398 | 43971 | OH | RFCWc | Cool | RFCWc_Cool_5A | 5
13399 | 43972 | OH | RFCWc | Cool | RFCWc_Cool_5A | 5
13400 | 43973 | OH | RFCWc | Cool | RFCWc_Cool_5A | 5
13401 | 43977 | OH | RFCWc | Cool | RFCWc_Cool_5A | 5
13402 | 43983 | OH | RFCWc | Cool | RFCWc_Cool_5A | 5
13403 | 43985 | OH | RFCWc | Cool | RFCWc_Cool_5A | 5
13404 | 43752 | OH | RFCWc | Cool | RFCWc_Cool_5A | 5
13405 | 43754 | OH | RFCWc | Cool | RFCWc_Cool_5A | 5
13406 | 43757 | OH | RFCWc | Cool | RFCWc_Cool_5A | 5
13407 | 43786 | OH | RFCWc | Cool | RFCWc_Cool_5A | 5
13408 | 43793 | OH | RFCWc | Cool | RFCWc_Cool_5A | 5
13409 | 43914 | OH | RFCWc | Cool | RFCWc_Cool_5A | 5
13410 | 43915 | OH | RFCWc | Cool | RFCWc_Cool_5A | 5
13411 | 43931 | OH | RFCWc | Cool | RFCWc_Cool_5A | 5
13412 | 43946 | OH | RFCWc | Cool | RFCWc_Cool_5A | 5
13413 | 45734 | OH | RFCWc | Cool | RFCWc_Cool_5A | 5
13414 | 45767 | OH | RFCWc | Cool | RFCWc_Cool_5A | 5
13415 | 45789 | OH | RFCWc | Cool | RFCWc_Cool_5A | 5
13416 | 43728 | OH | RFCWc | Cool | RFCWc_Cool_5A | 5
13417 | 43758 | OH | RFCWc | Cool | RFCWc_Cool_5A | 5
13418 | 43787 | OH | RFCWc | Cool | RFCWc_Cool_5A | 5
13419 | 45711 | OH | RFCWc | Cool | RFCWc_Cool_5A | 5
13420 | 45786 | OH | RFCWc | Cool | RFCWc_Cool_5A | 5
13421 | 43722 | OH | RFCWc | Cool | RFCWc_Cool_5A | 5
13422 | 43723 | OH | RFCWc | Cool | RFCWc_Cool_5A | 5
13423 | 43725 | OH | RFCWc | Cool | RFCWc_Cool_5A | 5
13424 | 43733 | OH | RFCWc | Cool | RFCWc_Cool_5A | 5
13425 | 43736 | OH | RFCWc | Cool | RFCWc_Cool_5A | 5
13426 | 43750 | OH | RFCWc | Cool | RFCWc_Cool_5A | 5
13427 | 43755 | OH | RFCWc | Cool | RFCWc_Cool_5A | 5
13428 | 43768 | OH | RFCWc | Cool | RFCWc_Cool_5A | 5
13429 | 43837 | OH | RFCWc | Cool | RFCWc_Cool_5A | 5
13430 | 44699 | OH | RFCWc | Cool | RFCWc_Cool_5A | 5
13431 | 45701 | OH | RFCWc | Cool | RFCWc_Cool_5A | 5
13432 | 45716 | OH | RFCWc | Cool | RFCWc_Cool_5A | 5
13433 | 45719 | OH | RFCWc | Cool | RFCWc_Cool_5A | 5
13434 | 45723 | OH | RFCWc | Cool | RFCWc_Cool_5A | 5
13435 | 45735 | OH | RFCWc | Cool | RFCWc_Cool_5A | 5
13436 | 45739 | OH | RFCWc | Cool | RFCWc_Cool_5A | 5
13437 | 45740 | OH | RFCWc | Cool | RFCWc_Cool_5A | 5
13438 | 45742 | OH | RFCWc | Cool | RFCWc_Cool_5A | 5
13439 | 45761 | OH | RFCWc | Cool | RFCWc_Cool_5A | 5
13440 | 45776 | OH | RFCWc | Cool | RFCWc_Cool_5A | 5
13441 | 45778 | OH | RFCWc | Cool | RFCWc_Cool_5A | 5
13442 | 45780 | OH | RFCWc | Cool | RFCWc_Cool_5A | 5
13443 | 45782 | OH | RFCWc | Cool | RFCWc_Cool_5A | 5
13444 | 44608 | OH | RFCWc | Cool | RFCWc_Cool_5A | 5
13445 | 44612 | OH | RFCWc | Cool | RFCWc_Cool_5A | 5
13446 | 44621 | OH | RFCWc | Cool | RFCWc_Cool_5A | 5
13447 | 44622 | OH | RFCWc | Cool | RFCWc_Cool_5A | 5
13448 | 44626 | OH | RFCWc | Cool | RFCWc_Cool_5A | 5
13449 | 44629 | OH | RFCWc | Cool | RFCWc_Cool_5A | 5
13450 | 44643 | OH | RFCWc | Cool | RFCWc_Cool_5A | 5
13451 | 44653 | OH | RFCWc | Cool | RFCWc_Cool_5A | 5
13452 | 44656 | OH | RFCWc | Cool | RFCWc_Cool_5A | 5
13453 | 44663 | OH | RFCWc | Cool | RFCWc_Cool_5A | 5
13454 | 44671 | OH | RFCWc | Cool | RFCWc_Cool_5A | 5
13455 | 44675 | OH | RFCWc | Cool | RFCWc_Cool_5A | 5
13456 | 44678 | OH | RFCWc | Cool | RFCWc_Cool_5A | 5
13457 | 44679 | OH | RFCWc | Cool | RFCWc_Cool_5A | 5
13458 | 44680 | OH | RFCWc | Cool | RFCWc_Cool_5A | 5
13459 | 44682 | OH | RFCWc | Cool | RFCWc_Cool_5A | 5
13460 | 44683 | OH | RFCWc | Cool | RFCWc_Cool_5A | 5
13461 | 44697 | OH | RFCWc | Cool | RFCWc_Cool_5A | 5
13462 | 43903 | OH | RFCWc | Cool | RFCWc_Cool_5A | 5
13463 | 43907 | OH | RFCWc | Cool | RFCWc_Cool_5A | 5
13464 | 43908 | OH | RFCWc | Cool | RFCWc_Cool_5A | 5
13465 | 43910 | OH | RFCWc | Cool | RFCWc_Cool_5A | 5
13466 | 43913 | OH | RFCWc | Cool | RFCWc_Cool_5A | 5
13467 | 43925 | OH | RFCWc | Cool | RFCWc_Cool_5A | 5
13468 | 43926 | OH | RFCWc | Cool | RFCWc_Cool_5A | 5
13469 | 43930 | OH | RFCWc | Cool | RFCWc_Cool_5A | 5
13470 | 43932 | OH | RFCWc | Cool | RFCWc_Cool_5A | 5
13471 | 43938 | OH | RFCWc | Cool | RFCWc_Cool_5A | 5
13472 | 43939 | OH | RFCWc | Cool | RFCWc_Cool_5A | 5
13473 | 43941 | OH | RFCWc | Cool | RFCWc_Cool_5A | 5
13474 | 43944 | OH | RFCWc | Cool | RFCWc_Cool_5A | 5
13475 | 43945 | OH | RFCWc | Cool | RFCWc_Cool_5A | 5
13476 | 43948 | OH | RFCWc | Cool | RFCWc_Cool_5A | 5
13477 | 43952 | OH | RFCWc | Cool | RFCWc_Cool_5A | 5
13478 | 43953 | OH | RFCWc | Cool | RFCWc_Cool_5A | 5
13479 | 43961 | OH | RFCWc | Cool | RFCWc_Cool_5A | 5
13480 | 43963 | OH | RFCWc | Cool | RFCWc_Cool_5A | 5
13481 | 43964 | OH | RFCWc | Cool | RFCWc_Cool_5A | 5
13482 | 43970 | OH | RFCWc | Cool | RFCWc_Cool_5A | 5
13483 | 43986 | OH | RFCWc | Cool | RFCWc_Cool_5A | 5
13484 | 43974 | OH | RFCWc | Cool | RFCWc_Cool_5A | 5
13485 | 43976 | OH | RFCWc | Cool | RFCWc_Cool_5A | 5
13486 | 43981 | OH | RFCWc | Cool | RFCWc_Cool_5A | 5
13487 | 43984 | OH | RFCWc | Cool | RFCWc_Cool_5A | 5
13488 | 43988 | OH | RFCWc | Cool | RFCWc_Cool_5A | 5
13489 | 44693 | OH | RFCWc | Cool | RFCWc_Cool_5A | 5
13490 | 44695 | OH | RFCWc | Cool | RFCWc_Cool_5A | 5
13491 | 44427 | OH | RFCWc | Cool | RFCWc_Cool_5A | 5
13492 | 44607 | OH | RFCWc | Cool | RFCWc_Cool_5A | 5
13493 | 44615 | OH | RFCWc | Cool | RFCWc_Cool_5A | 5
13494 | 44620 | OH | RFCWc | Cool | RFCWc_Cool_5A | 5
13495 | 44625 | OH | RFCWc | Cool | RFCWc_Cool_5A | 5
13496 | 44639 | OH | RFCWc | Cool | RFCWc_Cool_5A | 5
13497 | 44644 | OH | RFCWc | Cool | RFCWc_Cool_5A | 5
13498 | 44651 | OH | RFCWc | Cool | RFCWc_Cool_5A | 5
13499 | 44657 | OH | RFCWc | Cool | RFCWc_Cool_5A | 5
13500 | 44688 | OH | RFCWc | Cool | RFCWc_Cool_5A | 5
13501 | 44730 | OH | RFCWc | Cool | RFCWc_Cool_5A | 5
13502 | 43920 | OH | RFCWc | Cool | RFCWc_Cool_5A | 5
13503 | 43962 | OH | RFCWc | Cool | RFCWc_Cool_5A | 5
13504 | 43968 | OH | RFCWc | Cool | RFCWc_Cool_5A | 5
13505 | 44408 | OH | RFCWc | Cool | RFCWc_Cool_5A | 5
13506 | 44413 | OH | RFCWc | Cool | RFCWc_Cool_5A | 5
13507 | 44415 | OH | RFCWc | Cool | RFCWc_Cool_5A | 5
13508 | 44423 | OH | RFCWc | Cool | RFCWc_Cool_5A | 5
13509 | 44431 | OH | RFCWc | Cool | RFCWc_Cool_5A | 5
13510 | 44432 | OH | RFCWc | Cool | RFCWc_Cool_5A | 5
13511 | 44441 | OH | RFCWc | Cool | RFCWc_Cool_5A | 5
13512 | 44443 | OH | RFCWc | Cool | RFCWc_Cool_5A | 5
13513 | 44445 | OH | RFCWc | Cool | RFCWc_Cool_5A | 5
13514 | 44454 | OH | RFCWc | Cool | RFCWc_Cool_5A | 5
13515 | 44455 | OH | RFCWc | Cool | RFCWc_Cool_5A | 5
13516 | 44460 | OH | RFCWc | Cool | RFCWc_Cool_5A | 5
13517 | 44490 | OH | RFCWc | Cool | RFCWc_Cool_5A | 5
13518 | 44492 | OH | RFCWc | Cool | RFCWc_Cool_5A | 5
13519 | 44493 | OH | RFCWc | Cool | RFCWc_Cool_5A | 5
13520 | 44601 | OH | RFCWc | Cool | RFCWc_Cool_5A | 5
13521 | 44609 | OH | RFCWc | Cool | RFCWc_Cool_5A | 5
13522 | 44619 | OH | RFCWc | Cool | RFCWc_Cool_5A | 5
13523 | 44634 | OH | RFCWc | Cool | RFCWc_Cool_5A | 5
13524 | 44665 | OH | RFCWc | Cool | RFCWc_Cool_5A | 5
13525 | 44001 | OH | RFCWc | Cool | RFCWc_Cool_5A | 5
13526 | 44011 | OH | RFCWc | Cool | RFCWc_Cool_5A | 5
13527 | 44012 | OH | RFCWc | Cool | RFCWc_Cool_5A | 5
13528 | 44028 | OH | RFCWc | Cool | RFCWc_Cool_5A | 5
13529 | 44035 | OH | RFCWc | Cool | RFCWc_Cool_5A | 5
13530 | 44036 | OH | RFCWc | Cool | RFCWc_Cool_5A | 5
13531 | 44039 | OH | RFCWc | Cool | RFCWc_Cool_5A | 5
13532 | 44044 | OH | RFCWc | Cool | RFCWc_Cool_5A | 5
13533 | 44049 | OH | RFCWc | Cool | RFCWc_Cool_5A | 5
13534 | 44050 | OH | RFCWc | Cool | RFCWc_Cool_5A | 5
13535 | 44052 | OH | RFCWc | Cool | RFCWc_Cool_5A | 5
13536 | 44053 | OH | RFCWc | Cool | RFCWc_Cool_5A | 5
13537 | 44054 | OH | RFCWc | Cool | RFCWc_Cool_5A | 5
13538 | 44055 | OH | RFCWc | Cool | RFCWc_Cool_5A | 5
13539 | 44074 | OH | RFCWc | Cool | RFCWc_Cool_5A | 5
13540 | 44090 | OH | RFCWc | Cool | RFCWc_Cool_5A | 5
13541 | 44253 | OH | RFCWc | Cool | RFCWc_Cool_5A | 5
13542 | 44256 | OH | RFCWc | Cool | RFCWc_Cool_5A | 5
13543 | 44275 | OH | RFCWc | Cool | RFCWc_Cool_5A | 5
13544 | 44280 | OH | RFCWc | Cool | RFCWc_Cool_5A | 5
13545 | 44851 | OH | RFCWc | Cool | RFCWc_Cool_5A | 5
13546 | 44859 | OH | RFCWc | Cool | RFCWc_Cool_5A | 5
13547 | 44880 | OH | RFCWc | Cool | RFCWc_Cool_5A | 5
13548 | 44003 | OH | RFCWc | Cool | RFCWc_Cool_5A | 5
13549 | 44004 | OH | RFCWc | Cool | RFCWc_Cool_5A | 5
13550 | 44010 | OH | RFCWc | Cool | RFCWc_Cool_5A | 5
13551 | 44030 | OH | RFCWc | Cool | RFCWc_Cool_5A | 5
13552 | 44032 | OH | RFCWc | Cool | RFCWc_Cool_5A | 5
13553 | 44041 | OH | RFCWc | Cool | RFCWc_Cool_5A | 5
13554 | 44046 | OH | RFCWc | Cool | RFCWc_Cool_5A | 5
13555 | 44047 | OH | RFCWc | Cool | RFCWc_Cool_5A | 5
13556 | 44048 | OH | RFCWc | Cool | RFCWc_Cool_5A | 5
13557 | 44057 | OH | RFCWc | Cool | RFCWc_Cool_5A | 5
13558 | 44062 | OH | RFCWc | Cool | RFCWc_Cool_5A | 5
13559 | 44064 | OH | RFCWc | Cool | RFCWc_Cool_5A | 5
13560 | 44068 | OH | RFCWc | Cool | RFCWc_Cool_5A | 5
13561 | 44076 | OH | RFCWc | Cool | RFCWc_Cool_5A | 5
13562 | 44082 | OH | RFCWc | Cool | RFCWc_Cool_5A | 5
13563 | 44084 | OH | RFCWc | Cool | RFCWc_Cool_5A | 5
13564 | 44085 | OH | RFCWc | Cool | RFCWc_Cool_5A | 5
13565 | 44086 | OH | RFCWc | Cool | RFCWc_Cool_5A | 5
13566 | 44088 | OH | RFCWc | Cool | RFCWc_Cool_5A | 5
13567 | 44093 | OH | RFCWc | Cool | RFCWc_Cool_5A | 5
13568 | 44099 | OH | RFCWc | Cool | RFCWc_Cool_5A | 5
13569 | 44428 | OH | RFCWc | Cool | RFCWc_Cool_5A | 5
13570 | 44017 | OH | RFCWc | Cool | RFCWc_Cool_5A | 5
13571 | 44022 | OH | RFCWc | Cool | RFCWc_Cool_5A | 5
13572 | 44023 | OH | RFCWc | Cool | RFCWc_Cool_5A | 5
13573 | 44040 | OH | RFCWc | Cool | RFCWc_Cool_5A | 5
13574 | 44070 | OH | RFCWc | Cool | RFCWc_Cool_5A | 5
13575 | 44092 | OH | RFCWc | Cool | RFCWc_Cool_5A | 5
13576 | 44101 | OH | RFCWc | Cool | RFCWc_Cool_5A | 5
13577 | 44102 | OH | RFCWc | Cool | RFCWc_Cool_5A | 5
13578 | 44103 | OH | RFCWc | Cool | RFCWc_Cool_5A | 5
13579 | 44104 | OH | RFCWc | Cool | RFCWc_Cool_5A | 5
13580 | 44105 | OH | RFCWc | Cool | RFCWc_Cool_5A | 5
13581 | 44106 | OH | RFCWc | Cool | RFCWc_Cool_5A | 5
13582 | 44107 | OH | RFCWc | Cool | RFCWc_Cool_5A | 5
13583 | 44108 | OH | RFCWc | Cool | RFCWc_Cool_5A | 5
13584 | 44109 | OH | RFCWc | Cool | RFCWc_Cool_5A | 5
13585 | 44110 | OH | RFCWc | Cool | RFCWc_Cool_5A | 5
13586 | 44111 | OH | RFCWc | Cool | RFCWc_Cool_5A | 5
13587 | 44112 | OH | RFCWc | Cool | RFCWc_Cool_5A | 5
13588 | 44113 | OH | RFCWc | Cool | RFCWc_Cool_5A | 5
13589 | 44114 | OH | RFCWc | Cool | RFCWc_Cool_5A | 5
13590 | 44115 | OH | RFCWc | Cool | RFCWc_Cool_5A | 5
13591 | 44116 | OH | RFCWc | Cool | RFCWc_Cool_5A | 5
13592 | 44117 | OH | RFCWc | Cool | RFCWc_Cool_5A | 5
13593 | 44118 | OH | RFCWc | Cool | RFCWc_Cool_5A | 5
13594 | 44119 | OH | RFCWc | Cool | RFCWc_Cool_5A | 5
13595 | 44120 | OH | RFCWc | Cool | RFCWc_Cool_5A | 5
13596 | 44121 | OH | RFCWc | Cool | RFCWc_Cool_5A | 5
13597 | 44122 | OH | RFCWc | Cool | RFCWc_Cool_5A | 5
13598 | 44123 | OH | RFCWc | Cool | RFCWc_Cool_5A | 5
13599 | 44124 | OH | RFCWc | Cool | RFCWc_Cool_5A | 5
13600 | 44125 | OH | RFCWc | Cool | RFCWc_Cool_5A | 5
13601 | 44126 | OH | RFCWc | Cool | RFCWc_Cool_5A | 5
13602 | 44127 | OH | RFCWc | Cool | RFCWc_Cool_5A | 5
13603 | 44128 | OH | RFCWc | Cool | RFCWc_Cool_5A | 5
13604 | 44129 | OH | RFCWc | Cool | RFCWc_Cool_5A | 5
13605 | 44130 | OH | RFCWc | Cool | RFCWc_Cool_5A | 5
13606 | 44131 | OH | RFCWc | Cool | RFCWc_Cool_5A | 5
13607 | 44132 | OH | RFCWc | Cool | RFCWc_Cool_5A | 5
13608 | 44133 | OH | RFCWc | Cool | RFCWc_Cool_5A | 5
13609 | 44134 | OH | RFCWc | Cool | RFCWc_Cool_5A | 5
13610 | 44135 | OH | RFCWc | Cool | RFCWc_Cool_5A | 5
13611 | 44136 | OH | RFCWc | Cool | RFCWc_Cool_5A | 5
13612 | 44137 | OH | RFCWc | Cool | RFCWc_Cool_5A | 5
13613 | 44138 | OH | RFCWc | Cool | RFCWc_Cool_5A | 5
13614 | 44139 | OH | RFCWc | Cool | RFCWc_Cool_5A | 5
13615 | 44140 | OH | RFCWc | Cool | RFCWc_Cool_5A | 5
13616 | 44141 | OH | RFCWc | Cool | RFCWc_Cool_5A | 5
13617 | 44142 | OH | RFCWc | Cool | RFCWc_Cool_5A | 5
13618 | 44143 | OH | RFCWc | Cool | RFCWc_Cool_5A | 5
13619 | 44144 | OH | RFCWc | Cool | RFCWc_Cool_5A | 5
13620 | 44145 | OH | RFCWc | Cool | RFCWc_Cool_5A | 5
13621 | 44146 | OH | RFCWc | Cool | RFCWc_Cool_5A | 5
13622 | 44147 | OH | RFCWc | Cool | RFCWc_Cool_5A | 5
13623 | 44149 | OH | RFCWc | Cool | RFCWc_Cool_5A | 5
13624 | 44181 | OH | RFCWc | Cool | RFCWc_Cool_5A | 5
13625 | 44195 | OH | RFCWc | Cool | RFCWc_Cool_5A | 5
13626 | 44199 | OH | RFCWc | Cool | RFCWc_Cool_5A | 5
13627 | 44233 | OH | RFCWc | Cool | RFCWc_Cool_5A | 5
13628 | 44021 | OH | RFCWc | Cool | RFCWc_Cool_5A | 5
13629 | 44024 | OH | RFCWc | Cool | RFCWc_Cool_5A | 5
13630 | 44026 | OH | RFCWc | Cool | RFCWc_Cool_5A | 5
13631 | 44033 | OH | RFCWc | Cool | RFCWc_Cool_5A | 5
13632 | 44060 | OH | RFCWc | Cool | RFCWc_Cool_5A | 5
13633 | 44065 | OH | RFCWc | Cool | RFCWc_Cool_5A | 5
13634 | 44072 | OH | RFCWc | Cool | RFCWc_Cool_5A | 5
13635 | 44073 | OH | RFCWc | Cool | RFCWc_Cool_5A | 5
13636 | 44077 | OH | RFCWc | Cool | RFCWc_Cool_5A | 5
13637 | 44080 | OH | RFCWc | Cool | RFCWc_Cool_5A | 5
13638 | 44094 | OH | RFCWc | Cool | RFCWc_Cool_5A | 5
13639 | 44202 | OH | RFCWc | Cool | RFCWc_Cool_5A | 5
13640 | 44231 | OH | RFCWc | Cool | RFCWc_Cool_5A | 5
13641 | 44234 | OH | RFCWc | Cool | RFCWc_Cool_5A | 5
13642 | 44491 | OH | RFCWc | Cool | RFCWc_Cool_5A | 5
13643 | 44045 | OH | RFCWc | Cool | RFCWc_Cool_5A | 5
13644 | 44061 | OH | RFCWc | Cool | RFCWc_Cool_5A | 5
13645 | 44081 | OH | RFCWc | Cool | RFCWc_Cool_5A | 5
13646 | 44095 | OH | RFCWc | Cool | RFCWc_Cool_5A | 5
13647 | 44096 | OH | RFCWc | Cool | RFCWc_Cool_5A | 5
13648 | 44203 | OH | RFCWc | Cool | RFCWc_Cool_5A | 5
13649 | 44212 | OH | RFCWc | Cool | RFCWc_Cool_5A | 5
13650 | 44214 | OH | RFCWc | Cool | RFCWc_Cool_5A | 5
13651 | 44215 | OH | RFCWc | Cool | RFCWc_Cool_5A | 5
13652 | 44217 | OH | RFCWc | Cool | RFCWc_Cool_5A | 5
13653 | 44230 | OH | RFCWc | Cool | RFCWc_Cool_5A | 5
13654 | 44235 | OH | RFCWc | Cool | RFCWc_Cool_5A | 5
13655 | 44251 | OH | RFCWc | Cool | RFCWc_Cool_5A | 5
13656 | 44254 | OH | RFCWc | Cool | RFCWc_Cool_5A | 5
13657 | 44258 | OH | RFCWc | Cool | RFCWc_Cool_5A | 5
13658 | 44270 | OH | RFCWc | Cool | RFCWc_Cool_5A | 5
13659 | 44273 | OH | RFCWc | Cool | RFCWc_Cool_5A | 5
13660 | 44274 | OH | RFCWc | Cool | RFCWc_Cool_5A | 5
13661 | 44281 | OH | RFCWc | Cool | RFCWc_Cool_5A | 5
13662 | 44282 | OH | RFCWc | Cool | RFCWc_Cool_5A | 5
13663 | 44287 | OH | RFCWc | Cool | RFCWc_Cool_5A | 5
13664 | 44321 | OH | RFCWc | Cool | RFCWc_Cool_5A | 5
13665 | 44333 | OH | RFCWc | Cool | RFCWc_Cool_5A | 5
13666 | 44056 | OH | RFCWc | Cool | RFCWc_Cool_5A | 5
13667 | 44067 | OH | RFCWc | Cool | RFCWc_Cool_5A | 5
13668 | 44087 | OH | RFCWc | Cool | RFCWc_Cool_5A | 5
13669 | 44210 | OH | RFCWc | Cool | RFCWc_Cool_5A | 5
13670 | 44216 | OH | RFCWc | Cool | RFCWc_Cool_5A | 5
13671 | 44221 | OH | RFCWc | Cool | RFCWc_Cool_5A | 5
13672 | 44222 | OH | RFCWc | Cool | RFCWc_Cool_5A | 5
13673 | 44223 | OH | RFCWc | Cool | RFCWc_Cool_5A | 5
13674 | 44224 | OH | RFCWc | Cool | RFCWc_Cool_5A | 5
13675 | 44232 | OH | RFCWc | Cool | RFCWc_Cool_5A | 5
13676 | 44236 | OH | RFCWc | Cool | RFCWc_Cool_5A | 5
13677 | 44237 | OH | RFCWc | Cool | RFCWc_Cool_5A | 5
13678 | 44240 | OH | RFCWc | Cool | RFCWc_Cool_5A | 5
13679 | 44250 | OH | RFCWc | Cool | RFCWc_Cool_5A | 5
13680 | 44260 | OH | RFCWc | Cool | RFCWc_Cool_5A | 5
13681 | 44262 | OH | RFCWc | Cool | RFCWc_Cool_5A | 5
13682 | 44264 | OH | RFCWc | Cool | RFCWc_Cool_5A | 5
13683 | 44278 | OH | RFCWc | Cool | RFCWc_Cool_5A | 5
13684 | 44286 | OH | RFCWc | Cool | RFCWc_Cool_5A | 5
13685 | 44301 | OH | RFCWc | Cool | RFCWc_Cool_5A | 5
13686 | 44302 | OH | RFCWc | Cool | RFCWc_Cool_5A | 5
13687 | 44303 | OH | RFCWc | Cool | RFCWc_Cool_5A | 5
13688 | 44304 | OH | RFCWc | Cool | RFCWc_Cool_5A | 5
13689 | 44305 | OH | RFCWc | Cool | RFCWc_Cool_5A | 5
13690 | 44306 | OH | RFCWc | Cool | RFCWc_Cool_5A | 5
13691 | 44307 | OH | RFCWc | Cool | RFCWc_Cool_5A | 5
13692 | 44308 | OH | RFCWc | Cool | RFCWc_Cool_5A | 5
13693 | 44309 | OH | RFCWc | Cool | RFCWc_Cool_5A | 5
13694 | 44310 | OH | RFCWc | Cool | RFCWc_Cool_5A | 5
13695 | 44311 | OH | RFCWc | Cool | RFCWc_Cool_5A | 5
13696 | 44312 | OH | RFCWc | Cool | RFCWc_Cool_5A | 5
13697 | 44313 | OH | RFCWc | Cool | RFCWc_Cool_5A | 5
13698 | 44314 | OH | RFCWc | Cool | RFCWc_Cool_5A | 5
13699 | 44315 | OH | RFCWc | Cool | RFCWc_Cool_5A | 5
13700 | 44316 | OH | RFCWc | Cool | RFCWc_Cool_5A | 5
13701 | 44317 | OH | RFCWc | Cool | RFCWc_Cool_5A | 5
13702 | 44319 | OH | RFCWc | Cool | RFCWc_Cool_5A | 5
13703 | 44320 | OH | RFCWc | Cool | RFCWc_Cool_5A | 5
13704 | 44325 | OH | RFCWc | Cool | RFCWc_Cool_5A | 5
13705 | 44326 | OH | RFCWc | Cool | RFCWc_Cool_5A | 5
13706 | 44328 | OH | RFCWc | Cool | RFCWc_Cool_5A | 5
13707 | 44334 | OH | RFCWc | Cool | RFCWc_Cool_5A | 5
13708 | 44396 | OH | RFCWc | Cool | RFCWc_Cool_5A | 5
13709 | 44614 | OH | RFCWc | Cool | RFCWc_Cool_5A | 5
13710 | 44645 | OH | RFCWc | Cool | RFCWc_Cool_5A | 5
13711 | 44685 | OH | RFCWc | Cool | RFCWc_Cool_5A | 5
13712 | 44720 | OH | RFCWc | Cool | RFCWc_Cool_5A | 5
13713 | 44288 | OH | RFCWc | Cool | RFCWc_Cool_5A | 5
13714 | 44402 | OH | RFCWc | Cool | RFCWc_Cool_5A | 5
13715 | 44403 | OH | RFCWc | Cool | RFCWc_Cool_5A | 5
13716 | 44404 | OH | RFCWc | Cool | RFCWc_Cool_5A | 5
13717 | 44410 | OH | RFCWc | Cool | RFCWc_Cool_5A | 5
13718 | 44417 | OH | RFCWc | Cool | RFCWc_Cool_5A | 5
13719 | 44418 | OH | RFCWc | Cool | RFCWc_Cool_5A | 5
13720 | 44420 | OH | RFCWc | Cool | RFCWc_Cool_5A | 5
13721 | 44424 | OH | RFCWc | Cool | RFCWc_Cool_5A | 5
13722 | 44425 | OH | RFCWc | Cool | RFCWc_Cool_5A | 5
13723 | 44430 | OH | RFCWc | Cool | RFCWc_Cool_5A | 5
13724 | 44437 | OH | RFCWc | Cool | RFCWc_Cool_5A | 5
13725 | 44438 | OH | RFCWc | Cool | RFCWc_Cool_5A | 5
13726 | 44439 | OH | RFCWc | Cool | RFCWc_Cool_5A | 5
13727 | 44440 | OH | RFCWc | Cool | RFCWc_Cool_5A | 5
13728 | 44444 | OH | RFCWc | Cool | RFCWc_Cool_5A | 5
13729 | 44446 | OH | RFCWc | Cool | RFCWc_Cool_5A | 5
13730 | 44450 | OH | RFCWc | Cool | RFCWc_Cool_5A | 5
13731 | 44453 | OH | RFCWc | Cool | RFCWc_Cool_5A | 5
13732 | 44470 | OH | RFCWc | Cool | RFCWc_Cool_5A | 5
13733 | 44473 | OH | RFCWc | Cool | RFCWc_Cool_5A | 5
13734 | 44481 | OH | RFCWc | Cool | RFCWc_Cool_5A | 5
13735 | 44483 | OH | RFCWc | Cool | RFCWc_Cool_5A | 5
13736 | 44484 | OH | RFCWc | Cool | RFCWc_Cool_5A | 5
13737 | 44485 | OH | RFCWc | Cool | RFCWc_Cool_5A | 5
13738 | 44504 | OH | RFCWc | Cool | RFCWc_Cool_5A | 5
13739 | 44505 | OH | RFCWc | Cool | RFCWc_Cool_5A | 5
13740 | 44201 | OH | RFCWc | Cool | RFCWc_Cool_5A | 5
13741 | 44211 | OH | RFCWc | Cool | RFCWc_Cool_5A | 5
13742 | 44241 | OH | RFCWc | Cool | RFCWc_Cool_5A | 5
13743 | 44242 | OH | RFCWc | Cool | RFCWc_Cool_5A | 5
13744 | 44243 | OH | RFCWc | Cool | RFCWc_Cool_5A | 5
13745 | 44255 | OH | RFCWc | Cool | RFCWc_Cool_5A | 5
13746 | 44265 | OH | RFCWc | Cool | RFCWc_Cool_5A | 5
13747 | 44266 | OH | RFCWc | Cool | RFCWc_Cool_5A | 5
13748 | 44272 | OH | RFCWc | Cool | RFCWc_Cool_5A | 5
13749 | 44285 | OH | RFCWc | Cool | RFCWc_Cool_5A | 5
13750 | 44411 | OH | RFCWc | Cool | RFCWc_Cool_5A | 5
13751 | 44412 | OH | RFCWc | Cool | RFCWc_Cool_5A | 5
13752 | 44429 | OH | RFCWc | Cool | RFCWc_Cool_5A | 5
13753 | 44449 | OH | RFCWc | Cool | RFCWc_Cool_5A | 5
13754 | 44632 | OH | RFCWc | Cool | RFCWc_Cool_5A | 5
13755 | 44613 | OH | RFCWc | Cool | RFCWc_Cool_5A | 5
13756 | 44618 | OH | RFCWc | Cool | RFCWc_Cool_5A | 5
13757 | 44630 | OH | RFCWc | Cool | RFCWc_Cool_5A | 5
13758 | 44640 | OH | RFCWc | Cool | RFCWc_Cool_5A | 5
13759 | 44641 | OH | RFCWc | Cool | RFCWc_Cool_5A | 5
13760 | 44646 | OH | RFCWc | Cool | RFCWc_Cool_5A | 5
13761 | 44647 | OH | RFCWc | Cool | RFCWc_Cool_5A | 5
13762 | 44648 | OH | RFCWc | Cool | RFCWc_Cool_5A | 5
13763 | 44650 | OH | RFCWc | Cool | RFCWc_Cool_5A | 5
13764 | 44652 | OH | RFCWc | Cool | RFCWc_Cool_5A | 5
13765 | 44662 | OH | RFCWc | Cool | RFCWc_Cool_5A | 5
13766 | 44666 | OH | RFCWc | Cool | RFCWc_Cool_5A | 5
13767 | 44669 | OH | RFCWc | Cool | RFCWc_Cool_5A | 5
13768 | 44670 | OH | RFCWc | Cool | RFCWc_Cool_5A | 5
13769 | 44702 | OH | RFCWc | Cool | RFCWc_Cool_5A | 5
13770 | 44703 | OH | RFCWc | Cool | RFCWc_Cool_5A | 5
13771 | 44704 | OH | RFCWc | Cool | RFCWc_Cool_5A | 5
13772 | 44705 | OH | RFCWc | Cool | RFCWc_Cool_5A | 5
13773 | 44706 | OH | RFCWc | Cool | RFCWc_Cool_5A | 5
13774 | 44707 | OH | RFCWc | Cool | RFCWc_Cool_5A | 5
13775 | 44708 | OH | RFCWc | Cool | RFCWc_Cool_5A | 5
13776 | 44709 | OH | RFCWc | Cool | RFCWc_Cool_5A | 5
13777 | 44710 | OH | RFCWc | Cool | RFCWc_Cool_5A | 5
13778 | 44711 | OH | RFCWc | Cool | RFCWc_Cool_5A | 5
13779 | 44714 | OH | RFCWc | Cool | RFCWc_Cool_5A | 5
13780 | 44718 | OH | RFCWc | Cool | RFCWc_Cool_5A | 5
13781 | 44721 | OH | RFCWc | Cool | RFCWc_Cool_5A | 5
13782 | 44735 | OH | RFCWc | Cool | RFCWc_Cool_5A | 5
13783 | 44750 | OH | RFCWc | Cool | RFCWc_Cool_5A | 5
13784 | 44767 | OH | RFCWc | Cool | RFCWc_Cool_5A | 5
13785 | 44799 | OH | RFCWc | Cool | RFCWc_Cool_5A | 5
13786 | 44276 | OH | RFCWc | Cool | RFCWc_Cool_5A | 5
13787 | 44606 | OH | RFCWc | Cool | RFCWc_Cool_5A | 5
13788 | 44636 | OH | RFCWc | Cool | RFCWc_Cool_5A | 5
13789 | 44659 | OH | RFCWc | Cool | RFCWc_Cool_5A | 5
13790 | 44667 | OH | RFCWc | Cool | RFCWc_Cool_5A | 5
13791 | 44677 | OH | RFCWc | Cool | RFCWc_Cool_5A | 5
13792 | 44691 | OH | RFCWc | Cool | RFCWc_Cool_5A | 5
13793 | 44840 | OH | RFCWc | Cool | RFCWc_Cool_5A | 5
13794 | 44838 | OH | RFCWc | Cool | RFCWc_Cool_5A | 5
13795 | 44848 | OH | RFCWc | Cool | RFCWc_Cool_5A | 5
13796 | 44866 | OH | RFCWc | Cool | RFCWc_Cool_5A | 5
13797 | 44874 | OH | RFCWc | Cool | RFCWc_Cool_5A | 5
13798 | 44401 | OH | RFCWc | Cool | RFCWc_Cool_5A | 5
13799 | 44405 | OH | RFCWc | Cool | RFCWc_Cool_5A | 5
13800 | 44406 | OH | RFCWc | Cool | RFCWc_Cool_5A | 5
13801 | 44416 | OH | RFCWc | Cool | RFCWc_Cool_5A | 5
13802 | 44422 | OH | RFCWc | Cool | RFCWc_Cool_5A | 5
13803 | 44436 | OH | RFCWc | Cool | RFCWc_Cool_5A | 5
13804 | 44442 | OH | RFCWc | Cool | RFCWc_Cool_5A | 5
13805 | 44451 | OH | RFCWc | Cool | RFCWc_Cool_5A | 5
13806 | 44452 | OH | RFCWc | Cool | RFCWc_Cool_5A | 5
13807 | 44471 | OH | RFCWc | Cool | RFCWc_Cool_5A | 5
13808 | 44501 | OH | RFCWc | Cool | RFCWc_Cool_5A | 5
13809 | 44502 | OH | RFCWc | Cool | RFCWc_Cool_5A | 5
13810 | 44503 | OH | RFCWc | Cool | RFCWc_Cool_5A | 5
13811 | 44506 | OH | RFCWc | Cool | RFCWc_Cool_5A | 5
13812 | 44507 | OH | RFCWc | Cool | RFCWc_Cool_5A | 5
13813 | 44509 | OH | RFCWc | Cool | RFCWc_Cool_5A | 5
13814 | 44510 | OH | RFCWc | Cool | RFCWc_Cool_5A | 5
13815 | 44511 | OH | RFCWc | Cool | RFCWc_Cool_5A | 5
13816 | 44512 | OH | RFCWc | Cool | RFCWc_Cool_5A | 5
13817 | 44513 | OH | RFCWc | Cool | RFCWc_Cool_5A | 5
13818 | 44514 | OH | RFCWc | Cool | RFCWc_Cool_5A | 5
13819 | 44515 | OH | RFCWc | Cool | RFCWc_Cool_5A | 5
13820 | 44555 | OH | RFCWc | Cool | RFCWc_Cool_5A | 5
13821 | 44672 | OH | RFCWc | Cool | RFCWc_Cool_5A | 5
13822 | 44850 | OH | RFCWc | Cool | RFCWc_Cool_5A | 5
13823 | 44855 | OH | RFCWc | Cool | RFCWc_Cool_5A | 5
13824 | 44888 | OH | RFCWc | Cool | RFCWc_Cool_5A | 5
13825 | 44890 | OH | RFCWc | Cool | RFCWc_Cool_5A | 5
13826 | 45003 | OH | RFCWc | Cool | RFCWc_Cool_5A | 5
13827 | 45042 | OH | RFCWc | Cool | RFCWc_Cool_5A | 5
13828 | 45056 | OH | RFCWc | Cool | RFCWc_Cool_5A | 5
13829 | 45064 | OH | RFCWc | Cool | RFCWc_Cool_5A | 5
13830 | 45070 | OH | RFCWc | Cool | RFCWc_Cool_5A | 5
13831 | 45304 | OH | RFCWc | Cool | RFCWc_Cool_5A | 5
13832 | 45309 | OH | RFCWc | Cool | RFCWc_Cool_5A | 5
13833 | 45311 | OH | RFCWc | Cool | RFCWc_Cool_5A | 5
13834 | 45320 | OH | RFCWc | Cool | RFCWc_Cool_5A | 5
13835 | 45321 | OH | RFCWc | Cool | RFCWc_Cool_5A | 5
13836 | 45325 | OH | RFCWc | Cool | RFCWc_Cool_5A | 5
13837 | 45327 | OH | RFCWc | Cool | RFCWc_Cool_5A | 5
13838 | 45330 | OH | RFCWc | Cool | RFCWc_Cool_5A | 5
13839 | 45338 | OH | RFCWc | Cool | RFCWc_Cool_5A | 5
13840 | 45347 | OH | RFCWc | Cool | RFCWc_Cool_5A | 5
13841 | 45378 | OH | RFCWc | Cool | RFCWc_Cool_5A | 5
13842 | 45381 | OH | RFCWc | Cool | RFCWc_Cool_5A | 5
13843 | 45382 | OH | RFCWc | Cool | RFCWc_Cool_5A | 5
13844 | 45004 | OH | RFCWc | Cool | RFCWc_Cool_5A | 5
13845 | 45011 | OH | RFCWc | Cool | RFCWc_Cool_5A | 5
13846 | 45012 | OH | RFCWc | Cool | RFCWc_Cool_5A | 5
13847 | 45014 | OH | RFCWc | Cool | RFCWc_Cool_5A | 5
13848 | 45015 | OH | RFCWc | Cool | RFCWc_Cool_5A | 5
13849 | 45018 | OH | RFCWc | Cool | RFCWc_Cool_5A | 5
13850 | 45044 | OH | RFCWc | Cool | RFCWc_Cool_5A | 5
13851 | 45050 | OH | RFCWc | Cool | RFCWc_Cool_5A | 5
13852 | 45053 | OH | RFCWc | Cool | RFCWc_Cool_5A | 5
13853 | 45055 | OH | RFCWc | Cool | RFCWc_Cool_5A | 5
13854 | 45061 | OH | RFCWc | Cool | RFCWc_Cool_5A | 5
13855 | 45062 | OH | RFCWc | Cool | RFCWc_Cool_5A | 5
13856 | 45063 | OH | RFCWc | Cool | RFCWc_Cool_5A | 5
13857 | 45067 | OH | RFCWc | Cool | RFCWc_Cool_5A | 5
13858 | 45071 | OH | RFCWc | Cool | RFCWc_Cool_5A | 5
13859 | 45005 | OH | RFCWc | Cool | RFCWc_Cool_5A | 5
13860 | 45032 | OH | RFCWc | Cool | RFCWc_Cool_5A | 5
13861 | 45034 | OH | RFCWc | Cool | RFCWc_Cool_5A | 5
13862 | 45036 | OH | RFCWc | Cool | RFCWc_Cool_5A | 5
13863 | 45039 | OH | RFCWc | Cool | RFCWc_Cool_5A | 5
13864 | 45040 | OH | RFCWc | Cool | RFCWc_Cool_5A | 5
13865 | 45054 | OH | RFCWc | Cool | RFCWc_Cool_5A | 5
13866 | 45065 | OH | RFCWc | Cool | RFCWc_Cool_5A | 5
13867 | 45066 | OH | RFCWc | Cool | RFCWc_Cool_5A | 5
13868 | 45122 | OH | RFCWc | Cool | RFCWc_Cool_5A | 5
13869 | 45152 | OH | RFCWc | Cool | RFCWc_Cool_5A | 5
13870 | 45162 | OH | RFCWc | Cool | RFCWc_Cool_5A | 5
13871 | 45342 | OH | RFCWc | Cool | RFCWc_Cool_5A | 5
13872 | 45315 | OH | RFCWc | Cool | RFCWc_Cool_5A | 5
13873 | 45322 | OH | RFCWc | Cool | RFCWc_Cool_5A | 5
13874 | 45343 | OH | RFCWc | Cool | RFCWc_Cool_5A | 5
13875 | 45345 | OH | RFCWc | Cool | RFCWc_Cool_5A | 5
13876 | 45354 | OH | RFCWc | Cool | RFCWc_Cool_5A | 5
13877 | 45371 | OH | RFCWc | Cool | RFCWc_Cool_5A | 5
13878 | 45377 | OH | RFCWc | Cool | RFCWc_Cool_5A | 5
13879 | 45401 | OH | RFCWc | Cool | RFCWc_Cool_5A | 5
13880 | 45402 | OH | RFCWc | Cool | RFCWc_Cool_5A | 5
13881 | 45403 | OH | RFCWc | Cool | RFCWc_Cool_5A | 5
13882 | 45404 | OH | RFCWc | Cool | RFCWc_Cool_5A | 5
13883 | 45405 | OH | RFCWc | Cool | RFCWc_Cool_5A | 5
13884 | 45406 | OH | RFCWc | Cool | RFCWc_Cool_5A | 5
13885 | 45409 | OH | RFCWc | Cool | RFCWc_Cool_5A | 5
13886 | 45410 | OH | RFCWc | Cool | RFCWc_Cool_5A | 5
13887 | 45413 | OH | RFCWc | Cool | RFCWc_Cool_5A | 5
13888 | 45414 | OH | RFCWc | Cool | RFCWc_Cool_5A | 5
13889 | 45415 | OH | RFCWc | Cool | RFCWc_Cool_5A | 5
13890 | 45416 | OH | RFCWc | Cool | RFCWc_Cool_5A | 5
13891 | 45417 | OH | RFCWc | Cool | RFCWc_Cool_5A | 5
13892 | 45419 | OH | RFCWc | Cool | RFCWc_Cool_5A | 5
13893 | 45420 | OH | RFCWc | Cool | RFCWc_Cool_5A | 5
13894 | 45422 | OH | RFCWc | Cool | RFCWc_Cool_5A | 5
13895 | 45423 | OH | RFCWc | Cool | RFCWc_Cool_5A | 5
13896 | 45426 | OH | RFCWc | Cool | RFCWc_Cool_5A | 5
13897 | 45428 | OH | RFCWc | Cool | RFCWc_Cool_5A | 5
13898 | 45429 | OH | RFCWc | Cool | RFCWc_Cool_5A | 5
13899 | 45437 | OH | RFCWc | Cool | RFCWc_Cool_5A | 5
13900 | 45439 | OH | RFCWc | Cool | RFCWc_Cool_5A | 5
13901 | 45441 | OH | RFCWc | Cool | RFCWc_Cool_5A | 5
13902 | 45448 | OH | RFCWc | Cool | RFCWc_Cool_5A | 5
13903 | 45449 | OH | RFCWc | Cool | RFCWc_Cool_5A | 5
13904 | 45469 | OH | RFCWc | Cool | RFCWc_Cool_5A | 5
13905 | 45470 | OH | RFCWc | Cool | RFCWc_Cool_5A | 5
13906 | 45475 | OH | RFCWc | Cool | RFCWc_Cool_5A | 5
13907 | 45490 | OH | RFCWc | Cool | RFCWc_Cool_5A | 5
13908 | 45132 | OH | RFCWc | Cool | RFCWc_Cool_5A | 5
13909 | 45155 | OH | RFCWc | Cool | RFCWc_Cool_5A | 5
13910 | 45172 | OH | RFCWc | Cool | RFCWc_Cool_5A | 5
13911 | 45303 | OH | RFCWc | Cool | RFCWc_Cool_5A | 5
13912 | 45308 | OH | RFCWc | Cool | RFCWc_Cool_5A | 5
13913 | 45310 | OH | RFCWc | Cool | RFCWc_Cool_5A | 5
13914 | 45318 | OH | RFCWc | Cool | RFCWc_Cool_5A | 5
13915 | 45328 | OH | RFCWc | Cool | RFCWc_Cool_5A | 5
13916 | 45331 | OH | RFCWc | Cool | RFCWc_Cool_5A | 5
13917 | 45332 | OH | RFCWc | Cool | RFCWc_Cool_5A | 5
13918 | 45337 | OH | RFCWc | Cool | RFCWc_Cool_5A | 5
13919 | 45346 | OH | RFCWc | Cool | RFCWc_Cool_5A | 5
13920 | 45348 | OH | RFCWc | Cool | RFCWc_Cool_5A | 5
13921 | 45350 | OH | RFCWc | Cool | RFCWc_Cool_5A | 5
13922 | 45351 | OH | RFCWc | Cool | RFCWc_Cool_5A | 5
13923 | 45352 | OH | RFCWc | Cool | RFCWc_Cool_5A | 5
13924 | 45358 | OH | RFCWc | Cool | RFCWc_Cool_5A | 5
13925 | 45362 | OH | RFCWc | Cool | RFCWc_Cool_5A | 5
13926 | 45383 | OH | RFCWc | Cool | RFCWc_Cool_5A | 5
13927 | 45390 | OH | RFCWc | Cool | RFCWc_Cool_5A | 5
13928 | 45846 | OH | RFCWc | Cool | RFCWc_Cool_5A | 5
13929 | 45883 | OH | RFCWc | Cool | RFCWc_Cool_5A | 5
13930 | 45339 | OH | RFCWc | Cool | RFCWc_Cool_5A | 5
13931 | 45359 | OH | RFCWc | Cool | RFCWc_Cool_5A | 5
13932 | 45361 | OH | RFCWc | Cool | RFCWc_Cool_5A | 5
13933 | 45373 | OH | RFCWc | Cool | RFCWc_Cool_5A | 5
13934 | 45374 | OH | RFCWc | Cool | RFCWc_Cool_5A | 5
13935 | 45826 | OH | RFCWc | Cool | RFCWc_Cool_5A | 5
13936 | 45828 | OH | RFCWc | Cool | RFCWc_Cool_5A | 5
13937 | 45860 | OH | RFCWc | Cool | RFCWc_Cool_5A | 5
13938 | 45866 | OH | RFCWc | Cool | RFCWc_Cool_5A | 5
13939 | 45882 | OH | RFCWc | Cool | RFCWc_Cool_5A | 5
13940 | 45898 | OH | RFCWc | Cool | RFCWc_Cool_5A | 5
13941 | 45621 | OH | RFCWc | Cool | RFCWc_Cool_5A | 5
13942 | 45640 | OH | RFCWc | Cool | RFCWc_Cool_5A | 5
13943 | 45653 | OH | RFCWc | Cool | RFCWc_Cool_5A | 5
13944 | 45656 | OH | RFCWc | Cool | RFCWc_Cool_5A | 5
13945 | 45682 | OH | RFCWc | Cool | RFCWc_Cool_5A | 5
13946 | 45685 | OH | RFCWc | Cool | RFCWc_Cool_5A | 5
13947 | 45720 | OH | RFCWc | Cool | RFCWc_Cool_5A | 5
13948 | 45743 | OH | RFCWc | Cool | RFCWc_Cool_5A | 5
13949 | 45769 | OH | RFCWc | Cool | RFCWc_Cool_5A | 5
13950 | 45770 | OH | RFCWc | Cool | RFCWc_Cool_5A | 5
13951 | 45771 | OH | RFCWc | Cool | RFCWc_Cool_5A | 5
13952 | 45772 | OH | RFCWc | Cool | RFCWc_Cool_5A | 5
13953 | 45775 | OH | RFCWc | Cool | RFCWc_Cool_5A | 5
13954 | 45779 | OH | RFCWc | Cool | RFCWc_Cool_5A | 5
13955 | 45783 | OH | RFCWc | Cool | RFCWc_Cool_5A | 5
13956 | 45838 | OH | RFCWc | Cool | RFCWc_Cool_5A | 5
13957 | 45863 | OH | RFCWc | Cool | RFCWc_Cool_5A | 5
13958 | 45874 | OH | RFCWc | Cool | RFCWc_Cool_5A | 5
13959 | 45891 | OH | RFCWc | Cool | RFCWc_Cool_5A | 5
13960 | 45899 | OH | RFCWc | Cool | RFCWc_Cool_5A | 5
13961 | 46001 | IN | RFCWc | Cool | RFCWc_Cool_5A | 5
13962 | 46012 | IN | RFCWc | Cool | RFCWc_Cool_5A | 5
13963 | 46017 | IN | RFCWc | Cool | RFCWc_Cool_5A | 5
13964 | 46070 | IN | RFCWc | Cool | RFCWc_Cool_5A | 5
13965 | 47302 | IN | RFCWc | Cool | RFCWc_Cool_5A | 5
13966 | 47303 | IN | RFCWc | Cool | RFCWc_Cool_5A | 5
13967 | 47304 | IN | RFCWc | Cool | RFCWc_Cool_5A | 5
13968 | 47305 | IN | RFCWc | Cool | RFCWc_Cool_5A | 5
13969 | 47306 | IN | RFCWc | Cool | RFCWc_Cool_5A | 5
13970 | 47307 | IN | RFCWc | Cool | RFCWc_Cool_5A | 5
13971 | 47308 | IN | RFCWc | Cool | RFCWc_Cool_5A | 5
13972 | 47320 | IN | RFCWc | Cool | RFCWc_Cool_5A | 5
13973 | 47334 | IN | RFCWc | Cool | RFCWc_Cool_5A | 5
13974 | 47336 | IN | RFCWc | Cool | RFCWc_Cool_5A | 5
13975 | 47338 | IN | RFCWc | Cool | RFCWc_Cool_5A | 5
13976 | 47342 | IN | RFCWc | Cool | RFCWc_Cool_5A | 5
13977 | 47354 | IN | RFCWc | Cool | RFCWc_Cool_5A | 5
13978 | 47356 | IN | RFCWc | Cool | RFCWc_Cool_5A | 5
13979 | 47367 | IN | RFCWc | Cool | RFCWc_Cool_5A | 5
13980 | 47368 | IN | RFCWc | Cool | RFCWc_Cool_5A | 5
13981 | 47383 | IN | RFCWc | Cool | RFCWc_Cool_5A | 5
13982 | 47386 | IN | RFCWc | Cool | RFCWc_Cool_5A | 5
13983 | 47396 | IN | RFCWc | Cool | RFCWc_Cool_5A | 5
13984 | 46011 | IN | RFCWc | Cool | RFCWc_Cool_5A | 5
13985 | 46013 | IN | RFCWc | Cool | RFCWc_Cool_5A | 5
13986 | 46015 | IN | RFCWc | Cool | RFCWc_Cool_5A | 5
13987 | 46016 | IN | RFCWc | Cool | RFCWc_Cool_5A | 5
13988 | 46018 | IN | RFCWc | Cool | RFCWc_Cool_5A | 5
13989 | 46036 | IN | RFCWc | Cool | RFCWc_Cool_5A | 5
13990 | 46040 | IN | RFCWc | Cool | RFCWc_Cool_5A | 5
13991 | 46044 | IN | RFCWc | Cool | RFCWc_Cool_5A | 5
13992 | 46048 | IN | RFCWc | Cool | RFCWc_Cool_5A | 5
13993 | 46051 | IN | RFCWc | Cool | RFCWc_Cool_5A | 5
13994 | 46056 | IN | RFCWc | Cool | RFCWc_Cool_5A | 5
13995 | 46060 | IN | RFCWc | Cool | RFCWc_Cool_5A | 5
13996 | 46063 | IN | RFCWc | Cool | RFCWc_Cool_5A | 5
13997 | 46064 | IN | RFCWc | Cool | RFCWc_Cool_5A | 5
13998 | 46928 | IN | RFCWc | Cool | RFCWc_Cool_5A | 5
13999 | 46030 | IN | RFCWc | Cool | RFCWc_Cool_5A | 5
14000 | 46031 | IN | RFCWc | Cool | RFCWc_Cool_5A | 5
14001 | 46032 | IN | RFCWc | Cool | RFCWc_Cool_5A | 5
14002 | 46033 | IN | RFCWc | Cool | RFCWc_Cool_5A | 5
14003 | 46034 | IN | RFCWc | Cool | RFCWc_Cool_5A | 5
14004 | 46037 | IN | RFCWc | Cool | RFCWc_Cool_5A | 5
14005 | 46038 | IN | RFCWc | Cool | RFCWc_Cool_5A | 5
14006 | 46049 | IN | RFCWc | Cool | RFCWc_Cool_5A | 5
14007 | 46050 | IN | RFCWc | Cool | RFCWc_Cool_5A | 5
14008 | 46055 | IN | RFCWc | Cool | RFCWc_Cool_5A | 5
14009 | 46061 | IN | RFCWc | Cool | RFCWc_Cool_5A | 5
14010 | 46062 | IN | RFCWc | Cool | RFCWc_Cool_5A | 5
14011 | 46069 | IN | RFCWc | Cool | RFCWc_Cool_5A | 5
14012 | 46072 | IN | RFCWc | Cool | RFCWc_Cool_5A | 5
14013 | 46074 | IN | RFCWc | Cool | RFCWc_Cool_5A | 5
14014 | 46077 | IN | RFCWc | Cool | RFCWc_Cool_5A | 5
14015 | 46082 | IN | RFCWc | Cool | RFCWc_Cool_5A | 5
14016 | 46236 | IN | RFCWc | Cool | RFCWc_Cool_5A | 5
14017 | 46240 | IN | RFCWc | Cool | RFCWc_Cool_5A | 5
14018 | 46250 | IN | RFCWc | Cool | RFCWc_Cool_5A | 5
14019 | 46256 | IN | RFCWc | Cool | RFCWc_Cool_5A | 5
14020 | 46260 | IN | RFCWc | Cool | RFCWc_Cool_5A | 5
14021 | 46268 | IN | RFCWc | Cool | RFCWc_Cool_5A | 5
14022 | 46280 | IN | RFCWc | Cool | RFCWc_Cool_5A | 5
14023 | 46290 | IN | RFCWc | Cool | RFCWc_Cool_5A | 5
14024 | 46039 | IN | RFCWc | Cool | RFCWc_Cool_5A | 5
14025 | 46045 | IN | RFCWc | Cool | RFCWc_Cool_5A | 5
14026 | 46047 | IN | RFCWc | Cool | RFCWc_Cool_5A | 5
14027 | 46068 | IN | RFCWc | Cool | RFCWc_Cool_5A | 5
14028 | 46076 | IN | RFCWc | Cool | RFCWc_Cool_5A | 5
14029 | 46902 | IN | RFCWc | Cool | RFCWc_Cool_5A | 5
14030 | 46936 | IN | RFCWc | Cool | RFCWc_Cool_5A | 5
14031 | 46979 | IN | RFCWc | Cool | RFCWc_Cool_5A | 5
14032 | 46035 | IN | RFCWc | Cool | RFCWc_Cool_5A | 5
14033 | 46071 | IN | RFCWc | Cool | RFCWc_Cool_5A | 5
14034 | 46172 | IN | RFCWc | Cool | RFCWc_Cool_5A | 5
14035 | 46175 | IN | RFCWc | Cool | RFCWc_Cool_5A | 5
14036 | 47916 | IN | RFCWc | Cool | RFCWc_Cool_5A | 5
14037 | 47930 | IN | RFCWc | Cool | RFCWc_Cool_5A | 5
14038 | 47933 | IN | RFCWc | Cool | RFCWc_Cool_5A | 5
14039 | 47940 | IN | RFCWc | Cool | RFCWc_Cool_5A | 5
14040 | 47949 | IN | RFCWc | Cool | RFCWc_Cool_5A | 5
14041 | 47954 | IN | RFCWc | Cool | RFCWc_Cool_5A | 5
14042 | 47955 | IN | RFCWc | Cool | RFCWc_Cool_5A | 5
14043 | 47965 | IN | RFCWc | Cool | RFCWc_Cool_5A | 5
14044 | 47967 | IN | RFCWc | Cool | RFCWc_Cool_5A | 5
14045 | 47968 | IN | RFCWc | Cool | RFCWc_Cool_5A | 5
14046 | 47981 | IN | RFCWc | Cool | RFCWc_Cool_5A | 5
14047 | 47989 | IN | RFCWc | Cool | RFCWc_Cool_5A | 5
14048 | 47990 | IN | RFCWc | Cool | RFCWc_Cool_5A | 5
14049 | 47994 | IN | RFCWc | Cool | RFCWc_Cool_5A | 5
14050 | 46041 | IN | RFCWc | Cool | RFCWc_Cool_5A | 5
14051 | 46052 | IN | RFCWc | Cool | RFCWc_Cool_5A | 5
14052 | 46075 | IN | RFCWc | Cool | RFCWc_Cool_5A | 5
14053 | 46102 | IN | RFCWc | Cool | RFCWc_Cool_5A | 5
14054 | 46112 | IN | RFCWc | Cool | RFCWc_Cool_5A | 5
14055 | 46147 | IN | RFCWc | Cool | RFCWc_Cool_5A | 5
14056 | 46149 | IN | RFCWc | Cool | RFCWc_Cool_5A | 5
14057 | 46167 | IN | RFCWc | Cool | RFCWc_Cool_5A | 5
14058 | 46278 | IN | RFCWc | Cool | RFCWc_Cool_5A | 5
14059 | 46057 | IN | RFCWc | Cool | RFCWc_Cool_5A | 5
14060 | 46058 | IN | RFCWc | Cool | RFCWc_Cool_5A | 5
14061 | 46065 | IN | RFCWc | Cool | RFCWc_Cool_5A | 5
14062 | 46067 | IN | RFCWc | Cool | RFCWc_Cool_5A | 5
14063 | 46920 | IN | RFCWc | Cool | RFCWc_Cool_5A | 5
14064 | 47905 | IN | RFCWc | Cool | RFCWc_Cool_5A | 5
14065 | 46919 | IN | RFCWc | Cool | RFCWc_Cool_5A | 5
14066 | 46930 | IN | RFCWc | Cool | RFCWc_Cool_5A | 5
14067 | 46933 | IN | RFCWc | Cool | RFCWc_Cool_5A | 5
14068 | 46938 | IN | RFCWc | Cool | RFCWc_Cool_5A | 5
14069 | 46940 | IN | RFCWc | Cool | RFCWc_Cool_5A | 5
14070 | 46952 | IN | RFCWc | Cool | RFCWc_Cool_5A | 5
14071 | 46953 | IN | RFCWc | Cool | RFCWc_Cool_5A | 5
14072 | 46957 | IN | RFCWc | Cool | RFCWc_Cool_5A | 5
14073 | 46986 | IN | RFCWc | Cool | RFCWc_Cool_5A | 5
14074 | 46987 | IN | RFCWc | Cool | RFCWc_Cool_5A | 5
14075 | 46989 | IN | RFCWc | Cool | RFCWc_Cool_5A | 5
14076 | 46991 | IN | RFCWc | Cool | RFCWc_Cool_5A | 5
14077 | 47348 | IN | RFCWc | Cool | RFCWc_Cool_5A | 5
14078 | 46107 | IN | RFCWc | Cool | RFCWc_Cool_5A | 5
14079 | 46113 | IN | RFCWc | Cool | RFCWc_Cool_5A | 5
14080 | 46142 | IN | RFCWc | Cool | RFCWc_Cool_5A | 5
14081 | 46163 | IN | RFCWc | Cool | RFCWc_Cool_5A | 5
14082 | 46183 | IN | RFCWc | Cool | RFCWc_Cool_5A | 5
14083 | 46201 | IN | RFCWc | Cool | RFCWc_Cool_5A | 5
14084 | 46202 | IN | RFCWc | Cool | RFCWc_Cool_5A | 5
14085 | 46203 | IN | RFCWc | Cool | RFCWc_Cool_5A | 5
14086 | 46204 | IN | RFCWc | Cool | RFCWc_Cool_5A | 5
14087 | 46205 | IN | RFCWc | Cool | RFCWc_Cool_5A | 5
14088 | 46206 | IN | RFCWc | Cool | RFCWc_Cool_5A | 5
14089 | 46208 | IN | RFCWc | Cool | RFCWc_Cool_5A | 5
14090 | 46213 | IN | RFCWc | Cool | RFCWc_Cool_5A | 5
14091 | 46214 | IN | RFCWc | Cool | RFCWc_Cool_5A | 5
14092 | 46216 | IN | RFCWc | Cool | RFCWc_Cool_5A | 5
14093 | 46217 | IN | RFCWc | Cool | RFCWc_Cool_5A | 5
14094 | 46218 | IN | RFCWc | Cool | RFCWc_Cool_5A | 5
14095 | 46219 | IN | RFCWc | Cool | RFCWc_Cool_5A | 5
14096 | 46220 | IN | RFCWc | Cool | RFCWc_Cool_5A | 5
14097 | 46221 | IN | RFCWc | Cool | RFCWc_Cool_5A | 5
14098 | 46222 | IN | RFCWc | Cool | RFCWc_Cool_5A | 5
14099 | 46224 | IN | RFCWc | Cool | RFCWc_Cool_5A | 5
14100 | 46225 | IN | RFCWc | Cool | RFCWc_Cool_5A | 5
14101 | 46226 | IN | RFCWc | Cool | RFCWc_Cool_5A | 5
14102 | 46227 | IN | RFCWc | Cool | RFCWc_Cool_5A | 5
14103 | 46228 | IN | RFCWc | Cool | RFCWc_Cool_5A | 5
14104 | 46229 | IN | RFCWc | Cool | RFCWc_Cool_5A | 5
14105 | 46230 | IN | RFCWc | Cool | RFCWc_Cool_5A | 5
14106 | 46231 | IN | RFCWc | Cool | RFCWc_Cool_5A | 5
14107 | 46234 | IN | RFCWc | Cool | RFCWc_Cool_5A | 5
14108 | 46235 | IN | RFCWc | Cool | RFCWc_Cool_5A | 5
14109 | 46237 | IN | RFCWc | Cool | RFCWc_Cool_5A | 5
14110 | 46239 | IN | RFCWc | Cool | RFCWc_Cool_5A | 5
14111 | 46241 | IN | RFCWc | Cool | RFCWc_Cool_5A | 5
14112 | 46242 | IN | RFCWc | Cool | RFCWc_Cool_5A | 5
14113 | 46244 | IN | RFCWc | Cool | RFCWc_Cool_5A | 5
14114 | 46247 | IN | RFCWc | Cool | RFCWc_Cool_5A | 5
14115 | 46249 | IN | RFCWc | Cool | RFCWc_Cool_5A | 5
14116 | 46251 | IN | RFCWc | Cool | RFCWc_Cool_5A | 5
14117 | 46253 | IN | RFCWc | Cool | RFCWc_Cool_5A | 5
14118 | 46254 | IN | RFCWc | Cool | RFCWc_Cool_5A | 5
14119 | 46259 | IN | RFCWc | Cool | RFCWc_Cool_5A | 5
14120 | 46282 | IN | RFCWc | Cool | RFCWc_Cool_5A | 5
14121 | 46283 | IN | RFCWc | Cool | RFCWc_Cool_5A | 5
14122 | 46285 | IN | RFCWc | Cool | RFCWc_Cool_5A | 5
14123 | 46298 | IN | RFCWc | Cool | RFCWc_Cool_5A | 5
14124 | 46901 | IN | RFCWc | Cool | RFCWc_Cool_5A | 5
14125 | 46903 | IN | RFCWc | Cool | RFCWc_Cool_5A | 5
14126 | 46904 | IN | RFCWc | Cool | RFCWc_Cool_5A | 5
14127 | 46929 | IN | RFCWc | Cool | RFCWc_Cool_5A | 5
14128 | 46932 | IN | RFCWc | Cool | RFCWc_Cool_5A | 5
14129 | 46937 | IN | RFCWc | Cool | RFCWc_Cool_5A | 5
14130 | 46965 | IN | RFCWc | Cool | RFCWc_Cool_5A | 5
14131 | 46995 | IN | RFCWc | Cool | RFCWc_Cool_5A | 5
14132 | 46115 | IN | RFCWc | Cool | RFCWc_Cool_5A | 5
14133 | 46117 | IN | RFCWc | Cool | RFCWc_Cool_5A | 5
14134 | 46130 | IN | RFCWc | Cool | RFCWc_Cool_5A | 5
14135 | 46140 | IN | RFCWc | Cool | RFCWc_Cool_5A | 5
14136 | 46148 | IN | RFCWc | Cool | RFCWc_Cool_5A | 5
14137 | 46154 | IN | RFCWc | Cool | RFCWc_Cool_5A | 5
14138 | 46161 | IN | RFCWc | Cool | RFCWc_Cool_5A | 5
14139 | 46186 | IN | RFCWc | Cool | RFCWc_Cool_5A | 5
14140 | 47384 | IN | RFCWc | Cool | RFCWc_Cool_5A | 5
14141 | 46923 | IN | RFCWc | Cool | RFCWc_Cool_5A | 5
14142 | 47901 | IN | RFCWc | Cool | RFCWc_Cool_5A | 5
14143 | 47902 | IN | RFCWc | Cool | RFCWc_Cool_5A | 5
14144 | 47903 | IN | RFCWc | Cool | RFCWc_Cool_5A | 5
14145 | 47904 | IN | RFCWc | Cool | RFCWc_Cool_5A | 5
14146 | 47906 | IN | RFCWc | Cool | RFCWc_Cool_5A | 5
14147 | 47907 | IN | RFCWc | Cool | RFCWc_Cool_5A | 5
14148 | 47909 | IN | RFCWc | Cool | RFCWc_Cool_5A | 5
14149 | 47918 | IN | RFCWc | Cool | RFCWc_Cool_5A | 5
14150 | 47920 | IN | RFCWc | Cool | RFCWc_Cool_5A | 5
14151 | 47924 | IN | RFCWc | Cool | RFCWc_Cool_5A | 5
14152 | 47941 | IN | RFCWc | Cool | RFCWc_Cool_5A | 5
14153 | 47962 | IN | RFCWc | Cool | RFCWc_Cool_5A | 5
14154 | 47970 | IN | RFCWc | Cool | RFCWc_Cool_5A | 5
14155 | 47983 | IN | RFCWc | Cool | RFCWc_Cool_5A | 5
14156 | 47992 | IN | RFCWc | Cool | RFCWc_Cool_5A | 5
14157 | 47996 | IN | RFCWc | Cool | RFCWc_Cool_5A | 5
14158 | 46913 | IN | RFCWc | Cool | RFCWc_Cool_5A | 5
14159 | 46915 | IN | RFCWc | Cool | RFCWc_Cool_5A | 5
14160 | 46916 | IN | RFCWc | Cool | RFCWc_Cool_5A | 5
14161 | 46917 | IN | RFCWc | Cool | RFCWc_Cool_5A | 5
14162 | 46947 | IN | RFCWc | Cool | RFCWc_Cool_5A | 5
14163 | 46977 | IN | RFCWc | Cool | RFCWc_Cool_5A | 5
14164 | 47923 | IN | RFCWc | Cool | RFCWc_Cool_5A | 5
14165 | 47926 | IN | RFCWc | Cool | RFCWc_Cool_5A | 5
14166 | 47950 | IN | RFCWc | Cool | RFCWc_Cool_5A | 5
14167 | 47960 | IN | RFCWc | Cool | RFCWc_Cool_5A | 5
14168 | 47997 | IN | RFCWc | Cool | RFCWc_Cool_5A | 5
14169 | 46103 | IN | RFCWc | Cool | RFCWc_Cool_5A | 5
14170 | 46118 | IN | RFCWc | Cool | RFCWc_Cool_5A | 5
14171 | 46121 | IN | RFCWc | Cool | RFCWc_Cool_5A | 5
14172 | 46122 | IN | RFCWc | Cool | RFCWc_Cool_5A | 5
14173 | 46123 | IN | RFCWc | Cool | RFCWc_Cool_5A | 5
14174 | 46157 | IN | RFCWc | Cool | RFCWc_Cool_5A | 5
14175 | 46158 | IN | RFCWc | Cool | RFCWc_Cool_5A | 5
14176 | 46165 | IN | RFCWc | Cool | RFCWc_Cool_5A | 5
14177 | 46168 | IN | RFCWc | Cool | RFCWc_Cool_5A | 5
14178 | 46180 | IN | RFCWc | Cool | RFCWc_Cool_5A | 5
14179 | 47327 | IN | RFCWc | Cool | RFCWc_Cool_5A | 5
14180 | 47337 | IN | RFCWc | Cool | RFCWc_Cool_5A | 5
14181 | 47344 | IN | RFCWc | Cool | RFCWc_Cool_5A | 5
14182 | 47346 | IN | RFCWc | Cool | RFCWc_Cool_5A | 5
14183 | 47351 | IN | RFCWc | Cool | RFCWc_Cool_5A | 5
14184 | 47352 | IN | RFCWc | Cool | RFCWc_Cool_5A | 5
14185 | 47360 | IN | RFCWc | Cool | RFCWc_Cool_5A | 5
14186 | 47361 | IN | RFCWc | Cool | RFCWc_Cool_5A | 5
14187 | 47362 | IN | RFCWc | Cool | RFCWc_Cool_5A | 5
14188 | 47366 | IN | RFCWc | Cool | RFCWc_Cool_5A | 5
14189 | 47385 | IN | RFCWc | Cool | RFCWc_Cool_5A | 5
14190 | 47387 | IN | RFCWc | Cool | RFCWc_Cool_5A | 5
14191 | 47388 | IN | RFCWc | Cool | RFCWc_Cool_5A | 5
14192 | 46104 | IN | RFCWc | Cool | RFCWc_Cool_5A | 5
14193 | 46127 | IN | RFCWc | Cool | RFCWc_Cool_5A | 5
14194 | 46133 | IN | RFCWc | Cool | RFCWc_Cool_5A | 5
14195 | 46146 | IN | RFCWc | Cool | RFCWc_Cool_5A | 5
14196 | 46150 | IN | RFCWc | Cool | RFCWc_Cool_5A | 5
14197 | 46155 | IN | RFCWc | Cool | RFCWc_Cool_5A | 5
14198 | 46156 | IN | RFCWc | Cool | RFCWc_Cool_5A | 5
14199 | 46173 | IN | RFCWc | Cool | RFCWc_Cool_5A | 5
14200 | 46176 | IN | RFCWc | Cool | RFCWc_Cool_5A | 5
14201 | 46182 | IN | RFCWc | Cool | RFCWc_Cool_5A | 5
14202 | 47240 | IN | RFCWc | Cool | RFCWc_Cool_5A | 5
14203 | 47272 | IN | RFCWc | Cool | RFCWc_Cool_5A | 5
14204 | 46105 | IN | RFCWc | Cool | RFCWc_Cool_5A | 5
14205 | 46120 | IN | RFCWc | Cool | RFCWc_Cool_5A | 5
14206 | 46128 | IN | RFCWc | Cool | RFCWc_Cool_5A | 5
14207 | 46135 | IN | RFCWc | Cool | RFCWc_Cool_5A | 5
14208 | 46170 | IN | RFCWc | Cool | RFCWc_Cool_5A | 5
14209 | 46171 | IN | RFCWc | Cool | RFCWc_Cool_5A | 5
14210 | 47456 | IN | RFCWc | Cool | RFCWc_Cool_5A | 5
14211 | 47834 | IN | RFCWc | Cool | RFCWc_Cool_5A | 5
14212 | 47840 | IN | RFCWc | Cool | RFCWc_Cool_5A | 5
14213 | 47868 | IN | RFCWc | Cool | RFCWc_Cool_5A | 5
14214 | 47872 | IN | RFCWc | Cool | RFCWc_Cool_5A | 5
14215 | 46106 | IN | RFCWc | Cool | RFCWc_Cool_5A | 5
14216 | 46110 | IN | RFCWc | Cool | RFCWc_Cool_5A | 5
14217 | 46124 | IN | RFCWc | Cool | RFCWc_Cool_5A | 5
14218 | 46131 | IN | RFCWc | Cool | RFCWc_Cool_5A | 5
14219 | 46143 | IN | RFCWc | Cool | RFCWc_Cool_5A | 5
14220 | 46151 | IN | RFCWc | Cool | RFCWc_Cool_5A | 5
14221 | 46160 | IN | RFCWc | Cool | RFCWc_Cool_5A | 5
14222 | 46162 | IN | RFCWc | Cool | RFCWc_Cool_5A | 5
14223 | 46164 | IN | RFCWc | Cool | RFCWc_Cool_5A | 5
14224 | 46181 | IN | RFCWc | Cool | RFCWc_Cool_5A | 5
14225 | 46184 | IN | RFCWc | Cool | RFCWc_Cool_5A | 5
14226 | 46111 | IN | RFCWc | Cool | RFCWc_Cool_5A | 5
14227 | 46125 | IN | RFCWc | Cool | RFCWc_Cool_5A | 5
14228 | 46166 | IN | RFCWc | Cool | RFCWc_Cool_5A | 5
14229 | 47433 | IN | RFCWc | Cool | RFCWc_Cool_5A | 5
14230 | 46126 | IN | RFCWc | Cool | RFCWc_Cool_5A | 5
14231 | 46144 | IN | RFCWc | Cool | RFCWc_Cool_5A | 5
14232 | 47234 | IN | RFCWc | Cool | RFCWc_Cool_5A | 5
14233 | 47404 | IN | RFCWc | Cool | RFCWc_Cool_5A | 5
14234 | 47424 | IN | RFCWc | Cool | RFCWc_Cool_5A | 5
14235 | 47427 | IN | RFCWc | Cool | RFCWc_Cool_5A | 5
14236 | 47431 | IN | RFCWc | Cool | RFCWc_Cool_5A | 5
14237 | 47455 | IN | RFCWc | Cool | RFCWc_Cool_5A | 5
14238 | 47459 | IN | RFCWc | Cool | RFCWc_Cool_5A | 5
14239 | 47460 | IN | RFCWc | Cool | RFCWc_Cool_5A | 5
14240 | 47471 | IN | RFCWc | Cool | RFCWc_Cool_5A | 5
14241 | 47833 | IN | RFCWc | Cool | RFCWc_Cool_5A | 5
14242 | 47841 | IN | RFCWc | Cool | RFCWc_Cool_5A | 5
14243 | 47201 | IN | RFCWc | Cool | RFCWc_Cool_5A | 5
14244 | 47202 | IN | RFCWc | Cool | RFCWc_Cool_5A | 5
14245 | 47203 | IN | RFCWc | Cool | RFCWc_Cool_5A | 5
14246 | 47226 | IN | RFCWc | Cool | RFCWc_Cool_5A | 5
14247 | 47232 | IN | RFCWc | Cool | RFCWc_Cool_5A | 5
14248 | 47236 | IN | RFCWc | Cool | RFCWc_Cool_5A | 5
14249 | 47244 | IN | RFCWc | Cool | RFCWc_Cool_5A | 5
14250 | 47246 | IN | RFCWc | Cool | RFCWc_Cool_5A | 5
14251 | 47247 | IN | RFCWc | Cool | RFCWc_Cool_5A | 5
14252 | 47273 | IN | RFCWc | Cool | RFCWc_Cool_5A | 5
14253 | 47274 | IN | RFCWc | Cool | RFCWc_Cool_5A | 5
14254 | 47280 | IN | RFCWc | Cool | RFCWc_Cool_5A | 5
14255 | 47283 | IN | RFCWc | Cool | RFCWc_Cool_5A | 5
14256 | 47448 | IN | RFCWc | Cool | RFCWc_Cool_5A | 5
14257 | 47024 | IN | RFCWc | Cool | RFCWc_Cool_5A | 5
14258 | 47322 | IN | RFCWc | Cool | RFCWc_Cool_5A | 5
14259 | 47325 | IN | RFCWc | Cool | RFCWc_Cool_5A | 5
14260 | 47331 | IN | RFCWc | Cool | RFCWc_Cool_5A | 5
14261 | 47357 | IN | RFCWc | Cool | RFCWc_Cool_5A | 5
14262 | 47805 | IN | RFCWc | Cool | RFCWc_Cool_5A | 5
14263 | 47832 | IN | RFCWc | Cool | RFCWc_Cool_5A | 5
14264 | 47836 | IN | RFCWc | Cool | RFCWc_Cool_5A | 5
14265 | 47837 | IN | RFCWc | Cool | RFCWc_Cool_5A | 5
14266 | 47859 | IN | RFCWc | Cool | RFCWc_Cool_5A | 5
14267 | 47860 | IN | RFCWc | Cool | RFCWc_Cool_5A | 5
14268 | 47862 | IN | RFCWc | Cool | RFCWc_Cool_5A | 5
14269 | 47874 | IN | RFCWc | Cool | RFCWc_Cool_5A | 5
14270 | 47952 | IN | RFCWc | Cool | RFCWc_Cool_5A | 5
14271 | 47006 | IN | RFCWc | Cool | RFCWc_Cool_5A | 5
14272 | 47225 | IN | RFCWc | Cool | RFCWc_Cool_5A | 5
14273 | 47263 | IN | RFCWc | Cool | RFCWc_Cool_5A | 5
14274 | 47438 | IN | RFCWc | Cool | RFCWc_Cool_5A | 5
14275 | 47802 | IN | RFCWc | Cool | RFCWc_Cool_5A | 5
14276 | 47803 | IN | RFCWc | Cool | RFCWc_Cool_5A | 5
14277 | 47845 | IN | RFCWc | Cool | RFCWc_Cool_5A | 5
14278 | 47846 | IN | RFCWc | Cool | RFCWc_Cool_5A | 5
14279 | 47853 | IN | RFCWc | Cool | RFCWc_Cool_5A | 5
14280 | 47857 | IN | RFCWc | Cool | RFCWc_Cool_5A | 5
14281 | 47858 | IN | RFCWc | Cool | RFCWc_Cool_5A | 5
14282 | 47879 | IN | RFCWc | Cool | RFCWc_Cool_5A | 5
14283 | 47881 | IN | RFCWc | Cool | RFCWc_Cool_5A | 5
14284 | 47003 | IN | RFCWc | Cool | RFCWc_Cool_5A | 5
14285 | 47010 | IN | RFCWc | Cool | RFCWc_Cool_5A | 5
14286 | 47012 | IN | RFCWc | Cool | RFCWc_Cool_5A | 5
14287 | 47016 | IN | RFCWc | Cool | RFCWc_Cool_5A | 5
14288 | 47030 | IN | RFCWc | Cool | RFCWc_Cool_5A | 5
14289 | 47035 | IN | RFCWc | Cool | RFCWc_Cool_5A | 5
14290 | 47036 | IN | RFCWc | Cool | RFCWc_Cool_5A | 5
14291 | 47041 | IN | RFCWc | Cool | RFCWc_Cool_5A | 5
14292 | 47060 | IN | RFCWc | Cool | RFCWc_Cool_5A | 5
14293 | 47353 | IN | RFCWc | Cool | RFCWc_Cool_5A | 5
14294 | 46301 | IN | RFCWc | Cool | RFCWc_Cool_5A | 5
14295 | 46302 | IN | RFCWc | Cool | RFCWc_Cool_5A | 5
14296 | 46304 | IN | RFCWc | Cool | RFCWc_Cool_5A | 5
14297 | 46307 | IN | RFCWc | Cool | RFCWc_Cool_5A | 5
14298 | 46341 | IN | RFCWc | Cool | RFCWc_Cool_5A | 5
14299 | 46342 | IN | RFCWc | Cool | RFCWc_Cool_5A | 5
14300 | 46347 | IN | RFCWc | Cool | RFCWc_Cool_5A | 5
14301 | 46348 | IN | RFCWc | Cool | RFCWc_Cool_5A | 5
14302 | 46360 | IN | RFCWc | Cool | RFCWc_Cool_5A | 5
14303 | 46368 | IN | RFCWc | Cool | RFCWc_Cool_5A | 5
14304 | 46383 | IN | RFCWc | Cool | RFCWc_Cool_5A | 5
14305 | 46384 | IN | RFCWc | Cool | RFCWc_Cool_5A | 5
14306 | 46385 | IN | RFCWc | Cool | RFCWc_Cool_5A | 5
14307 | 46391 | IN | RFCWc | Cool | RFCWc_Cool_5A | 5
14308 | 46393 | IN | RFCWc | Cool | RFCWc_Cool_5A | 5
14309 | 46403 | IN | RFCWc | Cool | RFCWc_Cool_5A | 5
14310 | 46405 | IN | RFCWc | Cool | RFCWc_Cool_5A | 5
14311 | 46303 | IN | RFCWc | Cool | RFCWc_Cool_5A | 5
14312 | 46308 | IN | RFCWc | Cool | RFCWc_Cool_5A | 5
14313 | 46311 | IN | RFCWc | Cool | RFCWc_Cool_5A | 5
14314 | 46312 | IN | RFCWc | Cool | RFCWc_Cool_5A | 5
14315 | 46319 | IN | RFCWc | Cool | RFCWc_Cool_5A | 5
14316 | 46320 | IN | RFCWc | Cool | RFCWc_Cool_5A | 5
14317 | 46321 | IN | RFCWc | Cool | RFCWc_Cool_5A | 5
14318 | 46322 | IN | RFCWc | Cool | RFCWc_Cool_5A | 5
14319 | 46323 | IN | RFCWc | Cool | RFCWc_Cool_5A | 5
14320 | 46324 | IN | RFCWc | Cool | RFCWc_Cool_5A | 5
14321 | 46325 | IN | RFCWc | Cool | RFCWc_Cool_5A | 5
14322 | 46327 | IN | RFCWc | Cool | RFCWc_Cool_5A | 5
14323 | 46355 | IN | RFCWc | Cool | RFCWc_Cool_5A | 5
14324 | 46356 | IN | RFCWc | Cool | RFCWc_Cool_5A | 5
14325 | 46373 | IN | RFCWc | Cool | RFCWc_Cool_5A | 5
14326 | 46375 | IN | RFCWc | Cool | RFCWc_Cool_5A | 5
14327 | 46376 | IN | RFCWc | Cool | RFCWc_Cool_5A | 5
14328 | 46377 | IN | RFCWc | Cool | RFCWc_Cool_5A | 5
14329 | 46394 | IN | RFCWc | Cool | RFCWc_Cool_5A | 5
14330 | 46401 | IN | RFCWc | Cool | RFCWc_Cool_5A | 5
14331 | 46402 | IN | RFCWc | Cool | RFCWc_Cool_5A | 5
14332 | 46404 | IN | RFCWc | Cool | RFCWc_Cool_5A | 5
14333 | 46406 | IN | RFCWc | Cool | RFCWc_Cool_5A | 5
14334 | 46407 | IN | RFCWc | Cool | RFCWc_Cool_5A | 5
14335 | 46408 | IN | RFCWc | Cool | RFCWc_Cool_5A | 5
14336 | 46409 | IN | RFCWc | Cool | RFCWc_Cool_5A | 5
14337 | 46410 | IN | RFCWc | Cool | RFCWc_Cool_5A | 5
14338 | 46411 | IN | RFCWc | Cool | RFCWc_Cool_5A | 5
14339 | 46310 | IN | RFCWc | Cool | RFCWc_Cool_5A | 5
14340 | 46349 | IN | RFCWc | Cool | RFCWc_Cool_5A | 5
14341 | 46372 | IN | RFCWc | Cool | RFCWc_Cool_5A | 5
14342 | 46379 | IN | RFCWc | Cool | RFCWc_Cool_5A | 5
14343 | 46381 | IN | RFCWc | Cool | RFCWc_Cool_5A | 5
14344 | 47922 | IN | RFCWc | Cool | RFCWc_Cool_5A | 5
14345 | 47942 | IN | RFCWc | Cool | RFCWc_Cool_5A | 5
14346 | 47943 | IN | RFCWc | Cool | RFCWc_Cool_5A | 5
14347 | 47948 | IN | RFCWc | Cool | RFCWc_Cool_5A | 5
14348 | 47951 | IN | RFCWc | Cool | RFCWc_Cool_5A | 5
14349 | 47963 | IN | RFCWc | Cool | RFCWc_Cool_5A | 5
14350 | 47964 | IN | RFCWc | Cool | RFCWc_Cool_5A | 5
14351 | 47978 | IN | RFCWc | Cool | RFCWc_Cool_5A | 5
14352 | 46374 | IN | RFCWc | Cool | RFCWc_Cool_5A | 5
14353 | 46380 | IN | RFCWc | Cool | RFCWc_Cool_5A | 5
14354 | 46392 | IN | RFCWc | Cool | RFCWc_Cool_5A | 5
14355 | 47946 | IN | RFCWc | Cool | RFCWc_Cool_5A | 5
14356 | 47957 | IN | RFCWc | Cool | RFCWc_Cool_5A | 5
14357 | 47959 | IN | RFCWc | Cool | RFCWc_Cool_5A | 5
14358 | 47977 | IN | RFCWc | Cool | RFCWc_Cool_5A | 5
14359 | 47995 | IN | RFCWc | Cool | RFCWc_Cool_5A | 5
14360 | 46340 | IN | RFCWc | Cool | RFCWc_Cool_5A | 5
14361 | 46345 | IN | RFCWc | Cool | RFCWc_Cool_5A | 5
14362 | 46346 | IN | RFCWc | Cool | RFCWc_Cool_5A | 5
14363 | 46350 | IN | RFCWc | Cool | RFCWc_Cool_5A | 5
14364 | 46365 | IN | RFCWc | Cool | RFCWc_Cool_5A | 5
14365 | 46371 | IN | RFCWc | Cool | RFCWc_Cool_5A | 5
14366 | 46382 | IN | RFCWc | Cool | RFCWc_Cool_5A | 5
14367 | 46390 | IN | RFCWc | Cool | RFCWc_Cool_5A | 5
14368 | 46532 | IN | RFCWc | Cool | RFCWc_Cool_5A | 5
14369 | 46552 | IN | RFCWc | Cool | RFCWc_Cool_5A | 5
14370 | 46554 | IN | RFCWc | Cool | RFCWc_Cool_5A | 5
14371 | 46574 | IN | RFCWc | Cool | RFCWc_Cool_5A | 5
14372 | 46366 | IN | RFCWc | Cool | RFCWc_Cool_5A | 5
14373 | 46511 | IN | RFCWc | Cool | RFCWc_Cool_5A | 5
14374 | 46939 | IN | RFCWc | Cool | RFCWc_Cool_5A | 5
14375 | 46960 | IN | RFCWc | Cool | RFCWc_Cool_5A | 5
14376 | 46968 | IN | RFCWc | Cool | RFCWc_Cool_5A | 5
14377 | 46978 | IN | RFCWc | Cool | RFCWc_Cool_5A | 5
14378 | 46985 | IN | RFCWc | Cool | RFCWc_Cool_5A | 5
14379 | 46996 | IN | RFCWc | Cool | RFCWc_Cool_5A | 5
14380 | 46531 | IN | RFCWc | Cool | RFCWc_Cool_5A | 5
14381 | 46534 | IN | RFCWc | Cool | RFCWc_Cool_5A | 5
14382 | 46563 | IN | RFCWc | Cool | RFCWc_Cool_5A | 5
14383 | 46501 | IN | RFCWc | Cool | RFCWc_Cool_5A | 5
14384 | 46539 | IN | RFCWc | Cool | RFCWc_Cool_5A | 5
14385 | 46570 | IN | RFCWc | Cool | RFCWc_Cool_5A | 5
14386 | 46910 | IN | RFCWc | Cool | RFCWc_Cool_5A | 5
14387 | 46912 | IN | RFCWc | Cool | RFCWc_Cool_5A | 5
14388 | 46922 | IN | RFCWc | Cool | RFCWc_Cool_5A | 5
14389 | 46931 | IN | RFCWc | Cool | RFCWc_Cool_5A | 5
14390 | 46945 | IN | RFCWc | Cool | RFCWc_Cool_5A | 5
14391 | 46950 | IN | RFCWc | Cool | RFCWc_Cool_5A | 5
14392 | 46951 | IN | RFCWc | Cool | RFCWc_Cool_5A | 5
14393 | 46975 | IN | RFCWc | Cool | RFCWc_Cool_5A | 5
14394 | 46982 | IN | RFCWc | Cool | RFCWc_Cool_5A | 5
14395 | 46988 | IN | RFCWc | Cool | RFCWc_Cool_5A | 5
14396 | 46504 | IN | RFCWc | Cool | RFCWc_Cool_5A | 5
14397 | 46506 | IN | RFCWc | Cool | RFCWc_Cool_5A | 5
14398 | 46513 | IN | RFCWc | Cool | RFCWc_Cool_5A | 5
14399 | 46524 | IN | RFCWc | Cool | RFCWc_Cool_5A | 5
14400 | 46536 | IN | RFCWc | Cool | RFCWc_Cool_5A | 5
14401 | 46537 | IN | RFCWc | Cool | RFCWc_Cool_5A | 5
14402 | 46550 | IN | RFCWc | Cool | RFCWc_Cool_5A | 5
14403 | 46572 | IN | RFCWc | Cool | RFCWc_Cool_5A | 5
14404 | 46502 | IN | RFCWc | Cool | RFCWc_Cool_5A | 5
14405 | 46508 | IN | RFCWc | Cool | RFCWc_Cool_5A | 5
14406 | 46510 | IN | RFCWc | Cool | RFCWc_Cool_5A | 5
14407 | 46538 | IN | RFCWc | Cool | RFCWc_Cool_5A | 5
14408 | 46542 | IN | RFCWc | Cool | RFCWc_Cool_5A | 5
14409 | 46555 | IN | RFCWc | Cool | RFCWc_Cool_5A | 5
14410 | 46562 | IN | RFCWc | Cool | RFCWc_Cool_5A | 5
14411 | 46567 | IN | RFCWc | Cool | RFCWc_Cool_5A | 5
14412 | 46580 | IN | RFCWc | Cool | RFCWc_Cool_5A | 5
14413 | 46581 | IN | RFCWc | Cool | RFCWc_Cool_5A | 5
14414 | 46582 | IN | RFCWc | Cool | RFCWc_Cool_5A | 5
14415 | 46590 | IN | RFCWc | Cool | RFCWc_Cool_5A | 5
14416 | 46732 | IN | RFCWc | Cool | RFCWc_Cool_5A | 5
14417 | 46767 | IN | RFCWc | Cool | RFCWc_Cool_5A | 5
14418 | 46787 | IN | RFCWc | Cool | RFCWc_Cool_5A | 5
14419 | 46962 | IN | RFCWc | Cool | RFCWc_Cool_5A | 5
14420 | 46517 | IN | RFCWc | Cool | RFCWc_Cool_5A | 5
14421 | 46530 | IN | RFCWc | Cool | RFCWc_Cool_5A | 5
14422 | 46544 | IN | RFCWc | Cool | RFCWc_Cool_5A | 5
14423 | 46545 | IN | RFCWc | Cool | RFCWc_Cool_5A | 5
14424 | 46546 | IN | RFCWc | Cool | RFCWc_Cool_5A | 5
14425 | 46556 | IN | RFCWc | Cool | RFCWc_Cool_5A | 5
14426 | 46561 | IN | RFCWc | Cool | RFCWc_Cool_5A | 5
14427 | 46573 | IN | RFCWc | Cool | RFCWc_Cool_5A | 5
14428 | 46595 | IN | RFCWc | Cool | RFCWc_Cool_5A | 5
14429 | 46601 | IN | RFCWc | Cool | RFCWc_Cool_5A | 5
14430 | 46613 | IN | RFCWc | Cool | RFCWc_Cool_5A | 5
14431 | 46614 | IN | RFCWc | Cool | RFCWc_Cool_5A | 5
14432 | 46615 | IN | RFCWc | Cool | RFCWc_Cool_5A | 5
14433 | 46616 | IN | RFCWc | Cool | RFCWc_Cool_5A | 5
14434 | 46617 | IN | RFCWc | Cool | RFCWc_Cool_5A | 5
14435 | 46619 | IN | RFCWc | Cool | RFCWc_Cool_5A | 5
14436 | 46624 | IN | RFCWc | Cool | RFCWc_Cool_5A | 5
14437 | 46626 | IN | RFCWc | Cool | RFCWc_Cool_5A | 5
14438 | 46628 | IN | RFCWc | Cool | RFCWc_Cool_5A | 5
14439 | 46634 | IN | RFCWc | Cool | RFCWc_Cool_5A | 5
14440 | 46635 | IN | RFCWc | Cool | RFCWc_Cool_5A | 5
14441 | 46637 | IN | RFCWc | Cool | RFCWc_Cool_5A | 5
14442 | 46660 | IN | RFCWc | Cool | RFCWc_Cool_5A | 5
14443 | 46680 | IN | RFCWc | Cool | RFCWc_Cool_5A | 5
14444 | 46507 | IN | RFCWc | Cool | RFCWc_Cool_5A | 5
14445 | 46514 | IN | RFCWc | Cool | RFCWc_Cool_5A | 5
14446 | 46515 | IN | RFCWc | Cool | RFCWc_Cool_5A | 5
14447 | 46516 | IN | RFCWc | Cool | RFCWc_Cool_5A | 5
14448 | 46526 | IN | RFCWc | Cool | RFCWc_Cool_5A | 5
14449 | 46527 | IN | RFCWc | Cool | RFCWc_Cool_5A | 5
14450 | 46528 | IN | RFCWc | Cool | RFCWc_Cool_5A | 5
14451 | 46540 | IN | RFCWc | Cool | RFCWc_Cool_5A | 5
14452 | 46543 | IN | RFCWc | Cool | RFCWc_Cool_5A | 5
14453 | 46553 | IN | RFCWc | Cool | RFCWc_Cool_5A | 5
14454 | 46565 | IN | RFCWc | Cool | RFCWc_Cool_5A | 5
14455 | 46571 | IN | RFCWc | Cool | RFCWc_Cool_5A | 5
14456 | 46746 | IN | RFCWc | Cool | RFCWc_Cool_5A | 5
14457 | 46747 | IN | RFCWc | Cool | RFCWc_Cool_5A | 5
14458 | 46761 | IN | RFCWc | Cool | RFCWc_Cool_5A | 5
14459 | 46771 | IN | RFCWc | Cool | RFCWc_Cool_5A | 5
14460 | 46776 | IN | RFCWc | Cool | RFCWc_Cool_5A | 5
14461 | 46784 | IN | RFCWc | Cool | RFCWc_Cool_5A | 5
14462 | 46786 | IN | RFCWc | Cool | RFCWc_Cool_5A | 5
14463 | 46789 | IN | RFCWc | Cool | RFCWc_Cool_5A | 5
14464 | 46795 | IN | RFCWc | Cool | RFCWc_Cool_5A | 5
14465 | 46701 | IN | RFCWc | Cool | RFCWc_Cool_5A | 5
14466 | 46710 | IN | RFCWc | Cool | RFCWc_Cool_5A | 5
14467 | 46723 | IN | RFCWc | Cool | RFCWc_Cool_5A | 5
14468 | 46725 | IN | RFCWc | Cool | RFCWc_Cool_5A | 5
14469 | 46730 | IN | RFCWc | Cool | RFCWc_Cool_5A | 5
14470 | 46748 | IN | RFCWc | Cool | RFCWc_Cool_5A | 5
14471 | 46755 | IN | RFCWc | Cool | RFCWc_Cool_5A | 5
14472 | 46760 | IN | RFCWc | Cool | RFCWc_Cool_5A | 5
14473 | 46763 | IN | RFCWc | Cool | RFCWc_Cool_5A | 5
14474 | 46764 | IN | RFCWc | Cool | RFCWc_Cool_5A | 5
14475 | 46794 | IN | RFCWc | Cool | RFCWc_Cool_5A | 5
14476 | 46796 | IN | RFCWc | Cool | RFCWc_Cool_5A | 5
14477 | 46750 | IN | RFCWc | Cool | RFCWc_Cool_5A | 5
14478 | 46783 | IN | RFCWc | Cool | RFCWc_Cool_5A | 5
14479 | 46814 | IN | RFCWc | Cool | RFCWc_Cool_5A | 5
14480 | 46818 | IN | RFCWc | Cool | RFCWc_Cool_5A | 5
14481 | 46702 | IN | RFCWc | Cool | RFCWc_Cool_5A | 5
14482 | 46713 | IN | RFCWc | Cool | RFCWc_Cool_5A | 5
14483 | 46766 | IN | RFCWc | Cool | RFCWc_Cool_5A | 5
14484 | 46770 | IN | RFCWc | Cool | RFCWc_Cool_5A | 5
14485 | 46792 | IN | RFCWc | Cool | RFCWc_Cool_5A | 5
14486 | 46911 | IN | RFCWc | Cool | RFCWc_Cool_5A | 5
14487 | 46926 | IN | RFCWc | Cool | RFCWc_Cool_5A | 5
14488 | 46941 | IN | RFCWc | Cool | RFCWc_Cool_5A | 5
14489 | 46943 | IN | RFCWc | Cool | RFCWc_Cool_5A | 5
14490 | 46946 | IN | RFCWc | Cool | RFCWc_Cool_5A | 5
14491 | 46970 | IN | RFCWc | Cool | RFCWc_Cool_5A | 5
14492 | 46974 | IN | RFCWc | Cool | RFCWc_Cool_5A | 5
14493 | 46980 | IN | RFCWc | Cool | RFCWc_Cool_5A | 5
14494 | 46984 | IN | RFCWc | Cool | RFCWc_Cool_5A | 5
14495 | 46990 | IN | RFCWc | Cool | RFCWc_Cool_5A | 5
14496 | 46992 | IN | RFCWc | Cool | RFCWc_Cool_5A | 5
14497 | 46703 | IN | RFCWc | Cool | RFCWc_Cool_5A | 5
14498 | 46705 | IN | RFCWc | Cool | RFCWc_Cool_5A | 5
14499 | 46737 | IN | RFCWc | Cool | RFCWc_Cool_5A | 5
14500 | 46742 | IN | RFCWc | Cool | RFCWc_Cool_5A | 5
14501 | 46779 | IN | RFCWc | Cool | RFCWc_Cool_5A | 5
14502 | 46793 | IN | RFCWc | Cool | RFCWc_Cool_5A | 5
14503 | 46704 | IN | RFCWc | Cool | RFCWc_Cool_5A | 5
14504 | 46706 | IN | RFCWc | Cool | RFCWc_Cool_5A | 5
14505 | 46733 | IN | RFCWc | Cool | RFCWc_Cool_5A | 5
14506 | 46741 | IN | RFCWc | Cool | RFCWc_Cool_5A | 5
14507 | 46743 | IN | RFCWc | Cool | RFCWc_Cool_5A | 5
14508 | 46745 | IN | RFCWc | Cool | RFCWc_Cool_5A | 5
14509 | 46765 | IN | RFCWc | Cool | RFCWc_Cool_5A | 5
14510 | 46773 | IN | RFCWc | Cool | RFCWc_Cool_5A | 5
14511 | 46774 | IN | RFCWc | Cool | RFCWc_Cool_5A | 5
14512 | 46777 | IN | RFCWc | Cool | RFCWc_Cool_5A | 5
14513 | 46788 | IN | RFCWc | Cool | RFCWc_Cool_5A | 5
14514 | 46797 | IN | RFCWc | Cool | RFCWc_Cool_5A | 5
14515 | 46798 | IN | RFCWc | Cool | RFCWc_Cool_5A | 5
14516 | 46799 | IN | RFCWc | Cool | RFCWc_Cool_5A | 5
14517 | 46802 | IN | RFCWc | Cool | RFCWc_Cool_5A | 5
14518 | 46803 | IN | RFCWc | Cool | RFCWc_Cool_5A | 5
14519 | 46804 | IN | RFCWc | Cool | RFCWc_Cool_5A | 5
14520 | 46805 | IN | RFCWc | Cool | RFCWc_Cool_5A | 5
14521 | 46806 | IN | RFCWc | Cool | RFCWc_Cool_5A | 5
14522 | 46807 | IN | RFCWc | Cool | RFCWc_Cool_5A | 5
14523 | 46808 | IN | RFCWc | Cool | RFCWc_Cool_5A | 5
14524 | 46809 | IN | RFCWc | Cool | RFCWc_Cool_5A | 5
14525 | 46815 | IN | RFCWc | Cool | RFCWc_Cool_5A | 5
14526 | 46816 | IN | RFCWc | Cool | RFCWc_Cool_5A | 5
14527 | 46819 | IN | RFCWc | Cool | RFCWc_Cool_5A | 5
14528 | 46825 | IN | RFCWc | Cool | RFCWc_Cool_5A | 5
14529 | 46835 | IN | RFCWc | Cool | RFCWc_Cool_5A | 5
14530 | 46845 | IN | RFCWc | Cool | RFCWc_Cool_5A | 5
14531 | 46850 | IN | RFCWc | Cool | RFCWc_Cool_5A | 5
14532 | 46851 | IN | RFCWc | Cool | RFCWc_Cool_5A | 5
14533 | 46852 | IN | RFCWc | Cool | RFCWc_Cool_5A | 5
14534 | 46853 | IN | RFCWc | Cool | RFCWc_Cool_5A | 5
14535 | 46854 | IN | RFCWc | Cool | RFCWc_Cool_5A | 5
14536 | 46855 | IN | RFCWc | Cool | RFCWc_Cool_5A | 5
14537 | 46856 | IN | RFCWc | Cool | RFCWc_Cool_5A | 5
14538 | 46857 | IN | RFCWc | Cool | RFCWc_Cool_5A | 5
14539 | 46858 | IN | RFCWc | Cool | RFCWc_Cool_5A | 5
14540 | 46859 | IN | RFCWc | Cool | RFCWc_Cool_5A | 5
14541 | 46860 | IN | RFCWc | Cool | RFCWc_Cool_5A | 5
14542 | 46861 | IN | RFCWc | Cool | RFCWc_Cool_5A | 5
14543 | 46862 | IN | RFCWc | Cool | RFCWc_Cool_5A | 5
14544 | 46863 | IN | RFCWc | Cool | RFCWc_Cool_5A | 5
14545 | 46864 | IN | RFCWc | Cool | RFCWc_Cool_5A | 5
14546 | 46865 | IN | RFCWc | Cool | RFCWc_Cool_5A | 5
14547 | 46866 | IN | RFCWc | Cool | RFCWc_Cool_5A | 5
14548 | 46867 | IN | RFCWc | Cool | RFCWc_Cool_5A | 5
14549 | 46868 | IN | RFCWc | Cool | RFCWc_Cool_5A | 5
14550 | 46869 | IN | RFCWc | Cool | RFCWc_Cool_5A | 5
14551 | 46885 | IN | RFCWc | Cool | RFCWc_Cool_5A | 5
14552 | 46895 | IN | RFCWc | Cool | RFCWc_Cool_5A | 5
14553 | 46898 | IN | RFCWc | Cool | RFCWc_Cool_5A | 5
14554 | 46899 | IN | RFCWc | Cool | RFCWc_Cool_5A | 5
14555 | 46721 | IN | RFCWc | Cool | RFCWc_Cool_5A | 5
14556 | 46738 | IN | RFCWc | Cool | RFCWc_Cool_5A | 5
14557 | 46785 | IN | RFCWc | Cool | RFCWc_Cool_5A | 5
14558 | 46711 | IN | RFCWc | Cool | RFCWc_Cool_5A | 5
14559 | 46714 | IN | RFCWc | Cool | RFCWc_Cool_5A | 5
14560 | 46731 | IN | RFCWc | Cool | RFCWc_Cool_5A | 5
14561 | 46740 | IN | RFCWc | Cool | RFCWc_Cool_5A | 5
14562 | 46769 | IN | RFCWc | Cool | RFCWc_Cool_5A | 5
14563 | 46772 | IN | RFCWc | Cool | RFCWc_Cool_5A | 5
14564 | 46780 | IN | RFCWc | Cool | RFCWc_Cool_5A | 5
14565 | 46782 | IN | RFCWc | Cool | RFCWc_Cool_5A | 5
14566 | 47326 | IN | RFCWc | Cool | RFCWc_Cool_5A | 5
14567 | 46759 | IN | RFCWc | Cool | RFCWc_Cool_5A | 5
14568 | 46778 | IN | RFCWc | Cool | RFCWc_Cool_5A | 5
14569 | 46781 | IN | RFCWc | Cool | RFCWc_Cool_5A | 5
14570 | 46791 | IN | RFCWc | Cool | RFCWc_Cool_5A | 5
14571 | 47359 | IN | RFCWc | Cool | RFCWc_Cool_5A | 5
14572 | 47369 | IN | RFCWc | Cool | RFCWc_Cool_5A | 5
14573 | 47371 | IN | RFCWc | Cool | RFCWc_Cool_5A | 5
14574 | 47373 | IN | RFCWc | Cool | RFCWc_Cool_5A | 5
14575 | 47380 | IN | RFCWc | Cool | RFCWc_Cool_5A | 5
14576 | 47381 | IN | RFCWc | Cool | RFCWc_Cool_5A | 5
14577 | 47390 | IN | RFCWc | Cool | RFCWc_Cool_5A | 5
14578 | 46942 | IN | RFCWc | Cool | RFCWc_Cool_5A | 5
14579 | 46961 | IN | RFCWc | Cool | RFCWc_Cool_5A | 5
14580 | 46967 | IN | RFCWc | Cool | RFCWc_Cool_5A | 5
14581 | 46994 | IN | RFCWc | Cool | RFCWc_Cool_5A | 5
14582 | 46998 | IN | RFCWc | Cool | RFCWc_Cool_5A | 5
14583 | 46914 | IN | RFCWc | Cool | RFCWc_Cool_5A | 5
14584 | 46921 | IN | RFCWc | Cool | RFCWc_Cool_5A | 5
14585 | 46958 | IN | RFCWc | Cool | RFCWc_Cool_5A | 5
14586 | 46959 | IN | RFCWc | Cool | RFCWc_Cool_5A | 5
14587 | 46971 | IN | RFCWc | Cool | RFCWc_Cool_5A | 5
14588 | 47925 | IN | RFCWc | Cool | RFCWc_Cool_5A | 5
14589 | 47929 | IN | RFCWc | Cool | RFCWc_Cool_5A | 5
14590 | 47944 | IN | RFCWc | Cool | RFCWc_Cool_5A | 5
14591 | 47980 | IN | RFCWc | Cool | RFCWc_Cool_5A | 5
14592 | 47374 | IN | RFCWc | Cool | RFCWc_Cool_5A | 5
14593 | 47340 | IN | RFCWc | Cool | RFCWc_Cool_5A | 5
14594 | 47341 | IN | RFCWc | Cool | RFCWc_Cool_5A | 5
14595 | 47355 | IN | RFCWc | Cool | RFCWc_Cool_5A | 5
14596 | 47358 | IN | RFCWc | Cool | RFCWc_Cool_5A | 5
14597 | 47382 | IN | RFCWc | Cool | RFCWc_Cool_5A | 5
14598 | 47393 | IN | RFCWc | Cool | RFCWc_Cool_5A | 5
14599 | 47394 | IN | RFCWc | Cool | RFCWc_Cool_5A | 5
14600 | 47324 | IN | RFCWc | Cool | RFCWc_Cool_5A | 5
14601 | 47330 | IN | RFCWc | Cool | RFCWc_Cool_5A | 5
14602 | 47335 | IN | RFCWc | Cool | RFCWc_Cool_5A | 5
14603 | 47339 | IN | RFCWc | Cool | RFCWc_Cool_5A | 5
14604 | 47345 | IN | RFCWc | Cool | RFCWc_Cool_5A | 5
14605 | 47370 | IN | RFCWc | Cool | RFCWc_Cool_5A | 5
14606 | 47375 | IN | RFCWc | Cool | RFCWc_Cool_5A | 5
14607 | 47392 | IN | RFCWc | Cool | RFCWc_Cool_5A | 5
14608 | 47801 | IN | RFCWc | Cool | RFCWc_Cool_5A | 5
14609 | 47804 | IN | RFCWc | Cool | RFCWc_Cool_5A | 5
14610 | 47807 | IN | RFCWc | Cool | RFCWc_Cool_5A | 5
14611 | 47809 | IN | RFCWc | Cool | RFCWc_Cool_5A | 5
14612 | 47842 | IN | RFCWc | Cool | RFCWc_Cool_5A | 5
14613 | 47851 | IN | RFCWc | Cool | RFCWc_Cool_5A | 5
14614 | 47863 | IN | RFCWc | Cool | RFCWc_Cool_5A | 5
14615 | 47869 | IN | RFCWc | Cool | RFCWc_Cool_5A | 5
14616 | 47870 | IN | RFCWc | Cool | RFCWc_Cool_5A | 5
14617 | 47871 | IN | RFCWc | Cool | RFCWc_Cool_5A | 5
14618 | 47876 | IN | RFCWc | Cool | RFCWc_Cool_5A | 5
14619 | 47878 | IN | RFCWc | Cool | RFCWc_Cool_5A | 5
14620 | 47880 | IN | RFCWc | Cool | RFCWc_Cool_5A | 5
14621 | 47885 | IN | RFCWc | Cool | RFCWc_Cool_5A | 5
14622 | 47831 | IN | RFCWc | Cool | RFCWc_Cool_5A | 5
14623 | 47847 | IN | RFCWc | Cool | RFCWc_Cool_5A | 5
14624 | 47854 | IN | RFCWc | Cool | RFCWc_Cool_5A | 5
14625 | 47875 | IN | RFCWc | Cool | RFCWc_Cool_5A | 5
14626 | 47884 | IN | RFCWc | Cool | RFCWc_Cool_5A | 5
14627 | 47928 | IN | RFCWc | Cool | RFCWc_Cool_5A | 5
14628 | 47932 | IN | RFCWc | Cool | RFCWc_Cool_5A | 5
14629 | 47966 | IN | RFCWc | Cool | RFCWc_Cool_5A | 5
14630 | 47974 | IN | RFCWc | Cool | RFCWc_Cool_5A | 5
14631 | 47917 | IN | RFCWc | Cool | RFCWc_Cool_5A | 5
14632 | 47921 | IN | RFCWc | Cool | RFCWc_Cool_5A | 5
14633 | 47975 | IN | RFCWc | Cool | RFCWc_Cool_5A | 5
14634 | 47982 | IN | RFCWc | Cool | RFCWc_Cool_5A | 5
14635 | 47991 | IN | RFCWc | Cool | RFCWc_Cool_5A | 5
14636 | 47993 | IN | RFCWc | Cool | RFCWc_Cool_5A | 5
14637 | 47971 | IN | RFCWc | Cool | RFCWc_Cool_5A | 5
14638 | 47986 | IN | RFCWc | Cool | RFCWc_Cool_5A | 5
14639 | 47958 | IN | RFCWc | Cool | RFCWc_Cool_5A | 5
14640 | 47969 | IN | RFCWc | Cool | RFCWc_Cool_5A | 5
14641 | 47987 | IN | RFCWc | Cool | RFCWc_Cool_5A | 5
14642 | 48001 | MI | RFCMc | Cool | RFCMc_Cool_5A | 5
14643 | 48002 | MI | RFCMc | Cool | RFCMc_Cool_5A | 5
14644 | 48004 | MI | RFCMc | Cool | RFCMc_Cool_5A | 5
14645 | 48005 | MI | RFCMc | Cool | RFCMc_Cool_5A | 5
14646 | 48006 | MI | RFCMc | Cool | RFCMc_Cool_5A | 5
14647 | 48014 | MI | RFCMc | Cool | RFCMc_Cool_5A | 5
14648 | 48022 | MI | RFCMc | Cool | RFCMc_Cool_5A | 5
14649 | 48023 | MI | RFCMc | Cool | RFCMc_Cool_5A | 5
14650 | 48027 | MI | RFCMc | Cool | RFCMc_Cool_5A | 5
14651 | 48028 | MI | RFCMc | Cool | RFCMc_Cool_5A | 5
14652 | 48032 | MI | RFCMc | Cool | RFCMc_Cool_5A | 5
14653 | 48039 | MI | RFCMc | Cool | RFCMc_Cool_5A | 5
14654 | 48040 | MI | RFCMc | Cool | RFCMc_Cool_5A | 5
14655 | 48041 | MI | RFCMc | Cool | RFCMc_Cool_5A | 5
14656 | 48049 | MI | RFCMc | Cool | RFCMc_Cool_5A | 5
14657 | 48054 | MI | RFCMc | Cool | RFCMc_Cool_5A | 5
14658 | 48059 | MI | RFCMc | Cool | RFCMc_Cool_5A | 5
14659 | 48060 | MI | RFCMc | Cool | RFCMc_Cool_5A | 5
14660 | 48061 | MI | RFCMc | Cool | RFCMc_Cool_5A | 5
14661 | 48063 | MI | RFCMc | Cool | RFCMc_Cool_5A | 5
14662 | 48064 | MI | RFCMc | Cool | RFCMc_Cool_5A | 5
14663 | 48074 | MI | RFCMc | Cool | RFCMc_Cool_5A | 5
14664 | 48079 | MI | RFCMc | Cool | RFCMc_Cool_5A | 5
14665 | 48097 | MI | RFCMc | Cool | RFCMc_Cool_5A | 5
14666 | 48416 | MI | RFCMc | Cool | RFCMc_Cool_5A | 5
14667 | 48444 | MI | RFCMc | Cool | RFCMc_Cool_5A | 5
14668 | 48003 | MI | RFCMc | Cool | RFCMc_Cool_5A | 5
14669 | 48371 | MI | RFCMc | Cool | RFCMc_Cool_5A | 5
14670 | 48412 | MI | RFCMc | Cool | RFCMc_Cool_5A | 5
14671 | 48421 | MI | RFCMc | Cool | RFCMc_Cool_5A | 5
14672 | 48423 | MI | RFCMc | Cool | RFCMc_Cool_5A | 5
14673 | 48428 | MI | RFCMc | Cool | RFCMc_Cool_5A | 5
14674 | 48435 | MI | RFCMc | Cool | RFCMc_Cool_5A | 5
14675 | 48438 | MI | RFCMc | Cool | RFCMc_Cool_5A | 5
14676 | 48440 | MI | RFCMc | Cool | RFCMc_Cool_5A | 5
14677 | 48446 | MI | RFCMc | Cool | RFCMc_Cool_5A | 5
14678 | 48453 | MI | RFCMc | Cool | RFCMc_Cool_5A | 5
14679 | 48455 | MI | RFCMc | Cool | RFCMc_Cool_5A | 5
14680 | 48461 | MI | RFCMc | Cool | RFCMc_Cool_5A | 5
14681 | 48462 | MI | RFCMc | Cool | RFCMc_Cool_5A | 5
14682 | 48463 | MI | RFCMc | Cool | RFCMc_Cool_5A | 5
14683 | 48464 | MI | RFCMc | Cool | RFCMc_Cool_5A | 5
14684 | 48727 | MI | RFCMc | Cool | RFCMc_Cool_5A | 5
14685 | 48744 | MI | RFCMc | Cool | RFCMc_Cool_5A | 5
14686 | 48760 | MI | RFCMc | Cool | RFCMc_Cool_5A | 5
14687 | 48015 | MI | RFCMc | Cool | RFCMc_Cool_5A | 5
14688 | 48021 | MI | RFCMc | Cool | RFCMc_Cool_5A | 5
14689 | 48026 | MI | RFCMc | Cool | RFCMc_Cool_5A | 5
14690 | 48035 | MI | RFCMc | Cool | RFCMc_Cool_5A | 5
14691 | 48036 | MI | RFCMc | Cool | RFCMc_Cool_5A | 5
14692 | 48038 | MI | RFCMc | Cool | RFCMc_Cool_5A | 5
14693 | 48042 | MI | RFCMc | Cool | RFCMc_Cool_5A | 5
14694 | 48043 | MI | RFCMc | Cool | RFCMc_Cool_5A | 5
14695 | 48044 | MI | RFCMc | Cool | RFCMc_Cool_5A | 5
14696 | 48045 | MI | RFCMc | Cool | RFCMc_Cool_5A | 5
14697 | 48046 | MI | RFCMc | Cool | RFCMc_Cool_5A | 5
14698 | 48047 | MI | RFCMc | Cool | RFCMc_Cool_5A | 5
14699 | 48048 | MI | RFCMc | Cool | RFCMc_Cool_5A | 5
14700 | 48050 | MI | RFCMc | Cool | RFCMc_Cool_5A | 5
14701 | 48051 | MI | RFCMc | Cool | RFCMc_Cool_5A | 5
14702 | 48062 | MI | RFCMc | Cool | RFCMc_Cool_5A | 5
14703 | 48065 | MI | RFCMc | Cool | RFCMc_Cool_5A | 5
14704 | 48066 | MI | RFCMc | Cool | RFCMc_Cool_5A | 5
14705 | 48080 | MI | RFCMc | Cool | RFCMc_Cool_5A | 5
14706 | 48081 | MI | RFCMc | Cool | RFCMc_Cool_5A | 5
14707 | 48082 | MI | RFCMc | Cool | RFCMc_Cool_5A | 5
14708 | 48085 | MI | RFCMc | Cool | RFCMc_Cool_5A | 5
14709 | 48088 | MI | RFCMc | Cool | RFCMc_Cool_5A | 5
14710 | 48089 | MI | RFCMc | Cool | RFCMc_Cool_5A | 5
14711 | 48090 | MI | RFCMc | Cool | RFCMc_Cool_5A | 5
14712 | 48091 | MI | RFCMc | Cool | RFCMc_Cool_5A | 5
14713 | 48092 | MI | RFCMc | Cool | RFCMc_Cool_5A | 5
14714 | 48093 | MI | RFCMc | Cool | RFCMc_Cool_5A | 5
14715 | 48094 | MI | RFCMc | Cool | RFCMc_Cool_5A | 5
14716 | 48095 | MI | RFCMc | Cool | RFCMc_Cool_5A | 5
14717 | 48096 | MI | RFCMc | Cool | RFCMc_Cool_5A | 5
14718 | 48236 | MI | RFCMc | Cool | RFCMc_Cool_5A | 5
14719 | 48306 | MI | RFCMc | Cool | RFCMc_Cool_5A | 5
14720 | 48310 | MI | RFCMc | Cool | RFCMc_Cool_5A | 5
14721 | 48311 | MI | RFCMc | Cool | RFCMc_Cool_5A | 5
14722 | 48312 | MI | RFCMc | Cool | RFCMc_Cool_5A | 5
14723 | 48313 | MI | RFCMc | Cool | RFCMc_Cool_5A | 5
14724 | 48314 | MI | RFCMc | Cool | RFCMc_Cool_5A | 5
14725 | 48315 | MI | RFCMc | Cool | RFCMc_Cool_5A | 5
14726 | 48316 | MI | RFCMc | Cool | RFCMc_Cool_5A | 5
14727 | 48317 | MI | RFCMc | Cool | RFCMc_Cool_5A | 5
14728 | 48318 | MI | RFCMc | Cool | RFCMc_Cool_5A | 5
14729 | 48009 | MI | RFCMc | Cool | RFCMc_Cool_5A | 5
14730 | 48012 | MI | RFCMc | Cool | RFCMc_Cool_5A | 5
14731 | 48017 | MI | RFCMc | Cool | RFCMc_Cool_5A | 5
14732 | 48025 | MI | RFCMc | Cool | RFCMc_Cool_5A | 5
14733 | 48030 | MI | RFCMc | Cool | RFCMc_Cool_5A | 5
14734 | 48033 | MI | RFCMc | Cool | RFCMc_Cool_5A | 5
14735 | 48034 | MI | RFCMc | Cool | RFCMc_Cool_5A | 5
14736 | 48037 | MI | RFCMc | Cool | RFCMc_Cool_5A | 5
14737 | 48067 | MI | RFCMc | Cool | RFCMc_Cool_5A | 5
14738 | 48068 | MI | RFCMc | Cool | RFCMc_Cool_5A | 5
14739 | 48069 | MI | RFCMc | Cool | RFCMc_Cool_5A | 5
14740 | 48070 | MI | RFCMc | Cool | RFCMc_Cool_5A | 5
14741 | 48071 | MI | RFCMc | Cool | RFCMc_Cool_5A | 5
14742 | 48072 | MI | RFCMc | Cool | RFCMc_Cool_5A | 5
14743 | 48073 | MI | RFCMc | Cool | RFCMc_Cool_5A | 5
14744 | 48075 | MI | RFCMc | Cool | RFCMc_Cool_5A | 5
14745 | 48076 | MI | RFCMc | Cool | RFCMc_Cool_5A | 5
14746 | 48083 | MI | RFCMc | Cool | RFCMc_Cool_5A | 5
14747 | 48084 | MI | RFCMc | Cool | RFCMc_Cool_5A | 5
14748 | 48098 | MI | RFCMc | Cool | RFCMc_Cool_5A | 5
14749 | 48099 | MI | RFCMc | Cool | RFCMc_Cool_5A | 5
14750 | 48165 | MI | RFCMc | Cool | RFCMc_Cool_5A | 5
14751 | 48167 | MI | RFCMc | Cool | RFCMc_Cool_5A | 5
14752 | 48178 | MI | RFCMc | Cool | RFCMc_Cool_5A | 5
14753 | 48220 | MI | RFCMc | Cool | RFCMc_Cool_5A | 5
14754 | 48237 | MI | RFCMc | Cool | RFCMc_Cool_5A | 5
14755 | 48301 | MI | RFCMc | Cool | RFCMc_Cool_5A | 5
14756 | 48302 | MI | RFCMc | Cool | RFCMc_Cool_5A | 5
14757 | 48303 | MI | RFCMc | Cool | RFCMc_Cool_5A | 5
14758 | 48304 | MI | RFCMc | Cool | RFCMc_Cool_5A | 5
14759 | 48307 | MI | RFCMc | Cool | RFCMc_Cool_5A | 5
14760 | 48308 | MI | RFCMc | Cool | RFCMc_Cool_5A | 5
14761 | 48309 | MI | RFCMc | Cool | RFCMc_Cool_5A | 5
14762 | 48320 | MI | RFCMc | Cool | RFCMc_Cool_5A | 5
14763 | 48321 | MI | RFCMc | Cool | RFCMc_Cool_5A | 5
14764 | 48322 | MI | RFCMc | Cool | RFCMc_Cool_5A | 5
14765 | 48323 | MI | RFCMc | Cool | RFCMc_Cool_5A | 5
14766 | 48324 | MI | RFCMc | Cool | RFCMc_Cool_5A | 5
14767 | 48325 | MI | RFCMc | Cool | RFCMc_Cool_5A | 5
14768 | 48326 | MI | RFCMc | Cool | RFCMc_Cool_5A | 5
14769 | 48327 | MI | RFCMc | Cool | RFCMc_Cool_5A | 5
14770 | 48328 | MI | RFCMc | Cool | RFCMc_Cool_5A | 5
14771 | 48329 | MI | RFCMc | Cool | RFCMc_Cool_5A | 5
14772 | 48330 | MI | RFCMc | Cool | RFCMc_Cool_5A | 5
14773 | 48331 | MI | RFCMc | Cool | RFCMc_Cool_5A | 5
14774 | 48332 | MI | RFCMc | Cool | RFCMc_Cool_5A | 5
14775 | 48333 | MI | RFCMc | Cool | RFCMc_Cool_5A | 5
14776 | 48334 | MI | RFCMc | Cool | RFCMc_Cool_5A | 5
14777 | 48335 | MI | RFCMc | Cool | RFCMc_Cool_5A | 5
14778 | 48336 | MI | RFCMc | Cool | RFCMc_Cool_5A | 5
14779 | 48340 | MI | RFCMc | Cool | RFCMc_Cool_5A | 5
14780 | 48341 | MI | RFCMc | Cool | RFCMc_Cool_5A | 5
14781 | 48342 | MI | RFCMc | Cool | RFCMc_Cool_5A | 5
14782 | 48343 | MI | RFCMc | Cool | RFCMc_Cool_5A | 5
14783 | 48346 | MI | RFCMc | Cool | RFCMc_Cool_5A | 5
14784 | 48347 | MI | RFCMc | Cool | RFCMc_Cool_5A | 5
14785 | 48348 | MI | RFCMc | Cool | RFCMc_Cool_5A | 5
14786 | 48350 | MI | RFCMc | Cool | RFCMc_Cool_5A | 5
14787 | 48353 | MI | RFCMc | Cool | RFCMc_Cool_5A | 5
14788 | 48356 | MI | RFCMc | Cool | RFCMc_Cool_5A | 5
14789 | 48357 | MI | RFCMc | Cool | RFCMc_Cool_5A | 5
14790 | 48359 | MI | RFCMc | Cool | RFCMc_Cool_5A | 5
14791 | 48360 | MI | RFCMc | Cool | RFCMc_Cool_5A | 5
14792 | 48361 | MI | RFCMc | Cool | RFCMc_Cool_5A | 5
14793 | 48362 | MI | RFCMc | Cool | RFCMc_Cool_5A | 5
14794 | 48363 | MI | RFCMc | Cool | RFCMc_Cool_5A | 5
14795 | 48366 | MI | RFCMc | Cool | RFCMc_Cool_5A | 5
14796 | 48367 | MI | RFCMc | Cool | RFCMc_Cool_5A | 5
14797 | 48370 | MI | RFCMc | Cool | RFCMc_Cool_5A | 5
14798 | 48374 | MI | RFCMc | Cool | RFCMc_Cool_5A | 5
14799 | 48375 | MI | RFCMc | Cool | RFCMc_Cool_5A | 5
14800 | 48376 | MI | RFCMc | Cool | RFCMc_Cool_5A | 5
14801 | 48377 | MI | RFCMc | Cool | RFCMc_Cool_5A | 5
14802 | 48380 | MI | RFCMc | Cool | RFCMc_Cool_5A | 5
14803 | 48381 | MI | RFCMc | Cool | RFCMc_Cool_5A | 5
14804 | 48382 | MI | RFCMc | Cool | RFCMc_Cool_5A | 5
14805 | 48383 | MI | RFCMc | Cool | RFCMc_Cool_5A | 5
14806 | 48386 | MI | RFCMc | Cool | RFCMc_Cool_5A | 5
14807 | 48387 | MI | RFCMc | Cool | RFCMc_Cool_5A | 5
14808 | 48390 | MI | RFCMc | Cool | RFCMc_Cool_5A | 5
14809 | 48393 | MI | RFCMc | Cool | RFCMc_Cool_5A | 5
14810 | 48430 | MI | RFCMc | Cool | RFCMc_Cool_5A | 5
14811 | 48439 | MI | RFCMc | Cool | RFCMc_Cool_5A | 5
14812 | 48442 | MI | RFCMc | Cool | RFCMc_Cool_5A | 5
14813 | 48101 | MI | RFCMc | Cool | RFCMc_Cool_5A | 5
14814 | 48111 | MI | RFCMc | Cool | RFCMc_Cool_5A | 5
14815 | 48112 | MI | RFCMc | Cool | RFCMc_Cool_5A | 5
14816 | 48117 | MI | RFCMc | Cool | RFCMc_Cool_5A | 5
14817 | 48120 | MI | RFCMc | Cool | RFCMc_Cool_5A | 5
14818 | 48121 | MI | RFCMc | Cool | RFCMc_Cool_5A | 5
14819 | 48122 | MI | RFCMc | Cool | RFCMc_Cool_5A | 5
14820 | 48123 | MI | RFCMc | Cool | RFCMc_Cool_5A | 5
14821 | 48124 | MI | RFCMc | Cool | RFCMc_Cool_5A | 5
14822 | 48125 | MI | RFCMc | Cool | RFCMc_Cool_5A | 5
14823 | 48126 | MI | RFCMc | Cool | RFCMc_Cool_5A | 5
14824 | 48127 | MI | RFCMc | Cool | RFCMc_Cool_5A | 5
14825 | 48128 | MI | RFCMc | Cool | RFCMc_Cool_5A | 5
14826 | 48134 | MI | RFCMc | Cool | RFCMc_Cool_5A | 5
14827 | 48135 | MI | RFCMc | Cool | RFCMc_Cool_5A | 5
14828 | 48136 | MI | RFCMc | Cool | RFCMc_Cool_5A | 5
14829 | 48138 | MI | RFCMc | Cool | RFCMc_Cool_5A | 5
14830 | 48141 | MI | RFCMc | Cool | RFCMc_Cool_5A | 5
14831 | 48146 | MI | RFCMc | Cool | RFCMc_Cool_5A | 5
14832 | 48150 | MI | RFCMc | Cool | RFCMc_Cool_5A | 5
14833 | 48151 | MI | RFCMc | Cool | RFCMc_Cool_5A | 5
14834 | 48152 | MI | RFCMc | Cool | RFCMc_Cool_5A | 5
14835 | 48153 | MI | RFCMc | Cool | RFCMc_Cool_5A | 5
14836 | 48154 | MI | RFCMc | Cool | RFCMc_Cool_5A | 5
14837 | 48164 | MI | RFCMc | Cool | RFCMc_Cool_5A | 5
14838 | 48168 | MI | RFCMc | Cool | RFCMc_Cool_5A | 5
14839 | 48170 | MI | RFCMc | Cool | RFCMc_Cool_5A | 5
14840 | 48173 | MI | RFCMc | Cool | RFCMc_Cool_5A | 5
14841 | 48174 | MI | RFCMc | Cool | RFCMc_Cool_5A | 5
14842 | 48180 | MI | RFCMc | Cool | RFCMc_Cool_5A | 5
14843 | 48183 | MI | RFCMc | Cool | RFCMc_Cool_5A | 5
14844 | 48184 | MI | RFCMc | Cool | RFCMc_Cool_5A | 5
14845 | 48185 | MI | RFCMc | Cool | RFCMc_Cool_5A | 5
14846 | 48186 | MI | RFCMc | Cool | RFCMc_Cool_5A | 5
14847 | 48187 | MI | RFCMc | Cool | RFCMc_Cool_5A | 5
14848 | 48188 | MI | RFCMc | Cool | RFCMc_Cool_5A | 5
14849 | 48192 | MI | RFCMc | Cool | RFCMc_Cool_5A | 5
14850 | 48193 | MI | RFCMc | Cool | RFCMc_Cool_5A | 5
14851 | 48195 | MI | RFCMc | Cool | RFCMc_Cool_5A | 5
14852 | 48198 | MI | RFCMc | Cool | RFCMc_Cool_5A | 5
14853 | 48201 | MI | RFCMc | Cool | RFCMc_Cool_5A | 5
14854 | 48202 | MI | RFCMc | Cool | RFCMc_Cool_5A | 5
14855 | 48203 | MI | RFCMc | Cool | RFCMc_Cool_5A | 5
14856 | 48204 | MI | RFCMc | Cool | RFCMc_Cool_5A | 5
14857 | 48205 | MI | RFCMc | Cool | RFCMc_Cool_5A | 5
14858 | 48206 | MI | RFCMc | Cool | RFCMc_Cool_5A | 5
14859 | 48207 | MI | RFCMc | Cool | RFCMc_Cool_5A | 5
14860 | 48208 | MI | RFCMc | Cool | RFCMc_Cool_5A | 5
14861 | 48209 | MI | RFCMc | Cool | RFCMc_Cool_5A | 5
14862 | 48210 | MI | RFCMc | Cool | RFCMc_Cool_5A | 5
14863 | 48211 | MI | RFCMc | Cool | RFCMc_Cool_5A | 5
14864 | 48212 | MI | RFCMc | Cool | RFCMc_Cool_5A | 5
14865 | 48213 | MI | RFCMc | Cool | RFCMc_Cool_5A | 5
14866 | 48214 | MI | RFCMc | Cool | RFCMc_Cool_5A | 5
14867 | 48215 | MI | RFCMc | Cool | RFCMc_Cool_5A | 5
14868 | 48216 | MI | RFCMc | Cool | RFCMc_Cool_5A | 5
14869 | 48217 | MI | RFCMc | Cool | RFCMc_Cool_5A | 5
14870 | 48218 | MI | RFCMc | Cool | RFCMc_Cool_5A | 5
14871 | 48219 | MI | RFCMc | Cool | RFCMc_Cool_5A | 5
14872 | 48221 | MI | RFCMc | Cool | RFCMc_Cool_5A | 5
14873 | 48222 | MI | RFCMc | Cool | RFCMc_Cool_5A | 5
14874 | 48223 | MI | RFCMc | Cool | RFCMc_Cool_5A | 5
14875 | 48224 | MI | RFCMc | Cool | RFCMc_Cool_5A | 5
14876 | 48225 | MI | RFCMc | Cool | RFCMc_Cool_5A | 5
14877 | 48226 | MI | RFCMc | Cool | RFCMc_Cool_5A | 5
14878 | 48227 | MI | RFCMc | Cool | RFCMc_Cool_5A | 5
14879 | 48228 | MI | RFCMc | Cool | RFCMc_Cool_5A | 5
14880 | 48229 | MI | RFCMc | Cool | RFCMc_Cool_5A | 5
14881 | 48230 | MI | RFCMc | Cool | RFCMc_Cool_5A | 5
14882 | 48231 | MI | RFCMc | Cool | RFCMc_Cool_5A | 5
14883 | 48232 | MI | RFCMc | Cool | RFCMc_Cool_5A | 5
14884 | 48233 | MI | RFCMc | Cool | RFCMc_Cool_5A | 5
14885 | 48234 | MI | RFCMc | Cool | RFCMc_Cool_5A | 5
14886 | 48235 | MI | RFCMc | Cool | RFCMc_Cool_5A | 5
14887 | 48238 | MI | RFCMc | Cool | RFCMc_Cool_5A | 5
14888 | 48239 | MI | RFCMc | Cool | RFCMc_Cool_5A | 5
14889 | 48240 | MI | RFCMc | Cool | RFCMc_Cool_5A | 5
14890 | 48242 | MI | RFCMc | Cool | RFCMc_Cool_5A | 5
14891 | 48243 | MI | RFCMc | Cool | RFCMc_Cool_5A | 5
14892 | 48244 | MI | RFCMc | Cool | RFCMc_Cool_5A | 5
14893 | 48288 | MI | RFCMc | Cool | RFCMc_Cool_5A | 5
14894 | 48103 | MI | RFCMc | Cool | RFCMc_Cool_5A | 5
14895 | 48104 | MI | RFCMc | Cool | RFCMc_Cool_5A | 5
14896 | 48105 | MI | RFCMc | Cool | RFCMc_Cool_5A | 5
14897 | 48106 | MI | RFCMc | Cool | RFCMc_Cool_5A | 5
14898 | 48107 | MI | RFCMc | Cool | RFCMc_Cool_5A | 5
14899 | 48108 | MI | RFCMc | Cool | RFCMc_Cool_5A | 5
14900 | 48109 | MI | RFCMc | Cool | RFCMc_Cool_5A | 5
14901 | 48113 | MI | RFCMc | Cool | RFCMc_Cool_5A | 5
14902 | 48118 | MI | RFCMc | Cool | RFCMc_Cool_5A | 5
14903 | 48130 | MI | RFCMc | Cool | RFCMc_Cool_5A | 5
14904 | 48137 | MI | RFCMc | Cool | RFCMc_Cool_5A | 5
14905 | 48158 | MI | RFCMc | Cool | RFCMc_Cool_5A | 5
14906 | 48160 | MI | RFCMc | Cool | RFCMc_Cool_5A | 5
14907 | 48169 | MI | RFCMc | Cool | RFCMc_Cool_5A | 5
14908 | 48175 | MI | RFCMc | Cool | RFCMc_Cool_5A | 5
14909 | 48176 | MI | RFCMc | Cool | RFCMc_Cool_5A | 5
14910 | 48189 | MI | RFCMc | Cool | RFCMc_Cool_5A | 5
14911 | 48190 | MI | RFCMc | Cool | RFCMc_Cool_5A | 5
14912 | 48191 | MI | RFCMc | Cool | RFCMc_Cool_5A | 5
14913 | 48197 | MI | RFCMc | Cool | RFCMc_Cool_5A | 5
14914 | 49229 | MI | RFCMc | Cool | RFCMc_Cool_5A | 5
14915 | 49230 | MI | RFCMc | Cool | RFCMc_Cool_5A | 5
14916 | 49236 | MI | RFCMc | Cool | RFCMc_Cool_5A | 5
14917 | 49240 | MI | RFCMc | Cool | RFCMc_Cool_5A | 5
14918 | 49285 | MI | RFCMc | Cool | RFCMc_Cool_5A | 5
14919 | 49287 | MI | RFCMc | Cool | RFCMc_Cool_5A | 5
14920 | 48131 | MI | RFCMc | Cool | RFCMc_Cool_5A | 5
14921 | 48133 | MI | RFCMc | Cool | RFCMc_Cool_5A | 5
14922 | 48140 | MI | RFCMc | Cool | RFCMc_Cool_5A | 5
14923 | 48144 | MI | RFCMc | Cool | RFCMc_Cool_5A | 5
14924 | 48145 | MI | RFCMc | Cool | RFCMc_Cool_5A | 5
14925 | 48157 | MI | RFCMc | Cool | RFCMc_Cool_5A | 5
14926 | 48159 | MI | RFCMc | Cool | RFCMc_Cool_5A | 5
14927 | 48161 | MI | RFCMc | Cool | RFCMc_Cool_5A | 5
14928 | 48162 | MI | RFCMc | Cool | RFCMc_Cool_5A | 5
14929 | 48166 | MI | RFCMc | Cool | RFCMc_Cool_5A | 5
14930 | 48177 | MI | RFCMc | Cool | RFCMc_Cool_5A | 5
14931 | 48179 | MI | RFCMc | Cool | RFCMc_Cool_5A | 5
14932 | 48182 | MI | RFCMc | Cool | RFCMc_Cool_5A | 5
14933 | 49228 | MI | RFCMc | Cool | RFCMc_Cool_5A | 5
14934 | 49238 | MI | RFCMc | Cool | RFCMc_Cool_5A | 5
14935 | 49267 | MI | RFCMc | Cool | RFCMc_Cool_5A | 5
14936 | 49270 | MI | RFCMc | Cool | RFCMc_Cool_5A | 5
14937 | 49276 | MI | RFCMc | Cool | RFCMc_Cool_5A | 5
14938 | 48114 | MI | RFCMc | Cool | RFCMc_Cool_5A | 5
14939 | 48116 | MI | RFCMc | Cool | RFCMc_Cool_5A | 5
14940 | 48139 | MI | RFCMc | Cool | RFCMc_Cool_5A | 5
14941 | 48143 | MI | RFCMc | Cool | RFCMc_Cool_5A | 5
14942 | 48418 | MI | RFCMc | Cool | RFCMc_Cool_5A | 5
14943 | 48451 | MI | RFCMc | Cool | RFCMc_Cool_5A | 5
14944 | 48816 | MI | RFCMc | Cool | RFCMc_Cool_5A | 5
14945 | 48836 | MI | RFCMc | Cool | RFCMc_Cool_5A | 5
14946 | 48843 | MI | RFCMc | Cool | RFCMc_Cool_5A | 5
14947 | 48844 | MI | RFCMc | Cool | RFCMc_Cool_5A | 5
14948 | 48855 | MI | RFCMc | Cool | RFCMc_Cool_5A | 5
14949 | 48872 | MI | RFCMc | Cool | RFCMc_Cool_5A | 5
14950 | 48892 | MI | RFCMc | Cool | RFCMc_Cool_5A | 5
14951 | 48827 | MI | RFCMc | Cool | RFCMc_Cool_5A | 5
14952 | 49201 | MI | RFCMc | Cool | RFCMc_Cool_5A | 5
14953 | 49202 | MI | RFCMc | Cool | RFCMc_Cool_5A | 5
14954 | 49203 | MI | RFCMc | Cool | RFCMc_Cool_5A | 5
14955 | 49204 | MI | RFCMc | Cool | RFCMc_Cool_5A | 5
14956 | 49224 | MI | RFCMc | Cool | RFCMc_Cool_5A | 5
14957 | 49233 | MI | RFCMc | Cool | RFCMc_Cool_5A | 5
14958 | 49234 | MI | RFCMc | Cool | RFCMc_Cool_5A | 5
14959 | 49237 | MI | RFCMc | Cool | RFCMc_Cool_5A | 5
14960 | 49241 | MI | RFCMc | Cool | RFCMc_Cool_5A | 5
14961 | 49245 | MI | RFCMc | Cool | RFCMc_Cool_5A | 5
14962 | 49246 | MI | RFCMc | Cool | RFCMc_Cool_5A | 5
14963 | 49249 | MI | RFCMc | Cool | RFCMc_Cool_5A | 5
14964 | 49250 | MI | RFCMc | Cool | RFCMc_Cool_5A | 5
14965 | 49251 | MI | RFCMc | Cool | RFCMc_Cool_5A | 5
14966 | 49252 | MI | RFCMc | Cool | RFCMc_Cool_5A | 5
14967 | 49254 | MI | RFCMc | Cool | RFCMc_Cool_5A | 5
14968 | 49259 | MI | RFCMc | Cool | RFCMc_Cool_5A | 5
14969 | 49261 | MI | RFCMc | Cool | RFCMc_Cool_5A | 5
14970 | 49263 | MI | RFCMc | Cool | RFCMc_Cool_5A | 5
14971 | 49264 | MI | RFCMc | Cool | RFCMc_Cool_5A | 5
14972 | 49269 | MI | RFCMc | Cool | RFCMc_Cool_5A | 5
14973 | 49272 | MI | RFCMc | Cool | RFCMc_Cool_5A | 5
14974 | 49277 | MI | RFCMc | Cool | RFCMc_Cool_5A | 5
14975 | 49283 | MI | RFCMc | Cool | RFCMc_Cool_5A | 5
14976 | 49284 | MI | RFCMc | Cool | RFCMc_Cool_5A | 5
14977 | 49220 | MI | RFCMc | Cool | RFCMc_Cool_5A | 5
14978 | 49221 | MI | RFCMc | Cool | RFCMc_Cool_5A | 5
14979 | 49235 | MI | RFCMc | Cool | RFCMc_Cool_5A | 5
14980 | 49247 | MI | RFCMc | Cool | RFCMc_Cool_5A | 5
14981 | 49248 | MI | RFCMc | Cool | RFCMc_Cool_5A | 5
14982 | 49253 | MI | RFCMc | Cool | RFCMc_Cool_5A | 5
14983 | 49256 | MI | RFCMc | Cool | RFCMc_Cool_5A | 5
14984 | 49265 | MI | RFCMc | Cool | RFCMc_Cool_5A | 5
14985 | 49268 | MI | RFCMc | Cool | RFCMc_Cool_5A | 5
14986 | 49279 | MI | RFCMc | Cool | RFCMc_Cool_5A | 5
14987 | 49286 | MI | RFCMc | Cool | RFCMc_Cool_5A | 5
14988 | 49288 | MI | RFCMc | Cool | RFCMc_Cool_5A | 5
14989 | 49289 | MI | RFCMc | Cool | RFCMc_Cool_5A | 5
14990 | 48411 | MI | RFCMc | Cool | RFCMc_Cool_5A | 5
14991 | 48415 | MI | RFCMc | Cool | RFCMc_Cool_5A | 5
14992 | 48417 | MI | RFCMc | Cool | RFCMc_Cool_5A | 5
14993 | 48420 | MI | RFCMc | Cool | RFCMc_Cool_5A | 5
14994 | 48429 | MI | RFCMc | Cool | RFCMc_Cool_5A | 5
14995 | 48433 | MI | RFCMc | Cool | RFCMc_Cool_5A | 5
14996 | 48436 | MI | RFCMc | Cool | RFCMc_Cool_5A | 5
14997 | 48437 | MI | RFCMc | Cool | RFCMc_Cool_5A | 5
14998 | 48449 | MI | RFCMc | Cool | RFCMc_Cool_5A | 5
14999 | 48457 | MI | RFCMc | Cool | RFCMc_Cool_5A | 5
15000 | 48458 | MI | RFCMc | Cool | RFCMc_Cool_5A | 5
15001 | 48460 | MI | RFCMc | Cool | RFCMc_Cool_5A | 5
15002 | 48473 | MI | RFCMc | Cool | RFCMc_Cool_5A | 5
15003 | 48480 | MI | RFCMc | Cool | RFCMc_Cool_5A | 5
15004 | 48501 | MI | RFCMc | Cool | RFCMc_Cool_5A | 5
15005 | 48502 | MI | RFCMc | Cool | RFCMc_Cool_5A | 5
15006 | 48503 | MI | RFCMc | Cool | RFCMc_Cool_5A | 5
15007 | 48504 | MI | RFCMc | Cool | RFCMc_Cool_5A | 5
15008 | 48505 | MI | RFCMc | Cool | RFCMc_Cool_5A | 5
15009 | 48506 | MI | RFCMc | Cool | RFCMc_Cool_5A | 5
15010 | 48507 | MI | RFCMc | Cool | RFCMc_Cool_5A | 5
15011 | 48509 | MI | RFCMc | Cool | RFCMc_Cool_5A | 5
15012 | 48519 | MI | RFCMc | Cool | RFCMc_Cool_5A | 5
15013 | 48529 | MI | RFCMc | Cool | RFCMc_Cool_5A | 5
15014 | 48531 | MI | RFCMc | Cool | RFCMc_Cool_5A | 5
15015 | 48532 | MI | RFCMc | Cool | RFCMc_Cool_5A | 5
15016 | 48550 | MI | RFCMc | Cool | RFCMc_Cool_5A | 5
15017 | 48746 | MI | RFCMc | Cool | RFCMc_Cool_5A | 5
15018 | 48414 | MI | RFCMc | Cool | RFCMc_Cool_5A | 5
15019 | 48476 | MI | RFCMc | Cool | RFCMc_Cool_5A | 5
15020 | 48616 | MI | RFCMc | Cool | RFCMc_Cool_5A | 5
15021 | 48649 | MI | RFCMc | Cool | RFCMc_Cool_5A | 5
15022 | 48817 | MI | RFCMc | Cool | RFCMc_Cool_5A | 5
15023 | 48831 | MI | RFCMc | Cool | RFCMc_Cool_5A | 5
15024 | 48840 | MI | RFCMc | Cool | RFCMc_Cool_5A | 5
15025 | 48841 | MI | RFCMc | Cool | RFCMc_Cool_5A | 5
15026 | 48848 | MI | RFCMc | Cool | RFCMc_Cool_5A | 5
15027 | 48857 | MI | RFCMc | Cool | RFCMc_Cool_5A | 5
15028 | 48866 | MI | RFCMc | Cool | RFCMc_Cool_5A | 5
15029 | 48867 | MI | RFCMc | Cool | RFCMc_Cool_5A | 5
15030 | 48882 | MI | RFCMc | Cool | RFCMc_Cool_5A | 5
15031 | 48701 | MI | RFCMc | Cool | RFCMc_Cool_5A | 5
15032 | 48723 | MI | RFCMc | Cool | RFCMc_Cool_5A | 5
15033 | 48733 | MI | RFCMc | Cool | RFCMc_Cool_5A | 5
15034 | 48734 | MI | RFCMc | Cool | RFCMc_Cool_5A | 5
15035 | 48757 | MI | RFCMc | Cool | RFCMc_Cool_5A | 5
15036 | 48758 | MI | RFCMc | Cool | RFCMc_Cool_5A | 5
15037 | 48768 | MI | RFCMc | Cool | RFCMc_Cool_5A | 5
15038 | 48601 | MI | RFCMc | Cool | RFCMc_Cool_5A | 5
15039 | 48602 | MI | RFCMc | Cool | RFCMc_Cool_5A | 5
15040 | 48603 | MI | RFCMc | Cool | RFCMc_Cool_5A | 5
15041 | 48604 | MI | RFCMc | Cool | RFCMc_Cool_5A | 5
15042 | 48605 | MI | RFCMc | Cool | RFCMc_Cool_5A | 5
15043 | 48606 | MI | RFCMc | Cool | RFCMc_Cool_5A | 5
15044 | 48607 | MI | RFCMc | Cool | RFCMc_Cool_5A | 5
15045 | 48608 | MI | RFCMc | Cool | RFCMc_Cool_5A | 5
15046 | 48609 | MI | RFCMc | Cool | RFCMc_Cool_5A | 5
15047 | 48614 | MI | RFCMc | Cool | RFCMc_Cool_5A | 5
15048 | 48623 | MI | RFCMc | Cool | RFCMc_Cool_5A | 5
15049 | 48626 | MI | RFCMc | Cool | RFCMc_Cool_5A | 5
15050 | 48637 | MI | RFCMc | Cool | RFCMc_Cool_5A | 5
15051 | 48638 | MI | RFCMc | Cool | RFCMc_Cool_5A | 5
15052 | 48655 | MI | RFCMc | Cool | RFCMc_Cool_5A | 5
15053 | 48663 | MI | RFCMc | Cool | RFCMc_Cool_5A | 5
15054 | 48708 | MI | RFCMc | Cool | RFCMc_Cool_5A | 5
15055 | 48722 | MI | RFCMc | Cool | RFCMc_Cool_5A | 5
15056 | 48724 | MI | RFCMc | Cool | RFCMc_Cool_5A | 5
15057 | 48747 | MI | RFCMc | Cool | RFCMc_Cool_5A | 5
15058 | 48787 | MI | RFCMc | Cool | RFCMc_Cool_5A | 5
15059 | 48807 | MI | RFCMc | Cool | RFCMc_Cool_5A | 5
15060 | 48611 | MI | RFCMc | Cool | RFCMc_Cool_5A | 5
15061 | 48613 | MI | RFCMc | Cool | RFCMc_Cool_5A | 5
15062 | 48631 | MI | RFCMc | Cool | RFCMc_Cool_5A | 5
15063 | 48634 | MI | RFCMc | Cool | RFCMc_Cool_5A | 5
15064 | 48642 | MI | RFCMc | Cool | RFCMc_Cool_5A | 5
15065 | 48650 | MI | RFCMc | Cool | RFCMc_Cool_5A | 5
15066 | 48652 | MI | RFCMc | Cool | RFCMc_Cool_5A | 5
15067 | 48658 | MI | RFCMc | Cool | RFCMc_Cool_5A | 5
15068 | 48659 | MI | RFCMc | Cool | RFCMc_Cool_5A | 5
15069 | 48706 | MI | RFCMc | Cool | RFCMc_Cool_5A | 5
15070 | 48707 | MI | RFCMc | Cool | RFCMc_Cool_5A | 5
15071 | 48710 | MI | RFCMc | Cool | RFCMc_Cool_5A | 5
15072 | 48732 | MI | RFCMc | Cool | RFCMc_Cool_5A | 5
15073 | 48615 | MI | RFCMc | Cool | RFCMc_Cool_5A | 5
15074 | 48620 | MI | RFCMc | Cool | RFCMc_Cool_5A | 5
15075 | 48640 | MI | RFCMc | Cool | RFCMc_Cool_5A | 5
15076 | 48641 | MI | RFCMc | Cool | RFCMc_Cool_5A | 5
15077 | 48657 | MI | RFCMc | Cool | RFCMc_Cool_5A | 5
15078 | 48662 | MI | RFCMc | Cool | RFCMc_Cool_5A | 5
15079 | 48667 | MI | RFCMc | Cool | RFCMc_Cool_5A | 5
15080 | 48670 | MI | RFCMc | Cool | RFCMc_Cool_5A | 5
15081 | 48674 | MI | RFCMc | Cool | RFCMc_Cool_5A | 5
15082 | 48858 | MI | RFCMc | Cool | RFCMc_Cool_5A | 5
15083 | 48880 | MI | RFCMc | Cool | RFCMc_Cool_5A | 5
15084 | 48883 | MI | RFCMc | Cool | RFCMc_Cool_5A | 5
15085 | 48801 | MI | RFCMc | Cool | RFCMc_Cool_5A | 5
15086 | 48806 | MI | RFCMc | Cool | RFCMc_Cool_5A | 5
15087 | 48811 | MI | RFCMc | Cool | RFCMc_Cool_5A | 5
15088 | 48818 | MI | RFCMc | Cool | RFCMc_Cool_5A | 5
15089 | 48830 | MI | RFCMc | Cool | RFCMc_Cool_5A | 5
15090 | 48832 | MI | RFCMc | Cool | RFCMc_Cool_5A | 5
15091 | 48845 | MI | RFCMc | Cool | RFCMc_Cool_5A | 5
15092 | 48847 | MI | RFCMc | Cool | RFCMc_Cool_5A | 5
15093 | 48856 | MI | RFCMc | Cool | RFCMc_Cool_5A | 5
15094 | 48862 | MI | RFCMc | Cool | RFCMc_Cool_5A | 5
15095 | 48871 | MI | RFCMc | Cool | RFCMc_Cool_5A | 5
15096 | 48874 | MI | RFCMc | Cool | RFCMc_Cool_5A | 5
15097 | 48877 | MI | RFCMc | Cool | RFCMc_Cool_5A | 5
15098 | 48879 | MI | RFCMc | Cool | RFCMc_Cool_5A | 5
15099 | 48889 | MI | RFCMc | Cool | RFCMc_Cool_5A | 5
15100 | 48891 | MI | RFCMc | Cool | RFCMc_Cool_5A | 5
15101 | 48805 | MI | RFCMc | Cool | RFCMc_Cool_5A | 5
15102 | 48819 | MI | RFCMc | Cool | RFCMc_Cool_5A | 5
15103 | 48821 | MI | RFCMc | Cool | RFCMc_Cool_5A | 5
15104 | 48823 | MI | RFCMc | Cool | RFCMc_Cool_5A | 5
15105 | 48824 | MI | RFCMc | Cool | RFCMc_Cool_5A | 5
15106 | 48825 | MI | RFCMc | Cool | RFCMc_Cool_5A | 5
15107 | 48826 | MI | RFCMc | Cool | RFCMc_Cool_5A | 5
15108 | 48842 | MI | RFCMc | Cool | RFCMc_Cool_5A | 5
15109 | 48854 | MI | RFCMc | Cool | RFCMc_Cool_5A | 5
15110 | 48864 | MI | RFCMc | Cool | RFCMc_Cool_5A | 5
15111 | 48895 | MI | RFCMc | Cool | RFCMc_Cool_5A | 5
15112 | 48901 | MI | RFCMc | Cool | RFCMc_Cool_5A | 5
15113 | 48906 | MI | RFCMc | Cool | RFCMc_Cool_5A | 5
15114 | 48909 | MI | RFCMc | Cool | RFCMc_Cool_5A | 5
15115 | 48910 | MI | RFCMc | Cool | RFCMc_Cool_5A | 5
15116 | 48911 | MI | RFCMc | Cool | RFCMc_Cool_5A | 5
15117 | 48912 | MI | RFCMc | Cool | RFCMc_Cool_5A | 5
15118 | 48915 | MI | RFCMc | Cool | RFCMc_Cool_5A | 5
15119 | 48917 | MI | RFCMc | Cool | RFCMc_Cool_5A | 5
15120 | 48924 | MI | RFCMc | Cool | RFCMc_Cool_5A | 5
15121 | 48933 | MI | RFCMc | Cool | RFCMc_Cool_5A | 5
15122 | 48956 | MI | RFCMc | Cool | RFCMc_Cool_5A | 5
15123 | 48808 | MI | RFCMc | Cool | RFCMc_Cool_5A | 5
15124 | 48820 | MI | RFCMc | Cool | RFCMc_Cool_5A | 5
15125 | 48822 | MI | RFCMc | Cool | RFCMc_Cool_5A | 5
15126 | 48833 | MI | RFCMc | Cool | RFCMc_Cool_5A | 5
15127 | 48835 | MI | RFCMc | Cool | RFCMc_Cool_5A | 5
15128 | 48837 | MI | RFCMc | Cool | RFCMc_Cool_5A | 5
15129 | 48853 | MI | RFCMc | Cool | RFCMc_Cool_5A | 5
15130 | 48873 | MI | RFCMc | Cool | RFCMc_Cool_5A | 5
15131 | 48875 | MI | RFCMc | Cool | RFCMc_Cool_5A | 5
15132 | 48894 | MI | RFCMc | Cool | RFCMc_Cool_5A | 5
15133 | 48951 | MI | RFCMc | Cool | RFCMc_Cool_5A | 5
15134 | 48809 | MI | RFCMc | Cool | RFCMc_Cool_5A | 5
15135 | 48815 | MI | RFCMc | Cool | RFCMc_Cool_5A | 5
15136 | 48834 | MI | RFCMc | Cool | RFCMc_Cool_5A | 5
15137 | 48838 | MI | RFCMc | Cool | RFCMc_Cool_5A | 5
15138 | 48846 | MI | RFCMc | Cool | RFCMc_Cool_5A | 5
15139 | 48849 | MI | RFCMc | Cool | RFCMc_Cool_5A | 5
15140 | 48851 | MI | RFCMc | Cool | RFCMc_Cool_5A | 5
15141 | 48860 | MI | RFCMc | Cool | RFCMc_Cool_5A | 5
15142 | 48861 | MI | RFCMc | Cool | RFCMc_Cool_5A | 5
15143 | 48865 | MI | RFCMc | Cool | RFCMc_Cool_5A | 5
15144 | 48870 | MI | RFCMc | Cool | RFCMc_Cool_5A | 5
15145 | 48881 | MI | RFCMc | Cool | RFCMc_Cool_5A | 5
15146 | 48890 | MI | RFCMc | Cool | RFCMc_Cool_5A | 5
15147 | 49302 | MI | RFCMc | Cool | RFCMc_Cool_5A | 5
15148 | 49325 | MI | RFCMc | Cool | RFCMc_Cool_5A | 5
15149 | 49331 | MI | RFCMc | Cool | RFCMc_Cool_5A | 5
15150 | 49301 | MI | RFCMc | Cool | RFCMc_Cool_5A | 5
15151 | 49303 | MI | RFCMc | Cool | RFCMc_Cool_5A | 5
15152 | 49306 | MI | RFCMc | Cool | RFCMc_Cool_5A | 5
15153 | 49315 | MI | RFCMc | Cool | RFCMc_Cool_5A | 5
15154 | 49316 | MI | RFCMc | Cool | RFCMc_Cool_5A | 5
15155 | 49317 | MI | RFCMc | Cool | RFCMc_Cool_5A | 5
15156 | 49318 | MI | RFCMc | Cool | RFCMc_Cool_5A | 5
15157 | 49319 | MI | RFCMc | Cool | RFCMc_Cool_5A | 5
15158 | 49321 | MI | RFCMc | Cool | RFCMc_Cool_5A | 5
15159 | 49323 | MI | RFCMc | Cool | RFCMc_Cool_5A | 5
15160 | 49326 | MI | RFCMc | Cool | RFCMc_Cool_5A | 5
15161 | 49327 | MI | RFCMc | Cool | RFCMc_Cool_5A | 5
15162 | 49330 | MI | RFCMc | Cool | RFCMc_Cool_5A | 5
15163 | 49333 | MI | RFCMc | Cool | RFCMc_Cool_5A | 5
15164 | 49341 | MI | RFCMc | Cool | RFCMc_Cool_5A | 5
15165 | 49343 | MI | RFCMc | Cool | RFCMc_Cool_5A | 5
15166 | 49345 | MI | RFCMc | Cool | RFCMc_Cool_5A | 5
15167 | 49347 | MI | RFCMc | Cool | RFCMc_Cool_5A | 5
15168 | 49348 | MI | RFCMc | Cool | RFCMc_Cool_5A | 5
15169 | 49351 | MI | RFCMc | Cool | RFCMc_Cool_5A | 5
15170 | 49403 | MI | RFCMc | Cool | RFCMc_Cool_5A | 5
15171 | 49418 | MI | RFCMc | Cool | RFCMc_Cool_5A | 5
15172 | 49435 | MI | RFCMc | Cool | RFCMc_Cool_5A | 5
15173 | 49468 | MI | RFCMc | Cool | RFCMc_Cool_5A | 5
15174 | 49501 | MI | RFCMc | Cool | RFCMc_Cool_5A | 5
15175 | 49503 | MI | RFCMc | Cool | RFCMc_Cool_5A | 5
15176 | 49504 | MI | RFCMc | Cool | RFCMc_Cool_5A | 5
15177 | 49505 | MI | RFCMc | Cool | RFCMc_Cool_5A | 5
15178 | 49506 | MI | RFCMc | Cool | RFCMc_Cool_5A | 5
15179 | 49507 | MI | RFCMc | Cool | RFCMc_Cool_5A | 5
15180 | 49508 | MI | RFCMc | Cool | RFCMc_Cool_5A | 5
15181 | 49509 | MI | RFCMc | Cool | RFCMc_Cool_5A | 5
15182 | 49510 | MI | RFCMc | Cool | RFCMc_Cool_5A | 5
15183 | 49512 | MI | RFCMc | Cool | RFCMc_Cool_5A | 5
15184 | 49514 | MI | RFCMc | Cool | RFCMc_Cool_5A | 5
15185 | 49515 | MI | RFCMc | Cool | RFCMc_Cool_5A | 5
15186 | 49516 | MI | RFCMc | Cool | RFCMc_Cool_5A | 5
15187 | 49518 | MI | RFCMc | Cool | RFCMc_Cool_5A | 5
15188 | 49519 | MI | RFCMc | Cool | RFCMc_Cool_5A | 5
15189 | 49525 | MI | RFCMc | Cool | RFCMc_Cool_5A | 5
15190 | 49534 | MI | RFCMc | Cool | RFCMc_Cool_5A | 5
15191 | 49544 | MI | RFCMc | Cool | RFCMc_Cool_5A | 5
15192 | 49546 | MI | RFCMc | Cool | RFCMc_Cool_5A | 5
15193 | 49548 | MI | RFCMc | Cool | RFCMc_Cool_5A | 5
15194 | 49560 | MI | RFCMc | Cool | RFCMc_Cool_5A | 5
15195 | 49588 | MI | RFCMc | Cool | RFCMc_Cool_5A | 5
15196 | 48812 | MI | RFCMc | Cool | RFCMc_Cool_5A | 5
15197 | 48850 | MI | RFCMc | Cool | RFCMc_Cool_5A | 5
15198 | 48852 | MI | RFCMc | Cool | RFCMc_Cool_5A | 5
15199 | 48884 | MI | RFCMc | Cool | RFCMc_Cool_5A | 5
15200 | 48885 | MI | RFCMc | Cool | RFCMc_Cool_5A | 5
15201 | 48886 | MI | RFCMc | Cool | RFCMc_Cool_5A | 5
15202 | 48888 | MI | RFCMc | Cool | RFCMc_Cool_5A | 5
15203 | 49322 | MI | RFCMc | Cool | RFCMc_Cool_5A | 5
15204 | 49329 | MI | RFCMc | Cool | RFCMc_Cool_5A | 5
15205 | 49336 | MI | RFCMc | Cool | RFCMc_Cool_5A | 5
15206 | 49337 | MI | RFCMc | Cool | RFCMc_Cool_5A | 5
15207 | 49339 | MI | RFCMc | Cool | RFCMc_Cool_5A | 5
15208 | 48813 | MI | RFCMc | Cool | RFCMc_Cool_5A | 5
15209 | 49011 | MI | RFCMc | Cool | RFCMc_Cool_5A | 5
15210 | 49012 | MI | RFCMc | Cool | RFCMc_Cool_5A | 5
15211 | 49014 | MI | RFCMc | Cool | RFCMc_Cool_5A | 5
15212 | 49015 | MI | RFCMc | Cool | RFCMc_Cool_5A | 5
15213 | 49016 | MI | RFCMc | Cool | RFCMc_Cool_5A | 5
15214 | 49017 | MI | RFCMc | Cool | RFCMc_Cool_5A | 5
15215 | 49020 | MI | RFCMc | Cool | RFCMc_Cool_5A | 5
15216 | 49021 | MI | RFCMc | Cool | RFCMc_Cool_5A | 5
15217 | 49029 | MI | RFCMc | Cool | RFCMc_Cool_5A | 5
15218 | 49033 | MI | RFCMc | Cool | RFCMc_Cool_5A | 5
15219 | 49034 | MI | RFCMc | Cool | RFCMc_Cool_5A | 5
15220 | 49037 | MI | RFCMc | Cool | RFCMc_Cool_5A | 5
15221 | 49051 | MI | RFCMc | Cool | RFCMc_Cool_5A | 5
15222 | 49052 | MI | RFCMc | Cool | RFCMc_Cool_5A | 5
15223 | 49068 | MI | RFCMc | Cool | RFCMc_Cool_5A | 5
15224 | 49076 | MI | RFCMc | Cool | RFCMc_Cool_5A | 5
15225 | 49092 | MI | RFCMc | Cool | RFCMc_Cool_5A | 5
15226 | 49094 | MI | RFCMc | Cool | RFCMc_Cool_5A | 5
15227 | 48876 | MI | RFCMc | Cool | RFCMc_Cool_5A | 5
15228 | 48897 | MI | RFCMc | Cool | RFCMc_Cool_5A | 5
15229 | 48908 | MI | RFCMc | Cool | RFCMc_Cool_5A | 5
15230 | 49073 | MI | RFCMc | Cool | RFCMc_Cool_5A | 5
15231 | 49096 | MI | RFCMc | Cool | RFCMc_Cool_5A | 5
15232 | 49035 | MI | RFCMc | Cool | RFCMc_Cool_5A | 5
15233 | 49046 | MI | RFCMc | Cool | RFCMc_Cool_5A | 5
15234 | 49050 | MI | RFCMc | Cool | RFCMc_Cool_5A | 5
15235 | 49058 | MI | RFCMc | Cool | RFCMc_Cool_5A | 5
15236 | 49060 | MI | RFCMc | Cool | RFCMc_Cool_5A | 5
15237 | 49080 | MI | RFCMc | Cool | RFCMc_Cool_5A | 5
15238 | 49083 | MI | RFCMc | Cool | RFCMc_Cool_5A | 5
15239 | 49344 | MI | RFCMc | Cool | RFCMc_Cool_5A | 5
15240 | 49001 | MI | RFCMc | Cool | RFCMc_Cool_5A | 5
15241 | 49002 | MI | RFCMc | Cool | RFCMc_Cool_5A | 5
15242 | 49003 | MI | RFCMc | Cool | RFCMc_Cool_5A | 5
15243 | 49004 | MI | RFCMc | Cool | RFCMc_Cool_5A | 5
15244 | 49005 | MI | RFCMc | Cool | RFCMc_Cool_5A | 5
15245 | 49006 | MI | RFCMc | Cool | RFCMc_Cool_5A | 5
15246 | 49007 | MI | RFCMc | Cool | RFCMc_Cool_5A | 5
15247 | 49008 | MI | RFCMc | Cool | RFCMc_Cool_5A | 5
15248 | 49009 | MI | RFCMc | Cool | RFCMc_Cool_5A | 5
15249 | 49019 | MI | RFCMc | Cool | RFCMc_Cool_5A | 5
15250 | 49024 | MI | RFCMc | Cool | RFCMc_Cool_5A | 5
15251 | 49041 | MI | RFCMc | Cool | RFCMc_Cool_5A | 5
15252 | 49048 | MI | RFCMc | Cool | RFCMc_Cool_5A | 5
15253 | 49053 | MI | RFCMc | Cool | RFCMc_Cool_5A | 5
15254 | 49065 | MI | RFCMc | Cool | RFCMc_Cool_5A | 5
15255 | 49071 | MI | RFCMc | Cool | RFCMc_Cool_5A | 5
15256 | 49072 | MI | RFCMc | Cool | RFCMc_Cool_5A | 5
15257 | 49074 | MI | RFCMc | Cool | RFCMc_Cool_5A | 5
15258 | 49077 | MI | RFCMc | Cool | RFCMc_Cool_5A | 5
15259 | 49078 | MI | RFCMc | Cool | RFCMc_Cool_5A | 5
15260 | 49081 | MI | RFCMc | Cool | RFCMc_Cool_5A | 5
15261 | 49087 | MI | RFCMc | Cool | RFCMc_Cool_5A | 5
15262 | 49088 | MI | RFCMc | Cool | RFCMc_Cool_5A | 5
15263 | 49097 | MI | RFCMc | Cool | RFCMc_Cool_5A | 5
15264 | 49010 | MI | RFCMc | Cool | RFCMc_Cool_5A | 5
15265 | 49013 | MI | RFCMc | Cool | RFCMc_Cool_5A | 5
15266 | 49022 | MI | RFCMc | Cool | RFCMc_Cool_5A | 5
15267 | 49026 | MI | RFCMc | Cool | RFCMc_Cool_5A | 5
15268 | 49027 | MI | RFCMc | Cool | RFCMc_Cool_5A | 5
15269 | 49038 | MI | RFCMc | Cool | RFCMc_Cool_5A | 5
15270 | 49043 | MI | RFCMc | Cool | RFCMc_Cool_5A | 5
15271 | 49045 | MI | RFCMc | Cool | RFCMc_Cool_5A | 5
15272 | 49047 | MI | RFCMc | Cool | RFCMc_Cool_5A | 5
15273 | 49055 | MI | RFCMc | Cool | RFCMc_Cool_5A | 5
15274 | 49056 | MI | RFCMc | Cool | RFCMc_Cool_5A | 5
15275 | 49057 | MI | RFCMc | Cool | RFCMc_Cool_5A | 5
15276 | 49062 | MI | RFCMc | Cool | RFCMc_Cool_5A | 5
15277 | 49063 | MI | RFCMc | Cool | RFCMc_Cool_5A | 5
15278 | 49064 | MI | RFCMc | Cool | RFCMc_Cool_5A | 5
15279 | 49067 | MI | RFCMc | Cool | RFCMc_Cool_5A | 5
15280 | 49079 | MI | RFCMc | Cool | RFCMc_Cool_5A | 5
15281 | 49090 | MI | RFCMc | Cool | RFCMc_Cool_5A | 5
15282 | 49098 | MI | RFCMc | Cool | RFCMc_Cool_5A | 5
15283 | 49070 | MI | RFCMc | Cool | RFCMc_Cool_5A | 5
15284 | 49311 | MI | RFCMc | Cool | RFCMc_Cool_5A | 5
15285 | 49314 | MI | RFCMc | Cool | RFCMc_Cool_5A | 5
15286 | 49328 | MI | RFCMc | Cool | RFCMc_Cool_5A | 5
15287 | 49335 | MI | RFCMc | Cool | RFCMc_Cool_5A | 5
15288 | 49406 | MI | RFCMc | Cool | RFCMc_Cool_5A | 5
15289 | 49408 | MI | RFCMc | Cool | RFCMc_Cool_5A | 5
15290 | 49416 | MI | RFCMc | Cool | RFCMc_Cool_5A | 5
15291 | 49419 | MI | RFCMc | Cool | RFCMc_Cool_5A | 5
15292 | 49423 | MI | RFCMc | Cool | RFCMc_Cool_5A | 5
15293 | 49426 | MI | RFCMc | Cool | RFCMc_Cool_5A | 5
15294 | 49434 | MI | RFCMc | Cool | RFCMc_Cool_5A | 5
15295 | 49450 | MI | RFCMc | Cool | RFCMc_Cool_5A | 5
15296 | 49453 | MI | RFCMc | Cool | RFCMc_Cool_5A | 5
15297 | 49464 | MI | RFCMc | Cool | RFCMc_Cool_5A | 5
15298 | 49030 | MI | RFCMc | Cool | RFCMc_Cool_5A | 5
15299 | 49032 | MI | RFCMc | Cool | RFCMc_Cool_5A | 5
15300 | 49040 | MI | RFCMc | Cool | RFCMc_Cool_5A | 5
15301 | 49042 | MI | RFCMc | Cool | RFCMc_Cool_5A | 5
15302 | 49066 | MI | RFCMc | Cool | RFCMc_Cool_5A | 5
15303 | 49075 | MI | RFCMc | Cool | RFCMc_Cool_5A | 5
15304 | 49091 | MI | RFCMc | Cool | RFCMc_Cool_5A | 5
15305 | 49093 | MI | RFCMc | Cool | RFCMc_Cool_5A | 5
15306 | 49099 | MI | RFCMc | Cool | RFCMc_Cool_5A | 5
15307 | 49028 | MI | RFCMc | Cool | RFCMc_Cool_5A | 5
15308 | 49036 | MI | RFCMc | Cool | RFCMc_Cool_5A | 5
15309 | 49082 | MI | RFCMc | Cool | RFCMc_Cool_5A | 5
15310 | 49089 | MI | RFCMc | Cool | RFCMc_Cool_5A | 5
15311 | 49227 | MI | RFCMc | Cool | RFCMc_Cool_5A | 5
15312 | 49255 | MI | RFCMc | Cool | RFCMc_Cool_5A | 5
15313 | 49274 | MI | RFCMc | Cool | RFCMc_Cool_5A | 5
15314 | 49023 | MI | RFCMc | Cool | RFCMc_Cool_5A | 5
15315 | 49084 | MI | RFCMc | Cool | RFCMc_Cool_5A | 5
15316 | 49085 | MI | RFCMc | Cool | RFCMc_Cool_5A | 5
15317 | 49101 | MI | RFCMc | Cool | RFCMc_Cool_5A | 5
15318 | 49102 | MI | RFCMc | Cool | RFCMc_Cool_5A | 5
15319 | 49103 | MI | RFCMc | Cool | RFCMc_Cool_5A | 5
15320 | 49104 | MI | RFCMc | Cool | RFCMc_Cool_5A | 5
15321 | 49106 | MI | RFCMc | Cool | RFCMc_Cool_5A | 5
15322 | 49107 | MI | RFCMc | Cool | RFCMc_Cool_5A | 5
15323 | 49111 | MI | RFCMc | Cool | RFCMc_Cool_5A | 5
15324 | 49113 | MI | RFCMc | Cool | RFCMc_Cool_5A | 5
15325 | 49115 | MI | RFCMc | Cool | RFCMc_Cool_5A | 5
15326 | 49116 | MI | RFCMc | Cool | RFCMc_Cool_5A | 5
15327 | 49117 | MI | RFCMc | Cool | RFCMc_Cool_5A | 5
15328 | 49119 | MI | RFCMc | Cool | RFCMc_Cool_5A | 5
15329 | 49120 | MI | RFCMc | Cool | RFCMc_Cool_5A | 5
15330 | 49125 | MI | RFCMc | Cool | RFCMc_Cool_5A | 5
15331 | 49126 | MI | RFCMc | Cool | RFCMc_Cool_5A | 5
15332 | 49127 | MI | RFCMc | Cool | RFCMc_Cool_5A | 5
15333 | 49128 | MI | RFCMc | Cool | RFCMc_Cool_5A | 5
15334 | 49129 | MI | RFCMc | Cool | RFCMc_Cool_5A | 5
15335 | 49031 | MI | RFCMc | Cool | RFCMc_Cool_5A | 5
15336 | 49061 | MI | RFCMc | Cool | RFCMc_Cool_5A | 5
15337 | 49095 | MI | RFCMc | Cool | RFCMc_Cool_5A | 5
15338 | 49112 | MI | RFCMc | Cool | RFCMc_Cool_5A | 5
15339 | 49130 | MI | RFCMc | Cool | RFCMc_Cool_5A | 5
15340 | 49232 | MI | RFCMc | Cool | RFCMc_Cool_5A | 5
15341 | 49239 | MI | RFCMc | Cool | RFCMc_Cool_5A | 5
15342 | 49242 | MI | RFCMc | Cool | RFCMc_Cool_5A | 5
15343 | 49257 | MI | RFCMc | Cool | RFCMc_Cool_5A | 5
15344 | 49258 | MI | RFCMc | Cool | RFCMc_Cool_5A | 5
15345 | 49262 | MI | RFCMc | Cool | RFCMc_Cool_5A | 5
15346 | 49266 | MI | RFCMc | Cool | RFCMc_Cool_5A | 5
15347 | 49271 | MI | RFCMc | Cool | RFCMc_Cool_5A | 5
15348 | 49281 | MI | RFCMc | Cool | RFCMc_Cool_5A | 5
15349 | 49282 | MI | RFCMc | Cool | RFCMc_Cool_5A | 5
15350 | 49404 | MI | RFCMc | Cool | RFCMc_Cool_5A | 5
15351 | 49412 | MI | RFCMc | Cool | RFCMc_Cool_5A | 5
15352 | 49415 | MI | RFCMc | Cool | RFCMc_Cool_5A | 5
15353 | 49425 | MI | RFCMc | Cool | RFCMc_Cool_5A | 5
15354 | 49437 | MI | RFCMc | Cool | RFCMc_Cool_5A | 5
15355 | 49440 | MI | RFCMc | Cool | RFCMc_Cool_5A | 5
15356 | 49441 | MI | RFCMc | Cool | RFCMc_Cool_5A | 5
15357 | 49442 | MI | RFCMc | Cool | RFCMc_Cool_5A | 5
15358 | 49443 | MI | RFCMc | Cool | RFCMc_Cool_5A | 5
15359 | 49444 | MI | RFCMc | Cool | RFCMc_Cool_5A | 5
15360 | 49445 | MI | RFCMc | Cool | RFCMc_Cool_5A | 5
15361 | 49448 | MI | RFCMc | Cool | RFCMc_Cool_5A | 5
15362 | 49451 | MI | RFCMc | Cool | RFCMc_Cool_5A | 5
15363 | 49456 | MI | RFCMc | Cool | RFCMc_Cool_5A | 5
15364 | 49457 | MI | RFCMc | Cool | RFCMc_Cool_5A | 5
15365 | 49461 | MI | RFCMc | Cool | RFCMc_Cool_5A | 5
15366 | 49401 | MI | RFCMc | Cool | RFCMc_Cool_5A | 5
15367 | 49409 | MI | RFCMc | Cool | RFCMc_Cool_5A | 5
15368 | 49417 | MI | RFCMc | Cool | RFCMc_Cool_5A | 5
15369 | 49422 | MI | RFCMc | Cool | RFCMc_Cool_5A | 5
15370 | 49424 | MI | RFCMc | Cool | RFCMc_Cool_5A | 5
15371 | 49427 | MI | RFCMc | Cool | RFCMc_Cool_5A | 5
15372 | 49428 | MI | RFCMc | Cool | RFCMc_Cool_5A | 5
15373 | 49429 | MI | RFCMc | Cool | RFCMc_Cool_5A | 5
15374 | 49430 | MI | RFCMc | Cool | RFCMc_Cool_5A | 5
15375 | 49460 | MI | RFCMc | Cool | RFCMc_Cool_5A | 5
15376 | 50001 | IA | MROWc | Cool | MROWc_Cool_5A | 5
15377 | 50033 | IA | MROWc | Cool | MROWc_Cool_5A | 5
15378 | 50047 | IA | MROWc | Cool | MROWc_Cool_5A | 5
15379 | 50061 | IA | MROWc | Cool | MROWc_Cool_5A | 5
15380 | 50118 | IA | MROWc | Cool | MROWc_Cool_5A | 5
15381 | 50125 | IA | MROWc | Cool | MROWc_Cool_5A | 5
15382 | 50139 | IA | MROWc | Cool | MROWc_Cool_5A | 5
15383 | 50145 | IA | MROWc | Cool | MROWc_Cool_5A | 5
15384 | 50151 | IA | MROWc | Cool | MROWc_Cool_5A | 5
15385 | 50160 | IA | MROWc | Cool | MROWc_Cool_5A | 5
15386 | 50166 | IA | MROWc | Cool | MROWc_Cool_5A | 5
15387 | 50210 | IA | MROWc | Cool | MROWc_Cool_5A | 5
15388 | 50211 | IA | MROWc | Cool | MROWc_Cool_5A | 5
15389 | 50213 | IA | MROWc | Cool | MROWc_Cool_5A | 5
15390 | 50225 | IA | MROWc | Cool | MROWc_Cool_5A | 5
15391 | 50229 | IA | MROWc | Cool | MROWc_Cool_5A | 5
15392 | 50240 | IA | MROWc | Cool | MROWc_Cool_5A | 5
15393 | 50241 | IA | MROWc | Cool | MROWc_Cool_5A | 5
15394 | 50252 | IA | MROWc | Cool | MROWc_Cool_5A | 5
15395 | 50257 | IA | MROWc | Cool | MROWc_Cool_5A | 5
15396 | 50265 | IA | MROWc | Cool | MROWc_Cool_5A | 5
15397 | 50320 | IA | MROWc | Cool | MROWc_Cool_5A | 5
15398 | 50321 | IA | MROWc | Cool | MROWc_Cool_5A | 5
15399 | 50002 | IA | MROWc | Cool | MROWc_Cool_5A | 5
15400 | 50020 | IA | MROWc | Cool | MROWc_Cool_5A | 5
15401 | 50025 | IA | MROWc | Cool | MROWc_Cool_5A | 5
15402 | 50026 | IA | MROWc | Cool | MROWc_Cool_5A | 5
15403 | 50029 | IA | MROWc | Cool | MROWc_Cool_5A | 5
15404 | 50048 | IA | MROWc | Cool | MROWc_Cool_5A | 5
15405 | 50058 | IA | MROWc | Cool | MROWc_Cool_5A | 5
15406 | 50070 | IA | MROWc | Cool | MROWc_Cool_5A | 5
15407 | 50076 | IA | MROWc | Cool | MROWc_Cool_5A | 5
15408 | 50115 | IA | MROWc | Cool | MROWc_Cool_5A | 5
15409 | 50128 | IA | MROWc | Cool | MROWc_Cool_5A | 5
15410 | 50129 | IA | MROWc | Cool | MROWc_Cool_5A | 5
15411 | 50146 | IA | MROWc | Cool | MROWc_Cool_5A | 5
15412 | 50164 | IA | MROWc | Cool | MROWc_Cool_5A | 5
15413 | 50216 | IA | MROWc | Cool | MROWc_Cool_5A | 5
15414 | 50233 | IA | MROWc | Cool | MROWc_Cool_5A | 5
15415 | 50250 | IA | MROWc | Cool | MROWc_Cool_5A | 5
15416 | 50277 | IA | MROWc | Cool | MROWc_Cool_5A | 5
15417 | 50155 | IA | MROWc | Cool | MROWc_Cool_5A | 5
15418 | 50273 | IA | MROWc | Cool | MROWc_Cool_5A | 5
15419 | 50801 | IA | MROWc | Cool | MROWc_Cool_5A | 5
15420 | 50837 | IA | MROWc | Cool | MROWc_Cool_5A | 5
15421 | 50846 | IA | MROWc | Cool | MROWc_Cool_5A | 5
15422 | 50849 | IA | MROWc | Cool | MROWc_Cool_5A | 5
15423 | 50858 | IA | MROWc | Cool | MROWc_Cool_5A | 5
15424 | 50859 | IA | MROWc | Cool | MROWc_Cool_5A | 5
15425 | 50003 | IA | MROWc | Cool | MROWc_Cool_5A | 5
15426 | 50038 | IA | MROWc | Cool | MROWc_Cool_5A | 5
15427 | 50039 | IA | MROWc | Cool | MROWc_Cool_5A | 5
15428 | 50063 | IA | MROWc | Cool | MROWc_Cool_5A | 5
15429 | 50066 | IA | MROWc | Cool | MROWc_Cool_5A | 5
15430 | 50069 | IA | MROWc | Cool | MROWc_Cool_5A | 5
15431 | 50072 | IA | MROWc | Cool | MROWc_Cool_5A | 5
15432 | 50109 | IA | MROWc | Cool | MROWc_Cool_5A | 5
15433 | 50111 | IA | MROWc | Cool | MROWc_Cool_5A | 5
15434 | 50156 | IA | MROWc | Cool | MROWc_Cool_5A | 5
15435 | 50167 | IA | MROWc | Cool | MROWc_Cool_5A | 5
15436 | 50220 | IA | MROWc | Cool | MROWc_Cool_5A | 5
15437 | 50235 | IA | MROWc | Cool | MROWc_Cool_5A | 5
15438 | 50261 | IA | MROWc | Cool | MROWc_Cool_5A | 5
15439 | 50263 | IA | MROWc | Cool | MROWc_Cool_5A | 5
15440 | 50266 | IA | MROWc | Cool | MROWc_Cool_5A | 5
15441 | 50276 | IA | MROWc | Cool | MROWc_Cool_5A | 5
15442 | 50323 | IA | MROWc | Cool | MROWc_Cool_5A | 5
15443 | 50325 | IA | MROWc | Cool | MROWc_Cool_5A | 5
15444 | 50005 | IA | MROWc | Cool | MROWc_Cool_5A | 5
15445 | 50028 | IA | MROWc | Cool | MROWc_Cool_5A | 5
15446 | 50051 | IA | MROWc | Cool | MROWc_Cool_5A | 5
15447 | 50055 | IA | MROWc | Cool | MROWc_Cool_5A | 5
15448 | 50078 | IA | MROWc | Cool | MROWc_Cool_5A | 5
15449 | 50106 | IA | MROWc | Cool | MROWc_Cool_5A | 5
15450 | 50120 | IA | MROWc | Cool | MROWc_Cool_5A | 5
15451 | 50141 | IA | MROWc | Cool | MROWc_Cool_5A | 5
15452 | 50142 | IA | MROWc | Cool | MROWc_Cool_5A | 5
15453 | 50148 | IA | MROWc | Cool | MROWc_Cool_5A | 5
15454 | 50158 | IA | MROWc | Cool | MROWc_Cool_5A | 5
15455 | 50162 | IA | MROWc | Cool | MROWc_Cool_5A | 5
15456 | 50173 | IA | MROWc | Cool | MROWc_Cool_5A | 5
15457 | 50206 | IA | MROWc | Cool | MROWc_Cool_5A | 5
15458 | 50234 | IA | MROWc | Cool | MROWc_Cool_5A | 5
15459 | 50239 | IA | MROWc | Cool | MROWc_Cool_5A | 5
15460 | 50247 | IA | MROWc | Cool | MROWc_Cool_5A | 5
15461 | 50258 | IA | MROWc | Cool | MROWc_Cool_5A | 5
15462 | 50609 | IA | MROWc | Cool | MROWc_Cool_5A | 5
15463 | 50621 | IA | MROWc | Cool | MROWc_Cool_5A | 5
15464 | 50632 | IA | MROWc | Cool | MROWc_Cool_5A | 5
15465 | 50635 | IA | MROWc | Cool | MROWc_Cool_5A | 5
15466 | 50007 | IA | MROWc | Cool | MROWc_Cool_5A | 5
15467 | 50009 | IA | MROWc | Cool | MROWc_Cool_5A | 5
15468 | 50021 | IA | MROWc | Cool | MROWc_Cool_5A | 5
15469 | 50023 | IA | MROWc | Cool | MROWc_Cool_5A | 5
15470 | 50032 | IA | MROWc | Cool | MROWc_Cool_5A | 5
15471 | 50035 | IA | MROWc | Cool | MROWc_Cool_5A | 5
15472 | 50046 | IA | MROWc | Cool | MROWc_Cool_5A | 5
15473 | 50054 | IA | MROWc | Cool | MROWc_Cool_5A | 5
15474 | 50073 | IA | MROWc | Cool | MROWc_Cool_5A | 5
15475 | 50124 | IA | MROWc | Cool | MROWc_Cool_5A | 5
15476 | 50131 | IA | MROWc | Cool | MROWc_Cool_5A | 5
15477 | 50161 | IA | MROWc | Cool | MROWc_Cool_5A | 5
15478 | 50168 | IA | MROWc | Cool | MROWc_Cool_5A | 5
15479 | 50169 | IA | MROWc | Cool | MROWc_Cool_5A | 5
15480 | 50226 | IA | MROWc | Cool | MROWc_Cool_5A | 5
15481 | 50228 | IA | MROWc | Cool | MROWc_Cool_5A | 5
15482 | 50237 | IA | MROWc | Cool | MROWc_Cool_5A | 5
15483 | 50243 | IA | MROWc | Cool | MROWc_Cool_5A | 5
15484 | 50244 | IA | MROWc | Cool | MROWc_Cool_5A | 5
15485 | 50301 | IA | MROWc | Cool | MROWc_Cool_5A | 5
15486 | 50302 | IA | MROWc | Cool | MROWc_Cool_5A | 5
15487 | 50303 | IA | MROWc | Cool | MROWc_Cool_5A | 5
15488 | 50304 | IA | MROWc | Cool | MROWc_Cool_5A | 5
15489 | 50305 | IA | MROWc | Cool | MROWc_Cool_5A | 5
15490 | 50309 | IA | MROWc | Cool | MROWc_Cool_5A | 5
15491 | 50310 | IA | MROWc | Cool | MROWc_Cool_5A | 5
15492 | 50311 | IA | MROWc | Cool | MROWc_Cool_5A | 5
15493 | 50312 | IA | MROWc | Cool | MROWc_Cool_5A | 5
15494 | 50313 | IA | MROWc | Cool | MROWc_Cool_5A | 5
15495 | 50314 | IA | MROWc | Cool | MROWc_Cool_5A | 5
15496 | 50315 | IA | MROWc | Cool | MROWc_Cool_5A | 5
15497 | 50316 | IA | MROWc | Cool | MROWc_Cool_5A | 5
15498 | 50317 | IA | MROWc | Cool | MROWc_Cool_5A | 5
15499 | 50318 | IA | MROWc | Cool | MROWc_Cool_5A | 5
15500 | 50319 | IA | MROWc | Cool | MROWc_Cool_5A | 5
15501 | 50322 | IA | MROWc | Cool | MROWc_Cool_5A | 5
15502 | 50324 | IA | MROWc | Cool | MROWc_Cool_5A | 5
15503 | 50327 | IA | MROWc | Cool | MROWc_Cool_5A | 5
15504 | 50328 | IA | MROWc | Cool | MROWc_Cool_5A | 5
15505 | 50359 | IA | MROWc | Cool | MROWc_Cool_5A | 5
15506 | 50360 | IA | MROWc | Cool | MROWc_Cool_5A | 5
15507 | 50361 | IA | MROWc | Cool | MROWc_Cool_5A | 5
15508 | 50362 | IA | MROWc | Cool | MROWc_Cool_5A | 5
15509 | 50363 | IA | MROWc | Cool | MROWc_Cool_5A | 5
15510 | 50364 | IA | MROWc | Cool | MROWc_Cool_5A | 5
15511 | 50368 | IA | MROWc | Cool | MROWc_Cool_5A | 5
15512 | 50380 | IA | MROWc | Cool | MROWc_Cool_5A | 5
15513 | 50391 | IA | MROWc | Cool | MROWc_Cool_5A | 5
15514 | 50392 | IA | MROWc | Cool | MROWc_Cool_5A | 5
15515 | 50395 | IA | MROWc | Cool | MROWc_Cool_5A | 5
15516 | 50947 | IA | MROWc | Cool | MROWc_Cool_5A | 5
15517 | 50008 | IA | MROWc | Cool | MROWc_Cool_5A | 5
15518 | 50049 | IA | MROWc | Cool | MROWc_Cool_5A | 5
15519 | 50052 | IA | MROWc | Cool | MROWc_Cool_5A | 5
15520 | 50060 | IA | MROWc | Cool | MROWc_Cool_5A | 5
15521 | 50068 | IA | MROWc | Cool | MROWc_Cool_5A | 5
15522 | 50103 | IA | MROWc | Cool | MROWc_Cool_5A | 5
15523 | 50123 | IA | MROWc | Cool | MROWc_Cool_5A | 5
15524 | 50147 | IA | MROWc | Cool | MROWc_Cool_5A | 5
15525 | 50165 | IA | MROWc | Cool | MROWc_Cool_5A | 5
15526 | 50238 | IA | MROWc | Cool | MROWc_Cool_5A | 5
15527 | 52569 | IA | MROWc | Cool | MROWc_Cool_5A | 5
15528 | 52581 | IA | MROWc | Cool | MROWc_Cool_5A | 5
15529 | 52583 | IA | MROWc | Cool | MROWc_Cool_5A | 5
15530 | 52590 | IA | MROWc | Cool | MROWc_Cool_5A | 5
15531 | 50010 | IA | MROWc | Cool | MROWc_Cool_5A | 5
15532 | 50011 | IA | MROWc | Cool | MROWc_Cool_5A | 5
15533 | 50012 | IA | MROWc | Cool | MROWc_Cool_5A | 5
15534 | 50013 | IA | MROWc | Cool | MROWc_Cool_5A | 5
15535 | 50014 | IA | MROWc | Cool | MROWc_Cool_5A | 5
15536 | 50056 | IA | MROWc | Cool | MROWc_Cool_5A | 5
15537 | 50105 | IA | MROWc | Cool | MROWc_Cool_5A | 5
15538 | 50134 | IA | MROWc | Cool | MROWc_Cool_5A | 5
15539 | 50201 | IA | MROWc | Cool | MROWc_Cool_5A | 5
15540 | 50278 | IA | MROWc | Cool | MROWc_Cool_5A | 5
15541 | 50031 | IA | MROWc | Cool | MROWc_Cool_5A | 5
15542 | 50040 | IA | MROWc | Cool | MROWc_Cool_5A | 5
15543 | 50064 | IA | MROWc | Cool | MROWc_Cool_5A | 5
15544 | 50107 | IA | MROWc | Cool | MROWc_Cool_5A | 5
15545 | 50152 | IA | MROWc | Cool | MROWc_Cool_5A | 5
15546 | 50212 | IA | MROWc | Cool | MROWc_Cool_5A | 5
15547 | 50217 | IA | MROWc | Cool | MROWc_Cool_5A | 5
15548 | 50223 | IA | MROWc | Cool | MROWc_Cool_5A | 5
15549 | 50530 | IA | MROWc | Cool | MROWc_Cool_5A | 5
15550 | 50022 | IA | MROWc | Cool | MROWc_Cool_5A | 5
15551 | 50042 | IA | MROWc | Cool | MROWc_Cool_5A | 5
15552 | 50110 | IA | MROWc | Cool | MROWc_Cool_5A | 5
15553 | 50117 | IA | MROWc | Cool | MROWc_Cool_5A | 5
15554 | 51440 | IA | MROWc | Cool | MROWc_Cool_5A | 5
15555 | 51455 | IA | MROWc | Cool | MROWc_Cool_5A | 5
15556 | 51463 | IA | MROWc | Cool | MROWc_Cool_5A | 5
15557 | 51531 | IA | MROWc | Cool | MROWc_Cool_5A | 5
15558 | 51543 | IA | MROWc | Cool | MROWc_Cool_5A | 5
15559 | 50274 | IA | MROWc | Cool | MROWc_Cool_5A | 5
15560 | 50843 | IA | MROWc | Cool | MROWc_Cool_5A | 5
15561 | 50853 | IA | MROWc | Cool | MROWc_Cool_5A | 5
15562 | 50864 | IA | MROWc | Cool | MROWc_Cool_5A | 5
15563 | 51532 | IA | MROWc | Cool | MROWc_Cool_5A | 5
15564 | 51535 | IA | MROWc | Cool | MROWc_Cool_5A | 5
15565 | 51544 | IA | MROWc | Cool | MROWc_Cool_5A | 5
15566 | 51552 | IA | MROWc | Cool | MROWc_Cool_5A | 5
15567 | 51577 | IA | MROWc | Cool | MROWc_Cool_5A | 5
15568 | 51446 | IA | MROWc | Cool | MROWc_Cool_5A | 5
15569 | 51447 | IA | MROWc | Cool | MROWc_Cool_5A | 5
15570 | 51454 | IA | MROWc | Cool | MROWc_Cool_5A | 5
15571 | 51521 | IA | MROWc | Cool | MROWc_Cool_5A | 5
15572 | 51527 | IA | MROWc | Cool | MROWc_Cool_5A | 5
15573 | 51528 | IA | MROWc | Cool | MROWc_Cool_5A | 5
15574 | 51529 | IA | MROWc | Cool | MROWc_Cool_5A | 5
15575 | 51530 | IA | MROWc | Cool | MROWc_Cool_5A | 5
15576 | 51537 | IA | MROWc | Cool | MROWc_Cool_5A | 5
15577 | 51562 | IA | MROWc | Cool | MROWc_Cool_5A | 5
15578 | 51563 | IA | MROWc | Cool | MROWc_Cool_5A | 5
15579 | 51565 | IA | MROWc | Cool | MROWc_Cool_5A | 5
15580 | 51570 | IA | MROWc | Cool | MROWc_Cool_5A | 5
15581 | 51578 | IA | MROWc | Cool | MROWc_Cool_5A | 5
15582 | 50050 | IA | MROWc | Cool | MROWc_Cool_5A | 5
15583 | 51401 | IA | MROWc | Cool | MROWc_Cool_5A | 5
15584 | 51430 | IA | MROWc | Cool | MROWc_Cool_5A | 5
15585 | 51433 | IA | MROWc | Cool | MROWc_Cool_5A | 5
15586 | 51436 | IA | MROWc | Cool | MROWc_Cool_5A | 5
15587 | 51443 | IA | MROWc | Cool | MROWc_Cool_5A | 5
15588 | 51444 | IA | MROWc | Cool | MROWc_Cool_5A | 5
15589 | 51449 | IA | MROWc | Cool | MROWc_Cool_5A | 5
15590 | 51451 | IA | MROWc | Cool | MROWc_Cool_5A | 5
15591 | 51452 | IA | MROWc | Cool | MROWc_Cool_5A | 5
15592 | 51453 | IA | MROWc | Cool | MROWc_Cool_5A | 5
15593 | 51459 | IA | MROWc | Cool | MROWc_Cool_5A | 5
15594 | 51462 | IA | MROWc | Cool | MROWc_Cool_5A | 5
15595 | 51466 | IA | MROWc | Cool | MROWc_Cool_5A | 5
15596 | 51467 | IA | MROWc | Cool | MROWc_Cool_5A | 5
15597 | 50059 | IA | MROWc | Cool | MROWc_Cool_5A | 5
15598 | 50543 | IA | MROWc | Cool | MROWc_Cool_5A | 5
15599 | 50544 | IA | MROWc | Cool | MROWc_Cool_5A | 5
15600 | 50027 | IA | MROWc | Cool | MROWc_Cool_5A | 5
15601 | 50044 | IA | MROWc | Cool | MROWc_Cool_5A | 5
15602 | 50104 | IA | MROWc | Cool | MROWc_Cool_5A | 5
15603 | 50143 | IA | MROWc | Cool | MROWc_Cool_5A | 5
15604 | 50153 | IA | MROWc | Cool | MROWc_Cool_5A | 5
15605 | 50207 | IA | MROWc | Cool | MROWc_Cool_5A | 5
15606 | 50219 | IA | MROWc | Cool | MROWc_Cool_5A | 5
15607 | 50251 | IA | MROWc | Cool | MROWc_Cool_5A | 5
15608 | 50256 | IA | MROWc | Cool | MROWc_Cool_5A | 5
15609 | 50268 | IA | MROWc | Cool | MROWc_Cool_5A | 5
15610 | 52501 | IA | MROWc | Cool | MROWc_Cool_5A | 5
15611 | 52534 | IA | MROWc | Cool | MROWc_Cool_5A | 5
15612 | 52543 | IA | MROWc | Cool | MROWc_Cool_5A | 5
15613 | 52550 | IA | MROWc | Cool | MROWc_Cool_5A | 5
15614 | 52553 | IA | MROWc | Cool | MROWc_Cool_5A | 5
15615 | 52561 | IA | MROWc | Cool | MROWc_Cool_5A | 5
15616 | 52577 | IA | MROWc | Cool | MROWc_Cool_5A | 5
15617 | 52586 | IA | MROWc | Cool | MROWc_Cool_5A | 5
15618 | 52595 | IA | MROWc | Cool | MROWc_Cool_5A | 5
15619 | 50112 | IA | MROWc | Cool | MROWc_Cool_5A | 5
15620 | 50157 | IA | MROWc | Cool | MROWc_Cool_5A | 5
15621 | 50171 | IA | MROWc | Cool | MROWc_Cool_5A | 5
15622 | 50242 | IA | MROWc | Cool | MROWc_Cool_5A | 5
15623 | 52208 | IA | MROWc | Cool | MROWc_Cool_5A | 5
15624 | 52211 | IA | MROWc | Cool | MROWc_Cool_5A | 5
15625 | 52215 | IA | MROWc | Cool | MROWc_Cool_5A | 5
15626 | 52221 | IA | MROWc | Cool | MROWc_Cool_5A | 5
15627 | 52222 | IA | MROWc | Cool | MROWc_Cool_5A | 5
15628 | 52232 | IA | MROWc | Cool | MROWc_Cool_5A | 5
15629 | 52339 | IA | MROWc | Cool | MROWc_Cool_5A | 5
15630 | 52347 | IA | MROWc | Cool | MROWc_Cool_5A | 5
15631 | 50127 | IA | MROWc | Cool | MROWc_Cool_5A | 5
15632 | 50135 | IA | MROWc | Cool | MROWc_Cool_5A | 5
15633 | 50137 | IA | MROWc | Cool | MROWc_Cool_5A | 5
15634 | 50170 | IA | MROWc | Cool | MROWc_Cool_5A | 5
15635 | 50208 | IA | MROWc | Cool | MROWc_Cool_5A | 5
15636 | 50214 | IA | MROWc | Cool | MROWc_Cool_5A | 5
15637 | 50232 | IA | MROWc | Cool | MROWc_Cool_5A | 5
15638 | 50149 | IA | MROWc | Cool | MROWc_Cool_5A | 5
15639 | 50174 | IA | MROWc | Cool | MROWc_Cool_5A | 5
15640 | 50218 | IA | MROWc | Cool | MROWc_Cool_5A | 5
15641 | 50222 | IA | MROWc | Cool | MROWc_Cool_5A | 5
15642 | 50057 | IA | MROWc | Cool | MROWc_Cool_5A | 5
15643 | 50150 | IA | MROWc | Cool | MROWc_Cool_5A | 5
15644 | 52531 | IA | MROWc | Cool | MROWc_Cool_5A | 5
15645 | 52536 | IA | MROWc | Cool | MROWc_Cool_5A | 5
15646 | 52571 | IA | MROWc | Cool | MROWc_Cool_5A | 5
15647 | 50062 | IA | MROWc | Cool | MROWc_Cool_5A | 5
15648 | 50116 | IA | MROWc | Cool | MROWc_Cool_5A | 5
15649 | 50119 | IA | MROWc | Cool | MROWc_Cool_5A | 5
15650 | 50138 | IA | MROWc | Cool | MROWc_Cool_5A | 5
15651 | 50163 | IA | MROWc | Cool | MROWc_Cool_5A | 5
15652 | 50272 | IA | MROWc | Cool | MROWc_Cool_5A | 5
15653 | 50275 | IA | MROWc | Cool | MROWc_Cool_5A | 5
15654 | 50065 | IA | MROWc | Cool | MROWc_Cool_5A | 5
15655 | 50067 | IA | MROWc | Cool | MROWc_Cool_5A | 5
15656 | 50108 | IA | MROWc | Cool | MROWc_Cool_5A | 5
15657 | 50133 | IA | MROWc | Cool | MROWc_Cool_5A | 5
15658 | 50140 | IA | MROWc | Cool | MROWc_Cool_5A | 5
15659 | 50144 | IA | MROWc | Cool | MROWc_Cool_5A | 5
15660 | 50262 | IA | MROWc | Cool | MROWc_Cool_5A | 5
15661 | 50264 | IA | MROWc | Cool | MROWc_Cool_5A | 5
15662 | 50074 | IA | MROWc | Cool | MROWc_Cool_5A | 5
15663 | 50254 | IA | MROWc | Cool | MROWc_Cool_5A | 5
15664 | 50830 | IA | MROWc | Cool | MROWc_Cool_5A | 5
15665 | 50831 | IA | MROWc | Cool | MROWc_Cool_5A | 5
15666 | 50842 | IA | MROWc | Cool | MROWc_Cool_5A | 5
15667 | 50845 | IA | MROWc | Cool | MROWc_Cool_5A | 5
15668 | 50851 | IA | MROWc | Cool | MROWc_Cool_5A | 5
15669 | 50861 | IA | MROWc | Cool | MROWc_Cool_5A | 5
15670 | 50835 | IA | MROWc | Cool | MROWc_Cool_5A | 5
15671 | 50836 | IA | MROWc | Cool | MROWc_Cool_5A | 5
15672 | 50840 | IA | MROWc | Cool | MROWc_Cool_5A | 5
15673 | 50854 | IA | MROWc | Cool | MROWc_Cool_5A | 5
15674 | 50860 | IA | MROWc | Cool | MROWc_Cool_5A | 5
15675 | 50863 | IA | MROWc | Cool | MROWc_Cool_5A | 5
15676 | 50136 | IA | MROWc | Cool | MROWc_Cool_5A | 5
15677 | 50255 | IA | MROWc | Cool | MROWc_Cool_5A | 5
15678 | 52231 | IA | MROWc | Cool | MROWc_Cool_5A | 5
15679 | 52248 | IA | MROWc | Cool | MROWc_Cool_5A | 5
15680 | 52316 | IA | MROWc | Cool | MROWc_Cool_5A | 5
15681 | 52335 | IA | MROWc | Cool | MROWc_Cool_5A | 5
15682 | 52355 | IA | MROWc | Cool | MROWc_Cool_5A | 5
15683 | 52356 | IA | MROWc | Cool | MROWc_Cool_5A | 5
15684 | 52562 | IA | MROWc | Cool | MROWc_Cool_5A | 5
15685 | 52563 | IA | MROWc | Cool | MROWc_Cool_5A | 5
15686 | 52568 | IA | MROWc | Cool | MROWc_Cool_5A | 5
15687 | 52576 | IA | MROWc | Cool | MROWc_Cool_5A | 5
15688 | 52580 | IA | MROWc | Cool | MROWc_Cool_5A | 5
15689 | 52585 | IA | MROWc | Cool | MROWc_Cool_5A | 5
15690 | 52591 | IA | MROWc | Cool | MROWc_Cool_5A | 5
15691 | 50612 | IA | MROWc | Cool | MROWc_Cool_5A | 5
15692 | 50638 | IA | MROWc | Cool | MROWc_Cool_5A | 5
15693 | 50651 | IA | MROWc | Cool | MROWc_Cool_5A | 5
15694 | 50652 | IA | MROWc | Cool | MROWc_Cool_5A | 5
15695 | 50669 | IA | MROWc | Cool | MROWc_Cool_5A | 5
15696 | 50675 | IA | MROWc | Cool | MROWc_Cool_5A | 5
15697 | 52217 | IA | MROWc | Cool | MROWc_Cool_5A | 5
15698 | 52224 | IA | MROWc | Cool | MROWc_Cool_5A | 5
15699 | 52225 | IA | MROWc | Cool | MROWc_Cool_5A | 5
15700 | 52342 | IA | MROWc | Cool | MROWc_Cool_5A | 5
15701 | 52348 | IA | MROWc | Cool | MROWc_Cool_5A | 5
15702 | 52203 | IA | MROWc | Cool | MROWc_Cool_5A | 5
15703 | 52204 | IA | MROWc | Cool | MROWc_Cool_5A | 5
15704 | 52209 | IA | MROWc | Cool | MROWc_Cool_5A | 5
15705 | 52220 | IA | MROWc | Cool | MROWc_Cool_5A | 5
15706 | 52236 | IA | MROWc | Cool | MROWc_Cool_5A | 5
15707 | 52251 | IA | MROWc | Cool | MROWc_Cool_5A | 5
15708 | 52301 | IA | MROWc | Cool | MROWc_Cool_5A | 5
15709 | 52307 | IA | MROWc | Cool | MROWc_Cool_5A | 5
15710 | 52308 | IA | MROWc | Cool | MROWc_Cool_5A | 5
15711 | 52318 | IA | MROWc | Cool | MROWc_Cool_5A | 5
15712 | 52322 | IA | MROWc | Cool | MROWc_Cool_5A | 5
15713 | 52325 | IA | MROWc | Cool | MROWc_Cool_5A | 5
15714 | 52334 | IA | MROWc | Cool | MROWc_Cool_5A | 5
15715 | 52361 | IA | MROWc | Cool | MROWc_Cool_5A | 5
15716 | 52206 | IA | MROWc | Cool | MROWc_Cool_5A | 5
15717 | 52213 | IA | MROWc | Cool | MROWc_Cool_5A | 5
15718 | 52228 | IA | MROWc | Cool | MROWc_Cool_5A | 5
15719 | 52229 | IA | MROWc | Cool | MROWc_Cool_5A | 5
15720 | 52249 | IA | MROWc | Cool | MROWc_Cool_5A | 5
15721 | 52257 | IA | MROWc | Cool | MROWc_Cool_5A | 5
15722 | 52313 | IA | MROWc | Cool | MROWc_Cool_5A | 5
15723 | 52315 | IA | MROWc | Cool | MROWc_Cool_5A | 5
15724 | 52324 | IA | MROWc | Cool | MROWc_Cool_5A | 5
15725 | 52332 | IA | MROWc | Cool | MROWc_Cool_5A | 5
15726 | 52345 | IA | MROWc | Cool | MROWc_Cool_5A | 5
15727 | 52346 | IA | MROWc | Cool | MROWc_Cool_5A | 5
15728 | 52349 | IA | MROWc | Cool | MROWc_Cool_5A | 5
15729 | 52351 | IA | MROWc | Cool | MROWc_Cool_5A | 5
15730 | 52354 | IA | MROWc | Cool | MROWc_Cool_5A | 5
15731 | 52404 | IA | MROWc | Cool | MROWc_Cool_5A | 5
15732 | 50839 | IA | MROWc | Cool | MROWc_Cool_5A | 5
15733 | 50841 | IA | MROWc | Cool | MROWc_Cool_5A | 5
15734 | 50857 | IA | MROWc | Cool | MROWc_Cool_5A | 5
15735 | 50833 | IA | MROWc | Cool | MROWc_Cool_5A | 5
15736 | 50848 | IA | MROWc | Cool | MROWc_Cool_5A | 5
15737 | 50862 | IA | MROWc | Cool | MROWc_Cool_5A | 5
15738 | 51632 | IA | MROWc | Cool | MROWc_Cool_5A | 5
15739 | 51646 | IA | MROWc | Cool | MROWc_Cool_5A | 5
15740 | 51566 | IA | MROWc | Cool | MROWc_Cool_5A | 5
15741 | 51601 | IA | MROWc | Cool | MROWc_Cool_5A | 5
15742 | 51603 | IA | MROWc | Cool | MROWc_Cool_5A | 5
15743 | 51630 | IA | MROWc | Cool | MROWc_Cool_5A | 5
15744 | 51631 | IA | MROWc | Cool | MROWc_Cool_5A | 5
15745 | 51636 | IA | MROWc | Cool | MROWc_Cool_5A | 5
15746 | 51637 | IA | MROWc | Cool | MROWc_Cool_5A | 5
15747 | 51638 | IA | MROWc | Cool | MROWc_Cool_5A | 5
15748 | 51645 | IA | MROWc | Cool | MROWc_Cool_5A | 5
15749 | 51647 | IA | MROWc | Cool | MROWc_Cool_5A | 5
15750 | 51651 | IA | MROWc | Cool | MROWc_Cool_5A | 5
15751 | 51656 | IA | MROWc | Cool | MROWc_Cool_5A | 5
15752 | 50847 | IA | MROWc | Cool | MROWc_Cool_5A | 5
15753 | 51533 | IA | MROWc | Cool | MROWc_Cool_5A | 5
15754 | 51541 | IA | MROWc | Cool | MROWc_Cool_5A | 5
15755 | 51549 | IA | MROWc | Cool | MROWc_Cool_5A | 5
15756 | 51573 | IA | MROWc | Cool | MROWc_Cool_5A | 5
15757 | 51004 | IA | MROWc | Cool | MROWc_Cool_5A | 5
15758 | 51006 | IA | MROWc | Cool | MROWc_Cool_5A | 5
15759 | 51007 | IA | MROWc | Cool | MROWc_Cool_5A | 5
15760 | 51015 | IA | MROWc | Cool | MROWc_Cool_5A | 5
15761 | 51018 | IA | MROWc | Cool | MROWc_Cool_5A | 5
15762 | 51019 | IA | MROWc | Cool | MROWc_Cool_5A | 5
15763 | 51026 | IA | MROWc | Cool | MROWc_Cool_5A | 5
15764 | 51030 | IA | MROWc | Cool | MROWc_Cool_5A | 5
15765 | 51034 | IA | MROWc | Cool | MROWc_Cool_5A | 5
15766 | 51039 | IA | MROWc | Cool | MROWc_Cool_5A | 5
15767 | 51044 | IA | MROWc | Cool | MROWc_Cool_5A | 5
15768 | 51052 | IA | MROWc | Cool | MROWc_Cool_5A | 5
15769 | 51054 | IA | MROWc | Cool | MROWc_Cool_5A | 5
15770 | 51055 | IA | MROWc | Cool | MROWc_Cool_5A | 5
15771 | 51056 | IA | MROWc | Cool | MROWc_Cool_5A | 5
15772 | 51063 | IA | MROWc | Cool | MROWc_Cool_5A | 5
15773 | 51101 | IA | MROWc | Cool | MROWc_Cool_5A | 5
15774 | 51102 | IA | MROWc | Cool | MROWc_Cool_5A | 5
15775 | 51104 | IA | MROWc | Cool | MROWc_Cool_5A | 5
15776 | 51105 | IA | MROWc | Cool | MROWc_Cool_5A | 5
15777 | 51106 | IA | MROWc | Cool | MROWc_Cool_5A | 5
15778 | 51111 | IA | MROWc | Cool | MROWc_Cool_5A | 5
15779 | 51010 | IA | MROWc | Cool | MROWc_Cool_5A | 5
15780 | 51040 | IA | MROWc | Cool | MROWc_Cool_5A | 5
15781 | 51051 | IA | MROWc | Cool | MROWc_Cool_5A | 5
15782 | 51523 | IA | MROWc | Cool | MROWc_Cool_5A | 5
15783 | 51545 | IA | MROWc | Cool | MROWc_Cool_5A | 5
15784 | 51558 | IA | MROWc | Cool | MROWc_Cool_5A | 5
15785 | 51572 | IA | MROWc | Cool | MROWc_Cool_5A | 5
15786 | 51501 | IA | MROWc | Cool | MROWc_Cool_5A | 5
15787 | 51503 | IA | MROWc | Cool | MROWc_Cool_5A | 5
15788 | 51510 | IA | MROWc | Cool | MROWc_Cool_5A | 5
15789 | 51525 | IA | MROWc | Cool | MROWc_Cool_5A | 5
15790 | 51526 | IA | MROWc | Cool | MROWc_Cool_5A | 5
15791 | 51534 | IA | MROWc | Cool | MROWc_Cool_5A | 5
15792 | 51536 | IA | MROWc | Cool | MROWc_Cool_5A | 5
15793 | 51542 | IA | MROWc | Cool | MROWc_Cool_5A | 5
15794 | 51548 | IA | MROWc | Cool | MROWc_Cool_5A | 5
15795 | 51553 | IA | MROWc | Cool | MROWc_Cool_5A | 5
15796 | 51555 | IA | MROWc | Cool | MROWc_Cool_5A | 5
15797 | 51559 | IA | MROWc | Cool | MROWc_Cool_5A | 5
15798 | 51560 | IA | MROWc | Cool | MROWc_Cool_5A | 5
15799 | 51571 | IA | MROWc | Cool | MROWc_Cool_5A | 5
15800 | 51575 | IA | MROWc | Cool | MROWc_Cool_5A | 5
15801 | 51576 | IA | MROWc | Cool | MROWc_Cool_5A | 5
15802 | 51540 | IA | MROWc | Cool | MROWc_Cool_5A | 5
15803 | 51551 | IA | MROWc | Cool | MROWc_Cool_5A | 5
15804 | 51554 | IA | MROWc | Cool | MROWc_Cool_5A | 5
15805 | 51561 | IA | MROWc | Cool | MROWc_Cool_5A | 5
15806 | 51649 | IA | MROWc | Cool | MROWc_Cool_5A | 5
15807 | 51653 | IA | MROWc | Cool | MROWc_Cool_5A | 5
15808 | 51546 | IA | MROWc | Cool | MROWc_Cool_5A | 5
15809 | 51550 | IA | MROWc | Cool | MROWc_Cool_5A | 5
15810 | 51556 | IA | MROWc | Cool | MROWc_Cool_5A | 5
15811 | 51557 | IA | MROWc | Cool | MROWc_Cool_5A | 5
15812 | 51564 | IA | MROWc | Cool | MROWc_Cool_5A | 5
15813 | 51579 | IA | MROWc | Cool | MROWc_Cool_5A | 5
15814 | 51639 | IA | MROWc | Cool | MROWc_Cool_5A | 5
15815 | 51640 | IA | MROWc | Cool | MROWc_Cool_5A | 5
15816 | 51648 | IA | MROWc | Cool | MROWc_Cool_5A | 5
15817 | 51650 | IA | MROWc | Cool | MROWc_Cool_5A | 5
15818 | 51652 | IA | MROWc | Cool | MROWc_Cool_5A | 5
15819 | 51654 | IA | MROWc | Cool | MROWc_Cool_5A | 5
15820 | 52001 | IA | MROWc | Cool | MROWc_Cool_5A | 5
15821 | 52002 | IA | MROWc | Cool | MROWc_Cool_5A | 5
15822 | 52003 | IA | MROWc | Cool | MROWc_Cool_5A | 5
15823 | 52004 | IA | MROWc | Cool | MROWc_Cool_5A | 5
15824 | 52031 | IA | MROWc | Cool | MROWc_Cool_5A | 5
15825 | 52032 | IA | MROWc | Cool | MROWc_Cool_5A | 5
15826 | 52033 | IA | MROWc | Cool | MROWc_Cool_5A | 5
15827 | 52039 | IA | MROWc | Cool | MROWc_Cool_5A | 5
15828 | 52045 | IA | MROWc | Cool | MROWc_Cool_5A | 5
15829 | 52046 | IA | MROWc | Cool | MROWc_Cool_5A | 5
15830 | 52054 | IA | MROWc | Cool | MROWc_Cool_5A | 5
15831 | 52056 | IA | MROWc | Cool | MROWc_Cool_5A | 5
15832 | 52068 | IA | MROWc | Cool | MROWc_Cool_5A | 5
15833 | 52079 | IA | MROWc | Cool | MROWc_Cool_5A | 5
15834 | 52099 | IA | MROWc | Cool | MROWc_Cool_5A | 5
15835 | 52030 | IA | MROWc | Cool | MROWc_Cool_5A | 5
15836 | 52037 | IA | MROWc | Cool | MROWc_Cool_5A | 5
15837 | 52060 | IA | MROWc | Cool | MROWc_Cool_5A | 5
15838 | 52064 | IA | MROWc | Cool | MROWc_Cool_5A | 5
15839 | 52069 | IA | MROWc | Cool | MROWc_Cool_5A | 5
15840 | 52070 | IA | MROWc | Cool | MROWc_Cool_5A | 5
15841 | 52071 | IA | MROWc | Cool | MROWc_Cool_5A | 5
15842 | 52074 | IA | MROWc | Cool | MROWc_Cool_5A | 5
15843 | 52075 | IA | MROWc | Cool | MROWc_Cool_5A | 5
15844 | 52207 | IA | MROWc | Cool | MROWc_Cool_5A | 5
15845 | 52309 | IA | MROWc | Cool | MROWc_Cool_5A | 5
15846 | 52731 | IA | MROWc | Cool | MROWc_Cool_5A | 5
15847 | 52205 | IA | MROWc | Cool | MROWc_Cool_5A | 5
15848 | 52212 | IA | MROWc | Cool | MROWc_Cool_5A | 5
15849 | 52216 | IA | MROWc | Cool | MROWc_Cool_5A | 5
15850 | 52252 | IA | MROWc | Cool | MROWc_Cool_5A | 5
15851 | 52253 | IA | MROWc | Cool | MROWc_Cool_5A | 5
15852 | 52305 | IA | MROWc | Cool | MROWc_Cool_5A | 5
15853 | 52306 | IA | MROWc | Cool | MROWc_Cool_5A | 5
15854 | 52312 | IA | MROWc | Cool | MROWc_Cool_5A | 5
15855 | 52320 | IA | MROWc | Cool | MROWc_Cool_5A | 5
15856 | 52321 | IA | MROWc | Cool | MROWc_Cool_5A | 5
15857 | 52323 | IA | MROWc | Cool | MROWc_Cool_5A | 5
15858 | 52336 | IA | MROWc | Cool | MROWc_Cool_5A | 5
15859 | 52362 | IA | MROWc | Cool | MROWc_Cool_5A | 5
15860 | 52254 | IA | MROWc | Cool | MROWc_Cool_5A | 5
15861 | 52255 | IA | MROWc | Cool | MROWc_Cool_5A | 5
15862 | 52701 | IA | MROWc | Cool | MROWc_Cool_5A | 5
15863 | 52727 | IA | MROWc | Cool | MROWc_Cool_5A | 5
15864 | 52729 | IA | MROWc | Cool | MROWc_Cool_5A | 5
15865 | 52730 | IA | MROWc | Cool | MROWc_Cool_5A | 5
15866 | 52732 | IA | MROWc | Cool | MROWc_Cool_5A | 5
15867 | 52742 | IA | MROWc | Cool | MROWc_Cool_5A | 5
15868 | 52745 | IA | MROWc | Cool | MROWc_Cool_5A | 5
15869 | 52750 | IA | MROWc | Cool | MROWc_Cool_5A | 5
15870 | 52751 | IA | MROWc | Cool | MROWc_Cool_5A | 5
15871 | 52756 | IA | MROWc | Cool | MROWc_Cool_5A | 5
15872 | 52757 | IA | MROWc | Cool | MROWc_Cool_5A | 5
15873 | 52765 | IA | MROWc | Cool | MROWc_Cool_5A | 5
15874 | 52771 | IA | MROWc | Cool | MROWc_Cool_5A | 5
15875 | 52774 | IA | MROWc | Cool | MROWc_Cool_5A | 5
15876 | 52777 | IA | MROWc | Cool | MROWc_Cool_5A | 5
15877 | 52201 | IA | MROWc | Cool | MROWc_Cool_5A | 5
15878 | 52247 | IA | MROWc | Cool | MROWc_Cool_5A | 5
15879 | 52327 | IA | MROWc | Cool | MROWc_Cool_5A | 5
15880 | 52353 | IA | MROWc | Cool | MROWc_Cool_5A | 5
15881 | 52359 | IA | MROWc | Cool | MROWc_Cool_5A | 5
15882 | 52540 | IA | MROWc | Cool | MROWc_Cool_5A | 5
15883 | 52621 | IA | MROWc | Cool | MROWc_Cool_5A | 5
15884 | 52641 | IA | MROWc | Cool | MROWc_Cool_5A | 5
15885 | 52654 | IA | MROWc | Cool | MROWc_Cool_5A | 5
15886 | 52738 | IA | MROWc | Cool | MROWc_Cool_5A | 5
15887 | 52637 | IA | MROWc | Cool | MROWc_Cool_5A | 5
15888 | 52640 | IA | MROWc | Cool | MROWc_Cool_5A | 5
15889 | 52644 | IA | MROWc | Cool | MROWc_Cool_5A | 5
15890 | 52646 | IA | MROWc | Cool | MROWc_Cool_5A | 5
15891 | 52653 | IA | MROWc | Cool | MROWc_Cool_5A | 5
15892 | 52659 | IA | MROWc | Cool | MROWc_Cool_5A | 5
15893 | 52737 | IA | MROWc | Cool | MROWc_Cool_5A | 5
15894 | 52739 | IA | MROWc | Cool | MROWc_Cool_5A | 5
15895 | 52752 | IA | MROWc | Cool | MROWc_Cool_5A | 5
15896 | 52754 | IA | MROWc | Cool | MROWc_Cool_5A | 5
15897 | 52755 | IA | MROWc | Cool | MROWc_Cool_5A | 5
15898 | 52761 | IA | MROWc | Cool | MROWc_Cool_5A | 5
15899 | 52202 | IA | MROWc | Cool | MROWc_Cool_5A | 5
15900 | 52214 | IA | MROWc | Cool | MROWc_Cool_5A | 5
15901 | 52219 | IA | MROWc | Cool | MROWc_Cool_5A | 5
15902 | 52227 | IA | MROWc | Cool | MROWc_Cool_5A | 5
15903 | 52233 | IA | MROWc | Cool | MROWc_Cool_5A | 5
15904 | 52302 | IA | MROWc | Cool | MROWc_Cool_5A | 5
15905 | 52314 | IA | MROWc | Cool | MROWc_Cool_5A | 5
15906 | 52328 | IA | MROWc | Cool | MROWc_Cool_5A | 5
15907 | 52333 | IA | MROWc | Cool | MROWc_Cool_5A | 5
15908 | 52338 | IA | MROWc | Cool | MROWc_Cool_5A | 5
15909 | 52341 | IA | MROWc | Cool | MROWc_Cool_5A | 5
15910 | 52344 | IA | MROWc | Cool | MROWc_Cool_5A | 5
15911 | 52401 | IA | MROWc | Cool | MROWc_Cool_5A | 5
15912 | 52402 | IA | MROWc | Cool | MROWc_Cool_5A | 5
15913 | 52403 | IA | MROWc | Cool | MROWc_Cool_5A | 5
15914 | 52405 | IA | MROWc | Cool | MROWc_Cool_5A | 5
15915 | 52406 | IA | MROWc | Cool | MROWc_Cool_5A | 5
15916 | 52408 | IA | MROWc | Cool | MROWc_Cool_5A | 5
15917 | 52409 | IA | MROWc | Cool | MROWc_Cool_5A | 5
15918 | 52410 | IA | MROWc | Cool | MROWc_Cool_5A | 5
15919 | 52411 | IA | MROWc | Cool | MROWc_Cool_5A | 5
15920 | 52498 | IA | MROWc | Cool | MROWc_Cool_5A | 5
15921 | 52499 | IA | MROWc | Cool | MROWc_Cool_5A | 5
15922 | 52235 | IA | MROWc | Cool | MROWc_Cool_5A | 5
15923 | 52240 | IA | MROWc | Cool | MROWc_Cool_5A | 5
15924 | 52241 | IA | MROWc | Cool | MROWc_Cool_5A | 5
15925 | 52242 | IA | MROWc | Cool | MROWc_Cool_5A | 5
15926 | 52243 | IA | MROWc | Cool | MROWc_Cool_5A | 5
15927 | 52244 | IA | MROWc | Cool | MROWc_Cool_5A | 5
15928 | 52245 | IA | MROWc | Cool | MROWc_Cool_5A | 5
15929 | 52246 | IA | MROWc | Cool | MROWc_Cool_5A | 5
15930 | 52317 | IA | MROWc | Cool | MROWc_Cool_5A | 5
15931 | 52340 | IA | MROWc | Cool | MROWc_Cool_5A | 5
15932 | 52358 | IA | MROWc | Cool | MROWc_Cool_5A | 5
15933 | 52766 | IA | MROWc | Cool | MROWc_Cool_5A | 5
15934 | 52776 | IA | MROWc | Cool | MROWc_Cool_5A | 5
15935 | 52337 | IA | MROWc | Cool | MROWc_Cool_5A | 5
15936 | 52720 | IA | MROWc | Cool | MROWc_Cool_5A | 5
15937 | 52721 | IA | MROWc | Cool | MROWc_Cool_5A | 5
15938 | 52747 | IA | MROWc | Cool | MROWc_Cool_5A | 5
15939 | 52760 | IA | MROWc | Cool | MROWc_Cool_5A | 5
15940 | 52772 | IA | MROWc | Cool | MROWc_Cool_5A | 5
15941 | 52778 | IA | MROWc | Cool | MROWc_Cool_5A | 5
15942 | 52530 | IA | MROWc | Cool | MROWc_Cool_5A | 5
15943 | 52533 | IA | MROWc | Cool | MROWc_Cool_5A | 5
15944 | 52537 | IA | MROWc | Cool | MROWc_Cool_5A | 5
15945 | 52548 | IA | MROWc | Cool | MROWc_Cool_5A | 5
15946 | 52552 | IA | MROWc | Cool | MROWc_Cool_5A | 5
15947 | 52554 | IA | MROWc | Cool | MROWc_Cool_5A | 5
15948 | 52566 | IA | MROWc | Cool | MROWc_Cool_5A | 5
15949 | 52535 | IA | MROWc | Cool | MROWc_Cool_5A | 5
15950 | 52556 | IA | MROWc | Cool | MROWc_Cool_5A | 5
15951 | 52557 | IA | MROWc | Cool | MROWc_Cool_5A | 5
15952 | 52567 | IA | MROWc | Cool | MROWc_Cool_5A | 5
15953 | 52588 | IA | MROWc | Cool | MROWc_Cool_5A | 5
15954 | 52635 | IA | MROWc | Cool | MROWc_Cool_5A | 5
15955 | 52651 | IA | MROWc | Cool | MROWc_Cool_5A | 5
15956 | 52542 | IA | MROWc | Cool | MROWc_Cool_5A | 5
15957 | 52551 | IA | MROWc | Cool | MROWc_Cool_5A | 5
15958 | 52565 | IA | MROWc | Cool | MROWc_Cool_5A | 5
15959 | 52570 | IA | MROWc | Cool | MROWc_Cool_5A | 5
15960 | 52573 | IA | MROWc | Cool | MROWc_Cool_5A | 5
15961 | 52620 | IA | MROWc | Cool | MROWc_Cool_5A | 5
15962 | 52626 | IA | MROWc | Cool | MROWc_Cool_5A | 5
15963 | 52630 | IA | MROWc | Cool | MROWc_Cool_5A | 5
15964 | 52560 | IA | MROWc | Cool | MROWc_Cool_5A | 5
15965 | 52572 | IA | MROWc | Cool | MROWc_Cool_5A | 5
15966 | 52584 | IA | MROWc | Cool | MROWc_Cool_5A | 5
15967 | 52594 | IA | MROWc | Cool | MROWc_Cool_5A | 5
15968 | 52544 | IA | MROWc | Cool | MROWc_Cool_5A | 5
15969 | 52549 | IA | MROWc | Cool | MROWc_Cool_5A | 5
15970 | 52555 | IA | MROWc | Cool | MROWc_Cool_5A | 5
15971 | 52574 | IA | MROWc | Cool | MROWc_Cool_5A | 5
15972 | 52593 | IA | MROWc | Cool | MROWc_Cool_5A | 5
15973 | 52601 | IA | MROWc | Cool | MROWc_Cool_5A | 5
15974 | 52623 | IA | MROWc | Cool | MROWc_Cool_5A | 5
15975 | 52638 | IA | MROWc | Cool | MROWc_Cool_5A | 5
15976 | 52645 | IA | MROWc | Cool | MROWc_Cool_5A | 5
15977 | 52650 | IA | MROWc | Cool | MROWc_Cool_5A | 5
15978 | 52655 | IA | MROWc | Cool | MROWc_Cool_5A | 5
15979 | 52658 | IA | MROWc | Cool | MROWc_Cool_5A | 5
15980 | 52660 | IA | MROWc | Cool | MROWc_Cool_5A | 5
15981 | 52619 | IA | MROWc | Cool | MROWc_Cool_5A | 5
15982 | 52624 | IA | MROWc | Cool | MROWc_Cool_5A | 5
15983 | 52625 | IA | MROWc | Cool | MROWc_Cool_5A | 5
15984 | 52627 | IA | MROWc | Cool | MROWc_Cool_5A | 5
15985 | 52631 | IA | MROWc | Cool | MROWc_Cool_5A | 5
15986 | 52632 | IA | MROWc | Cool | MROWc_Cool_5A | 5
15987 | 52639 | IA | MROWc | Cool | MROWc_Cool_5A | 5
15988 | 52648 | IA | MROWc | Cool | MROWc_Cool_5A | 5
15989 | 52649 | IA | MROWc | Cool | MROWc_Cool_5A | 5
15990 | 52656 | IA | MROWc | Cool | MROWc_Cool_5A | 5
15991 | 52657 | IA | MROWc | Cool | MROWc_Cool_5A | 5
15992 | 52647 | IA | MROWc | Cool | MROWc_Cool_5A | 5
15993 | 52652 | IA | MROWc | Cool | MROWc_Cool_5A | 5
15994 | 52726 | IA | MROWc | Cool | MROWc_Cool_5A | 5
15995 | 52749 | IA | MROWc | Cool | MROWc_Cool_5A | 5
15996 | 52759 | IA | MROWc | Cool | MROWc_Cool_5A | 5
15997 | 52769 | IA | MROWc | Cool | MROWc_Cool_5A | 5
15998 | 52773 | IA | MROWc | Cool | MROWc_Cool_5A | 5
15999 | 52722 | IA | MROWc | Cool | MROWc_Cool_5A | 5
16000 | 52728 | IA | MROWc | Cool | MROWc_Cool_5A | 5
16001 | 52746 | IA | MROWc | Cool | MROWc_Cool_5A | 5
16002 | 52748 | IA | MROWc | Cool | MROWc_Cool_5A | 5
16003 | 52753 | IA | MROWc | Cool | MROWc_Cool_5A | 5
16004 | 52758 | IA | MROWc | Cool | MROWc_Cool_5A | 5
16005 | 52767 | IA | MROWc | Cool | MROWc_Cool_5A | 5
16006 | 52768 | IA | MROWc | Cool | MROWc_Cool_5A | 5
16007 | 52801 | IA | MROWc | Cool | MROWc_Cool_5A | 5
16008 | 52802 | IA | MROWc | Cool | MROWc_Cool_5A | 5
16009 | 52803 | IA | MROWc | Cool | MROWc_Cool_5A | 5
16010 | 52804 | IA | MROWc | Cool | MROWc_Cool_5A | 5
16011 | 52805 | IA | MROWc | Cool | MROWc_Cool_5A | 5
16012 | 52806 | IA | MROWc | Cool | MROWc_Cool_5A | 5
16013 | 52807 | IA | MROWc | Cool | MROWc_Cool_5A | 5
16014 | 52808 | IA | MROWc | Cool | MROWc_Cool_5A | 5
16015 | 52809 | IA | MROWc | Cool | MROWc_Cool_5A | 5
16016 | 57001 | SD | MROWc | Cool | MROWc_Cool_5A | 5
16017 | 57004 | SD | MROWc | Cool | MROWc_Cool_5A | 5
16018 | 57010 | SD | MROWc | Cool | MROWc_Cool_5A | 5
16019 | 57025 | SD | MROWc | Cool | MROWc_Cool_5A | 5
16020 | 57034 | SD | MROWc | Cool | MROWc_Cool_5A | 5
16021 | 57038 | SD | MROWc | Cool | MROWc_Cool_5A | 5
16022 | 57049 | SD | MROWc | Cool | MROWc_Cool_5A | 5
16023 | 57031 | SD | MROWc | Cool | MROWc_Cool_5A | 5
16024 | 57037 | SD | MROWc | Cool | MROWc_Cool_5A | 5
16025 | 57069 | SD | MROWc | Cool | MROWc_Cool_5A | 5
16026 | 57072 | SD | MROWc | Cool | MROWc_Cool_5A | 5
16027 | 57073 | SD | MROWc | Cool | MROWc_Cool_5A | 5
16028 | 57052 | SD | MROWc | Cool | MROWc_Cool_5A | 5
16029 | 57059 | SD | MROWc | Cool | MROWc_Cool_5A | 5
16030 | 57311 | SD | MROWc | Cool | MROWc_Cool_5A | 5
16031 | 57330 | SD | MROWc | Cool | MROWc_Cool_5A | 5
16032 | 57331 | SD | MROWc | Cool | MROWc_Cool_5A | 5
16033 | 57334 | SD | MROWc | Cool | MROWc_Cool_5A | 5
16034 | 57354 | SD | MROWc | Cool | MROWc_Cool_5A | 5
16035 | 57366 | SD | MROWc | Cool | MROWc_Cool_5A | 5
16036 | 57376 | SD | MROWc | Cool | MROWc_Cool_5A | 5
16037 | 57040 | SD | MROWc | Cool | MROWc_Cool_5A | 5
16038 | 57046 | SD | MROWc | Cool | MROWc_Cool_5A | 5
16039 | 57063 | SD | MROWc | Cool | MROWc_Cool_5A | 5
16040 | 57067 | SD | MROWc | Cool | MROWc_Cool_5A | 5
16041 | 57078 | SD | MROWc | Cool | MROWc_Cool_5A | 5
16042 | 57062 | SD | MROWc | Cool | MROWc_Cool_5A | 5
16043 | 57066 | SD | MROWc | Cool | MROWc_Cool_5A | 5
16044 | 57315 | SD | MROWc | Cool | MROWc_Cool_5A | 5
16045 | 57313 | SD | MROWc | Cool | MROWc_Cool_5A | 5
16046 | 57342 | SD | MROWc | Cool | MROWc_Cool_5A | 5
16047 | 57344 | SD | MROWc | Cool | MROWc_Cool_5A | 5
16048 | 57364 | SD | MROWc | Cool | MROWc_Cool_5A | 5
16049 | 57369 | SD | MROWc | Cool | MROWc_Cool_5A | 5
16050 | 57329 | SD | MROWc | Cool | MROWc_Cool_5A | 5
16051 | 57356 | SD | MROWc | Cool | MROWc_Cool_5A | 5
16052 | 57361 | SD | MROWc | Cool | MROWc_Cool_5A | 5
16053 | 57367 | SD | MROWc | Cool | MROWc_Cool_5A | 5
16054 | 57380 | SD | MROWc | Cool | MROWc_Cool_5A | 5
16055 | 57317 | SD | MROWc | Cool | MROWc_Cool_5A | 5
16056 | 57335 | SD | MROWc | Cool | MROWc_Cool_5A | 5
16057 | 57523 | SD | MROWc | Cool | MROWc_Cool_5A | 5
16058 | 57529 | SD | MROWc | Cool | MROWc_Cool_5A | 5
16059 | 57533 | SD | MROWc | Cool | MROWc_Cool_5A | 5
16060 | 57538 | SD | MROWc | Cool | MROWc_Cool_5A | 5
16061 | 57571 | SD | MROWc | Cool | MROWc_Cool_5A | 5
16062 | 57521 | SD | MROWc | Cool | MROWc_Cool_5A | 5
16063 | 57543 | SD | MROWc | Cool | MROWc_Cool_5A | 5
16064 | 57547 | SD | MROWc | Cool | MROWc_Cool_5A | 5
16065 | 57567 | SD | MROWc | Cool | MROWc_Cool_5A | 5
16066 | 57577 | SD | MROWc | Cool | MROWc_Cool_5A | 5
16067 | 57750 | SD | MROWc | Cool | MROWc_Cool_5A | 5
16068 | 57528 | SD | MROWc | Cool | MROWc_Cool_5A | 5
16069 | 57541 | SD | MROWc | Cool | MROWc_Cool_5A | 5
16070 | 57580 | SD | MROWc | Cool | MROWc_Cool_5A | 5
16071 | 57584 | SD | MROWc | Cool | MROWc_Cool_5A | 5
16072 | 57551 | SD | MROWc | Cool | MROWc_Cool_5A | 5
16073 | 57560 | SD | MROWc | Cool | MROWc_Cool_5A | 5
16074 | 57566 | SD | MROWc | Cool | MROWc_Cool_5A | 5
16075 | 57574 | SD | MROWc | Cool | MROWc_Cool_5A | 5
16076 | 57714 | SD | MROWc | Cool | MROWc_Cool_5A | 5
16077 | 57716 | SD | MROWc | Cool | MROWc_Cool_5A | 5
16078 | 57555 | SD | MROWc | Cool | MROWc_Cool_5A | 5
16079 | 57563 | SD | MROWc | Cool | MROWc_Cool_5A | 5
16080 | 57570 | SD | MROWc | Cool | MROWc_Cool_5A | 5
16081 | 57572 | SD | MROWc | Cool | MROWc_Cool_5A | 5
16082 | 57579 | SD | MROWc | Cool | MROWc_Cool_5A | 5
16083 | 57585 | SD | MROWc | Cool | MROWc_Cool_5A | 5
16084 | 60002 | IL | RFCWc | Cool | RFCWc_Cool_5A | 5
16085 | 60010 | IL | RFCWc | Cool | RFCWc_Cool_5A | 5
16086 | 60011 | IL | RFCWc | Cool | RFCWc_Cool_5A | 5
16087 | 60013 | IL | RFCWc | Cool | RFCWc_Cool_5A | 5
16088 | 60015 | IL | RFCWc | Cool | RFCWc_Cool_5A | 5
16089 | 60020 | IL | RFCWc | Cool | RFCWc_Cool_5A | 5
16090 | 60021 | IL | RFCWc | Cool | RFCWc_Cool_5A | 5
16091 | 60030 | IL | RFCWc | Cool | RFCWc_Cool_5A | 5
16092 | 60031 | IL | RFCWc | Cool | RFCWc_Cool_5A | 5
16093 | 60035 | IL | RFCWc | Cool | RFCWc_Cool_5A | 5
16094 | 60037 | IL | RFCWc | Cool | RFCWc_Cool_5A | 5
16095 | 60040 | IL | RFCWc | Cool | RFCWc_Cool_5A | 5
16096 | 60041 | IL | RFCWc | Cool | RFCWc_Cool_5A | 5
16097 | 60042 | IL | RFCWc | Cool | RFCWc_Cool_5A | 5
16098 | 60044 | IL | RFCWc | Cool | RFCWc_Cool_5A | 5
16099 | 60045 | IL | RFCWc | Cool | RFCWc_Cool_5A | 5
16100 | 60046 | IL | RFCWc | Cool | RFCWc_Cool_5A | 5
16101 | 60047 | IL | RFCWc | Cool | RFCWc_Cool_5A | 5
16102 | 60048 | IL | RFCWc | Cool | RFCWc_Cool_5A | 5
16103 | 60050 | IL | RFCWc | Cool | RFCWc_Cool_5A | 5
16104 | 60051 | IL | RFCWc | Cool | RFCWc_Cool_5A | 5
16105 | 60060 | IL | RFCWc | Cool | RFCWc_Cool_5A | 5
16106 | 60061 | IL | RFCWc | Cool | RFCWc_Cool_5A | 5
16107 | 60064 | IL | RFCWc | Cool | RFCWc_Cool_5A | 5
16108 | 60069 | IL | RFCWc | Cool | RFCWc_Cool_5A | 5
16109 | 60073 | IL | RFCWc | Cool | RFCWc_Cool_5A | 5
16110 | 60074 | IL | RFCWc | Cool | RFCWc_Cool_5A | 5
16111 | 60075 | IL | RFCWc | Cool | RFCWc_Cool_5A | 5
16112 | 60079 | IL | RFCWc | Cool | RFCWc_Cool_5A | 5
16113 | 60081 | IL | RFCWc | Cool | RFCWc_Cool_5A | 5
16114 | 60083 | IL | RFCWc | Cool | RFCWc_Cool_5A | 5
16115 | 60084 | IL | RFCWc | Cool | RFCWc_Cool_5A | 5
16116 | 60085 | IL | RFCWc | Cool | RFCWc_Cool_5A | 5
16117 | 60086 | IL | RFCWc | Cool | RFCWc_Cool_5A | 5
16118 | 60087 | IL | RFCWc | Cool | RFCWc_Cool_5A | 5
16119 | 60088 | IL | RFCWc | Cool | RFCWc_Cool_5A | 5
16120 | 60089 | IL | RFCWc | Cool | RFCWc_Cool_5A | 5
16121 | 60090 | IL | RFCWc | Cool | RFCWc_Cool_5A | 5
16122 | 60096 | IL | RFCWc | Cool | RFCWc_Cool_5A | 5
16123 | 60099 | IL | RFCWc | Cool | RFCWc_Cool_5A | 5
16124 | 60004 | IL | RFCWc | Cool | RFCWc_Cool_5A | 5
16125 | 60005 | IL | RFCWc | Cool | RFCWc_Cool_5A | 5
16126 | 60006 | IL | RFCWc | Cool | RFCWc_Cool_5A | 5
16127 | 60007 | IL | RFCWc | Cool | RFCWc_Cool_5A | 5
16128 | 60008 | IL | RFCWc | Cool | RFCWc_Cool_5A | 5
16129 | 60009 | IL | RFCWc | Cool | RFCWc_Cool_5A | 5
16130 | 60016 | IL | RFCWc | Cool | RFCWc_Cool_5A | 5
16131 | 60017 | IL | RFCWc | Cool | RFCWc_Cool_5A | 5
16132 | 60018 | IL | RFCWc | Cool | RFCWc_Cool_5A | 5
16133 | 60022 | IL | RFCWc | Cool | RFCWc_Cool_5A | 5
16134 | 60025 | IL | RFCWc | Cool | RFCWc_Cool_5A | 5
16135 | 60026 | IL | RFCWc | Cool | RFCWc_Cool_5A | 5
16136 | 60029 | IL | RFCWc | Cool | RFCWc_Cool_5A | 5
16137 | 60038 | IL | RFCWc | Cool | RFCWc_Cool_5A | 5
16138 | 60043 | IL | RFCWc | Cool | RFCWc_Cool_5A | 5
16139 | 60053 | IL | RFCWc | Cool | RFCWc_Cool_5A | 5
16140 | 60055 | IL | RFCWc | Cool | RFCWc_Cool_5A | 5
16141 | 60056 | IL | RFCWc | Cool | RFCWc_Cool_5A | 5
16142 | 60062 | IL | RFCWc | Cool | RFCWc_Cool_5A | 5
16143 | 60065 | IL | RFCWc | Cool | RFCWc_Cool_5A | 5
16144 | 60067 | IL | RFCWc | Cool | RFCWc_Cool_5A | 5
16145 | 60068 | IL | RFCWc | Cool | RFCWc_Cool_5A | 5
16146 | 60070 | IL | RFCWc | Cool | RFCWc_Cool_5A | 5
16147 | 60076 | IL | RFCWc | Cool | RFCWc_Cool_5A | 5
16148 | 60077 | IL | RFCWc | Cool | RFCWc_Cool_5A | 5
16149 | 60078 | IL | RFCWc | Cool | RFCWc_Cool_5A | 5
16150 | 60082 | IL | RFCWc | Cool | RFCWc_Cool_5A | 5
16151 | 60091 | IL | RFCWc | Cool | RFCWc_Cool_5A | 5
16152 | 60093 | IL | RFCWc | Cool | RFCWc_Cool_5A | 5
16153 | 60095 | IL | RFCWc | Cool | RFCWc_Cool_5A | 5
16154 | 60102 | IL | RFCWc | Cool | RFCWc_Cool_5A | 5
16155 | 60103 | IL | RFCWc | Cool | RFCWc_Cool_5A | 5
16156 | 60104 | IL | RFCWc | Cool | RFCWc_Cool_5A | 5
16157 | 60107 | IL | RFCWc | Cool | RFCWc_Cool_5A | 5
16158 | 60120 | IL | RFCWc | Cool | RFCWc_Cool_5A | 5
16159 | 60126 | IL | RFCWc | Cool | RFCWc_Cool_5A | 5
16160 | 60130 | IL | RFCWc | Cool | RFCWc_Cool_5A | 5
16161 | 60131 | IL | RFCWc | Cool | RFCWc_Cool_5A | 5
16162 | 60133 | IL | RFCWc | Cool | RFCWc_Cool_5A | 5
16163 | 60141 | IL | RFCWc | Cool | RFCWc_Cool_5A | 5
16164 | 60143 | IL | RFCWc | Cool | RFCWc_Cool_5A | 5
16165 | 60153 | IL | RFCWc | Cool | RFCWc_Cool_5A | 5
16166 | 60154 | IL | RFCWc | Cool | RFCWc_Cool_5A | 5
16167 | 60155 | IL | RFCWc | Cool | RFCWc_Cool_5A | 5
16168 | 60159 | IL | RFCWc | Cool | RFCWc_Cool_5A | 5
16169 | 60160 | IL | RFCWc | Cool | RFCWc_Cool_5A | 5
16170 | 60161 | IL | RFCWc | Cool | RFCWc_Cool_5A | 5
16171 | 60162 | IL | RFCWc | Cool | RFCWc_Cool_5A | 5
16172 | 60163 | IL | RFCWc | Cool | RFCWc_Cool_5A | 5
16173 | 60164 | IL | RFCWc | Cool | RFCWc_Cool_5A | 5
16174 | 60165 | IL | RFCWc | Cool | RFCWc_Cool_5A | 5
16175 | 60168 | IL | RFCWc | Cool | RFCWc_Cool_5A | 5
16176 | 60169 | IL | RFCWc | Cool | RFCWc_Cool_5A | 5
16177 | 60171 | IL | RFCWc | Cool | RFCWc_Cool_5A | 5
16178 | 60172 | IL | RFCWc | Cool | RFCWc_Cool_5A | 5
16179 | 60173 | IL | RFCWc | Cool | RFCWc_Cool_5A | 5
16180 | 60176 | IL | RFCWc | Cool | RFCWc_Cool_5A | 5
16181 | 60179 | IL | RFCWc | Cool | RFCWc_Cool_5A | 5
16182 | 60192 | IL | RFCWc | Cool | RFCWc_Cool_5A | 5
16183 | 60193 | IL | RFCWc | Cool | RFCWc_Cool_5A | 5
16184 | 60194 | IL | RFCWc | Cool | RFCWc_Cool_5A | 5
16185 | 60195 | IL | RFCWc | Cool | RFCWc_Cool_5A | 5
16186 | 60196 | IL | RFCWc | Cool | RFCWc_Cool_5A | 5
16187 | 60201 | IL | RFCWc | Cool | RFCWc_Cool_5A | 5
16188 | 60202 | IL | RFCWc | Cool | RFCWc_Cool_5A | 5
16189 | 60203 | IL | RFCWc | Cool | RFCWc_Cool_5A | 5
16190 | 60204 | IL | RFCWc | Cool | RFCWc_Cool_5A | 5
16191 | 60208 | IL | RFCWc | Cool | RFCWc_Cool_5A | 5
16192 | 60301 | IL | RFCWc | Cool | RFCWc_Cool_5A | 5
16193 | 60302 | IL | RFCWc | Cool | RFCWc_Cool_5A | 5
16194 | 60303 | IL | RFCWc | Cool | RFCWc_Cool_5A | 5
16195 | 60304 | IL | RFCWc | Cool | RFCWc_Cool_5A | 5
16196 | 60305 | IL | RFCWc | Cool | RFCWc_Cool_5A | 5
16197 | 60402 | IL | RFCWc | Cool | RFCWc_Cool_5A | 5
16198 | 60406 | IL | RFCWc | Cool | RFCWc_Cool_5A | 5
16199 | 60409 | IL | RFCWc | Cool | RFCWc_Cool_5A | 5
16200 | 60411 | IL | RFCWc | Cool | RFCWc_Cool_5A | 5
16201 | 60412 | IL | RFCWc | Cool | RFCWc_Cool_5A | 5
16202 | 60415 | IL | RFCWc | Cool | RFCWc_Cool_5A | 5
16203 | 60417 | IL | RFCWc | Cool | RFCWc_Cool_5A | 5
16204 | 60418 | IL | RFCWc | Cool | RFCWc_Cool_5A | 5
16205 | 60419 | IL | RFCWc | Cool | RFCWc_Cool_5A | 5
16206 | 60422 | IL | RFCWc | Cool | RFCWc_Cool_5A | 5
16207 | 60423 | IL | RFCWc | Cool | RFCWc_Cool_5A | 5
16208 | 60425 | IL | RFCWc | Cool | RFCWc_Cool_5A | 5
16209 | 60426 | IL | RFCWc | Cool | RFCWc_Cool_5A | 5
16210 | 60428 | IL | RFCWc | Cool | RFCWc_Cool_5A | 5
16211 | 60429 | IL | RFCWc | Cool | RFCWc_Cool_5A | 5
16212 | 60430 | IL | RFCWc | Cool | RFCWc_Cool_5A | 5
16213 | 60438 | IL | RFCWc | Cool | RFCWc_Cool_5A | 5
16214 | 60439 | IL | RFCWc | Cool | RFCWc_Cool_5A | 5
16215 | 60443 | IL | RFCWc | Cool | RFCWc_Cool_5A | 5
16216 | 60445 | IL | RFCWc | Cool | RFCWc_Cool_5A | 5
16217 | 60448 | IL | RFCWc | Cool | RFCWc_Cool_5A | 5
16218 | 60449 | IL | RFCWc | Cool | RFCWc_Cool_5A | 5
16219 | 60452 | IL | RFCWc | Cool | RFCWc_Cool_5A | 5
16220 | 60453 | IL | RFCWc | Cool | RFCWc_Cool_5A | 5
16221 | 60454 | IL | RFCWc | Cool | RFCWc_Cool_5A | 5
16222 | 60455 | IL | RFCWc | Cool | RFCWc_Cool_5A | 5
16223 | 60456 | IL | RFCWc | Cool | RFCWc_Cool_5A | 5
16224 | 60457 | IL | RFCWc | Cool | RFCWc_Cool_5A | 5
16225 | 60458 | IL | RFCWc | Cool | RFCWc_Cool_5A | 5
16226 | 60459 | IL | RFCWc | Cool | RFCWc_Cool_5A | 5
16227 | 60461 | IL | RFCWc | Cool | RFCWc_Cool_5A | 5
16228 | 60462 | IL | RFCWc | Cool | RFCWc_Cool_5A | 5
16229 | 60463 | IL | RFCWc | Cool | RFCWc_Cool_5A | 5
16230 | 60464 | IL | RFCWc | Cool | RFCWc_Cool_5A | 5
16231 | 60465 | IL | RFCWc | Cool | RFCWc_Cool_5A | 5
16232 | 60466 | IL | RFCWc | Cool | RFCWc_Cool_5A | 5
16233 | 60467 | IL | RFCWc | Cool | RFCWc_Cool_5A | 5
16234 | 60469 | IL | RFCWc | Cool | RFCWc_Cool_5A | 5
16235 | 60471 | IL | RFCWc | Cool | RFCWc_Cool_5A | 5
16236 | 60472 | IL | RFCWc | Cool | RFCWc_Cool_5A | 5
16237 | 60473 | IL | RFCWc | Cool | RFCWc_Cool_5A | 5
16238 | 60475 | IL | RFCWc | Cool | RFCWc_Cool_5A | 5
16239 | 60476 | IL | RFCWc | Cool | RFCWc_Cool_5A | 5
16240 | 60477 | IL | RFCWc | Cool | RFCWc_Cool_5A | 5
16241 | 60478 | IL | RFCWc | Cool | RFCWc_Cool_5A | 5
16242 | 60480 | IL | RFCWc | Cool | RFCWc_Cool_5A | 5
16243 | 60482 | IL | RFCWc | Cool | RFCWc_Cool_5A | 5
16244 | 60484 | IL | RFCWc | Cool | RFCWc_Cool_5A | 5
16245 | 60487 | IL | RFCWc | Cool | RFCWc_Cool_5A | 5
16246 | 60491 | IL | RFCWc | Cool | RFCWc_Cool_5A | 5
16247 | 60499 | IL | RFCWc | Cool | RFCWc_Cool_5A | 5
16248 | 60501 | IL | RFCWc | Cool | RFCWc_Cool_5A | 5
16249 | 60513 | IL | RFCWc | Cool | RFCWc_Cool_5A | 5
16250 | 60521 | IL | RFCWc | Cool | RFCWc_Cool_5A | 5
16251 | 60523 | IL | RFCWc | Cool | RFCWc_Cool_5A | 5
16252 | 60525 | IL | RFCWc | Cool | RFCWc_Cool_5A | 5
16253 | 60526 | IL | RFCWc | Cool | RFCWc_Cool_5A | 5
16254 | 60527 | IL | RFCWc | Cool | RFCWc_Cool_5A | 5
16255 | 60534 | IL | RFCWc | Cool | RFCWc_Cool_5A | 5
16256 | 60546 | IL | RFCWc | Cool | RFCWc_Cool_5A | 5
16257 | 60558 | IL | RFCWc | Cool | RFCWc_Cool_5A | 5
16258 | 60601 | IL | RFCWc | Cool | RFCWc_Cool_5A | 5
16259 | 60602 | IL | RFCWc | Cool | RFCWc_Cool_5A | 5
16260 | 60603 | IL | RFCWc | Cool | RFCWc_Cool_5A | 5
16261 | 60604 | IL | RFCWc | Cool | RFCWc_Cool_5A | 5
16262 | 60605 | IL | RFCWc | Cool | RFCWc_Cool_5A | 5
16263 | 60606 | IL | RFCWc | Cool | RFCWc_Cool_5A | 5
16264 | 60607 | IL | RFCWc | Cool | RFCWc_Cool_5A | 5
16265 | 60608 | IL | RFCWc | Cool | RFCWc_Cool_5A | 5
16266 | 60609 | IL | RFCWc | Cool | RFCWc_Cool_5A | 5
16267 | 60610 | IL | RFCWc | Cool | RFCWc_Cool_5A | 5
16268 | 60611 | IL | RFCWc | Cool | RFCWc_Cool_5A | 5
16269 | 60612 | IL | RFCWc | Cool | RFCWc_Cool_5A | 5
16270 | 60613 | IL | RFCWc | Cool | RFCWc_Cool_5A | 5
16271 | 60614 | IL | RFCWc | Cool | RFCWc_Cool_5A | 5
16272 | 60615 | IL | RFCWc | Cool | RFCWc_Cool_5A | 5
16273 | 60616 | IL | RFCWc | Cool | RFCWc_Cool_5A | 5
16274 | 60617 | IL | RFCWc | Cool | RFCWc_Cool_5A | 5
16275 | 60618 | IL | RFCWc | Cool | RFCWc_Cool_5A | 5
16276 | 60619 | IL | RFCWc | Cool | RFCWc_Cool_5A | 5
16277 | 60620 | IL | RFCWc | Cool | RFCWc_Cool_5A | 5
16278 | 60621 | IL | RFCWc | Cool | RFCWc_Cool_5A | 5
16279 | 60622 | IL | RFCWc | Cool | RFCWc_Cool_5A | 5
16280 | 60623 | IL | RFCWc | Cool | RFCWc_Cool_5A | 5
16281 | 60624 | IL | RFCWc | Cool | RFCWc_Cool_5A | 5
16282 | 60625 | IL | RFCWc | Cool | RFCWc_Cool_5A | 5
16283 | 60626 | IL | RFCWc | Cool | RFCWc_Cool_5A | 5
16284 | 60628 | IL | RFCWc | Cool | RFCWc_Cool_5A | 5
16285 | 60629 | IL | RFCWc | Cool | RFCWc_Cool_5A | 5
16286 | 60630 | IL | RFCWc | Cool | RFCWc_Cool_5A | 5
16287 | 60631 | IL | RFCWc | Cool | RFCWc_Cool_5A | 5
16288 | 60632 | IL | RFCWc | Cool | RFCWc_Cool_5A | 5
16289 | 60633 | IL | RFCWc | Cool | RFCWc_Cool_5A | 5
16290 | 60634 | IL | RFCWc | Cool | RFCWc_Cool_5A | 5
16291 | 60636 | IL | RFCWc | Cool | RFCWc_Cool_5A | 5
16292 | 60637 | IL | RFCWc | Cool | RFCWc_Cool_5A | 5
16293 | 60638 | IL | RFCWc | Cool | RFCWc_Cool_5A | 5
16294 | 60639 | IL | RFCWc | Cool | RFCWc_Cool_5A | 5
16295 | 60640 | IL | RFCWc | Cool | RFCWc_Cool_5A | 5
16296 | 60641 | IL | RFCWc | Cool | RFCWc_Cool_5A | 5
16297 | 60642 | IL | RFCWc | Cool | RFCWc_Cool_5A | 5
16298 | 60643 | IL | RFCWc | Cool | RFCWc_Cool_5A | 5
16299 | 60644 | IL | RFCWc | Cool | RFCWc_Cool_5A | 5
16300 | 60645 | IL | RFCWc | Cool | RFCWc_Cool_5A | 5
16301 | 60646 | IL | RFCWc | Cool | RFCWc_Cool_5A | 5
16302 | 60647 | IL | RFCWc | Cool | RFCWc_Cool_5A | 5
16303 | 60649 | IL | RFCWc | Cool | RFCWc_Cool_5A | 5
16304 | 60651 | IL | RFCWc | Cool | RFCWc_Cool_5A | 5
16305 | 60652 | IL | RFCWc | Cool | RFCWc_Cool_5A | 5
16306 | 60653 | IL | RFCWc | Cool | RFCWc_Cool_5A | 5
16307 | 60654 | IL | RFCWc | Cool | RFCWc_Cool_5A | 5
16308 | 60655 | IL | RFCWc | Cool | RFCWc_Cool_5A | 5
16309 | 60656 | IL | RFCWc | Cool | RFCWc_Cool_5A | 5
16310 | 60657 | IL | RFCWc | Cool | RFCWc_Cool_5A | 5
16311 | 60659 | IL | RFCWc | Cool | RFCWc_Cool_5A | 5
16312 | 60660 | IL | RFCWc | Cool | RFCWc_Cool_5A | 5
16313 | 60661 | IL | RFCWc | Cool | RFCWc_Cool_5A | 5
16314 | 60666 | IL | RFCWc | Cool | RFCWc_Cool_5A | 5
16315 | 60668 | IL | RFCWc | Cool | RFCWc_Cool_5A | 5
16316 | 60669 | IL | RFCWc | Cool | RFCWc_Cool_5A | 5
16317 | 60670 | IL | RFCWc | Cool | RFCWc_Cool_5A | 5
16318 | 60673 | IL | RFCWc | Cool | RFCWc_Cool_5A | 5
16319 | 60674 | IL | RFCWc | Cool | RFCWc_Cool_5A | 5
16320 | 60675 | IL | RFCWc | Cool | RFCWc_Cool_5A | 5
16321 | 60677 | IL | RFCWc | Cool | RFCWc_Cool_5A | 5
16322 | 60678 | IL | RFCWc | Cool | RFCWc_Cool_5A | 5
16323 | 60682 | IL | RFCWc | Cool | RFCWc_Cool_5A | 5
16324 | 60684 | IL | RFCWc | Cool | RFCWc_Cool_5A | 5
16325 | 60685 | IL | RFCWc | Cool | RFCWc_Cool_5A | 5
16326 | 60686 | IL | RFCWc | Cool | RFCWc_Cool_5A | 5
16327 | 60687 | IL | RFCWc | Cool | RFCWc_Cool_5A | 5
16328 | 60688 | IL | RFCWc | Cool | RFCWc_Cool_5A | 5
16329 | 60689 | IL | RFCWc | Cool | RFCWc_Cool_5A | 5
16330 | 60690 | IL | RFCWc | Cool | RFCWc_Cool_5A | 5
16331 | 60693 | IL | RFCWc | Cool | RFCWc_Cool_5A | 5
16332 | 60694 | IL | RFCWc | Cool | RFCWc_Cool_5A | 5
16333 | 60695 | IL | RFCWc | Cool | RFCWc_Cool_5A | 5
16334 | 60697 | IL | RFCWc | Cool | RFCWc_Cool_5A | 5
16335 | 60699 | IL | RFCWc | Cool | RFCWc_Cool_5A | 5
16336 | 60701 | IL | RFCWc | Cool | RFCWc_Cool_5A | 5
16337 | 60706 | IL | RFCWc | Cool | RFCWc_Cool_5A | 5
16338 | 60707 | IL | RFCWc | Cool | RFCWc_Cool_5A | 5
16339 | 60712 | IL | RFCWc | Cool | RFCWc_Cool_5A | 5
16340 | 60714 | IL | RFCWc | Cool | RFCWc_Cool_5A | 5
16341 | 60803 | IL | RFCWc | Cool | RFCWc_Cool_5A | 5
16342 | 60804 | IL | RFCWc | Cool | RFCWc_Cool_5A | 5
16343 | 60805 | IL | RFCWc | Cool | RFCWc_Cool_5A | 5
16344 | 60827 | IL | RFCWc | Cool | RFCWc_Cool_5A | 5
16345 | 60101 | IL | RFCWc | Cool | RFCWc_Cool_5A | 5
16346 | 60106 | IL | RFCWc | Cool | RFCWc_Cool_5A | 5
16347 | 60108 | IL | RFCWc | Cool | RFCWc_Cool_5A | 5
16348 | 60117 | IL | RFCWc | Cool | RFCWc_Cool_5A | 5
16349 | 60122 | IL | RFCWc | Cool | RFCWc_Cool_5A | 5
16350 | 60137 | IL | RFCWc | Cool | RFCWc_Cool_5A | 5
16351 | 60138 | IL | RFCWc | Cool | RFCWc_Cool_5A | 5
16352 | 60139 | IL | RFCWc | Cool | RFCWc_Cool_5A | 5
16353 | 60148 | IL | RFCWc | Cool | RFCWc_Cool_5A | 5
16354 | 60157 | IL | RFCWc | Cool | RFCWc_Cool_5A | 5
16355 | 60174 | IL | RFCWc | Cool | RFCWc_Cool_5A | 5
16356 | 60181 | IL | RFCWc | Cool | RFCWc_Cool_5A | 5
16357 | 60184 | IL | RFCWc | Cool | RFCWc_Cool_5A | 5
16358 | 60185 | IL | RFCWc | Cool | RFCWc_Cool_5A | 5
16359 | 60186 | IL | RFCWc | Cool | RFCWc_Cool_5A | 5
16360 | 60187 | IL | RFCWc | Cool | RFCWc_Cool_5A | 5
16361 | 60188 | IL | RFCWc | Cool | RFCWc_Cool_5A | 5
16362 | 60189 | IL | RFCWc | Cool | RFCWc_Cool_5A | 5
16363 | 60190 | IL | RFCWc | Cool | RFCWc_Cool_5A | 5
16364 | 60191 | IL | RFCWc | Cool | RFCWc_Cool_5A | 5
16365 | 60199 | IL | RFCWc | Cool | RFCWc_Cool_5A | 5
16366 | 60440 | IL | RFCWc | Cool | RFCWc_Cool_5A | 5
16367 | 60502 | IL | RFCWc | Cool | RFCWc_Cool_5A | 5
16368 | 60504 | IL | RFCWc | Cool | RFCWc_Cool_5A | 5
16369 | 60514 | IL | RFCWc | Cool | RFCWc_Cool_5A | 5
16370 | 60515 | IL | RFCWc | Cool | RFCWc_Cool_5A | 5
16371 | 60516 | IL | RFCWc | Cool | RFCWc_Cool_5A | 5
16372 | 60517 | IL | RFCWc | Cool | RFCWc_Cool_5A | 5
16373 | 60519 | IL | RFCWc | Cool | RFCWc_Cool_5A | 5
16374 | 60522 | IL | RFCWc | Cool | RFCWc_Cool_5A | 5
16375 | 60532 | IL | RFCWc | Cool | RFCWc_Cool_5A | 5
16376 | 60540 | IL | RFCWc | Cool | RFCWc_Cool_5A | 5
16377 | 60555 | IL | RFCWc | Cool | RFCWc_Cool_5A | 5
16378 | 60559 | IL | RFCWc | Cool | RFCWc_Cool_5A | 5
16379 | 60561 | IL | RFCWc | Cool | RFCWc_Cool_5A | 5
16380 | 60563 | IL | RFCWc | Cool | RFCWc_Cool_5A | 5
16381 | 60564 | IL | RFCWc | Cool | RFCWc_Cool_5A | 5
16382 | 60565 | IL | RFCWc | Cool | RFCWc_Cool_5A | 5
16383 | 60566 | IL | RFCWc | Cool | RFCWc_Cool_5A | 5
16384 | 60567 | IL | RFCWc | Cool | RFCWc_Cool_5A | 5
16385 | 60569 | IL | RFCWc | Cool | RFCWc_Cool_5A | 5
16386 | 60598 | IL | RFCWc | Cool | RFCWc_Cool_5A | 5
16387 | 60599 | IL | RFCWc | Cool | RFCWc_Cool_5A | 5
16388 | 60012 | IL | RFCWc | Cool | RFCWc_Cool_5A | 5
16389 | 60014 | IL | RFCWc | Cool | RFCWc_Cool_5A | 5
16390 | 60033 | IL | RFCWc | Cool | RFCWc_Cool_5A | 5
16391 | 60034 | IL | RFCWc | Cool | RFCWc_Cool_5A | 5
16392 | 60039 | IL | RFCWc | Cool | RFCWc_Cool_5A | 5
16393 | 60071 | IL | RFCWc | Cool | RFCWc_Cool_5A | 5
16394 | 60072 | IL | RFCWc | Cool | RFCWc_Cool_5A | 5
16395 | 60097 | IL | RFCWc | Cool | RFCWc_Cool_5A | 5
16396 | 60098 | IL | RFCWc | Cool | RFCWc_Cool_5A | 5
16397 | 60135 | IL | RFCWc | Cool | RFCWc_Cool_5A | 5
16398 | 60140 | IL | RFCWc | Cool | RFCWc_Cool_5A | 5
16399 | 60142 | IL | RFCWc | Cool | RFCWc_Cool_5A | 5
16400 | 60152 | IL | RFCWc | Cool | RFCWc_Cool_5A | 5
16401 | 60156 | IL | RFCWc | Cool | RFCWc_Cool_5A | 5
16402 | 60180 | IL | RFCWc | Cool | RFCWc_Cool_5A | 5
16403 | 61012 | IL | RFCWc | Cool | RFCWc_Cool_5A | 5
16404 | 61038 | IL | RFCWc | Cool | RFCWc_Cool_5A | 5
16405 | 60109 | IL | RFCWc | Cool | RFCWc_Cool_5A | 5
16406 | 60110 | IL | RFCWc | Cool | RFCWc_Cool_5A | 5
16407 | 60118 | IL | RFCWc | Cool | RFCWc_Cool_5A | 5
16408 | 60119 | IL | RFCWc | Cool | RFCWc_Cool_5A | 5
16409 | 60121 | IL | RFCWc | Cool | RFCWc_Cool_5A | 5
16410 | 60123 | IL | RFCWc | Cool | RFCWc_Cool_5A | 5
16411 | 60124 | IL | RFCWc | Cool | RFCWc_Cool_5A | 5
16412 | 60134 | IL | RFCWc | Cool | RFCWc_Cool_5A | 5
16413 | 60136 | IL | RFCWc | Cool | RFCWc_Cool_5A | 5
16414 | 60144 | IL | RFCWc | Cool | RFCWc_Cool_5A | 5
16415 | 60147 | IL | RFCWc | Cool | RFCWc_Cool_5A | 5
16416 | 60151 | IL | RFCWc | Cool | RFCWc_Cool_5A | 5
16417 | 60175 | IL | RFCWc | Cool | RFCWc_Cool_5A | 5
16418 | 60177 | IL | RFCWc | Cool | RFCWc_Cool_5A | 5
16419 | 60178 | IL | RFCWc | Cool | RFCWc_Cool_5A | 5
16420 | 60183 | IL | RFCWc | Cool | RFCWc_Cool_5A | 5
16421 | 60503 | IL | RFCWc | Cool | RFCWc_Cool_5A | 5
16422 | 60505 | IL | RFCWc | Cool | RFCWc_Cool_5A | 5
16423 | 60506 | IL | RFCWc | Cool | RFCWc_Cool_5A | 5
16424 | 60507 | IL | RFCWc | Cool | RFCWc_Cool_5A | 5
16425 | 60510 | IL | RFCWc | Cool | RFCWc_Cool_5A | 5
16426 | 60511 | IL | RFCWc | Cool | RFCWc_Cool_5A | 5
16427 | 60520 | IL | RFCWc | Cool | RFCWc_Cool_5A | 5
16428 | 60538 | IL | RFCWc | Cool | RFCWc_Cool_5A | 5
16429 | 60539 | IL | RFCWc | Cool | RFCWc_Cool_5A | 5
16430 | 60542 | IL | RFCWc | Cool | RFCWc_Cool_5A | 5
16431 | 60543 | IL | RFCWc | Cool | RFCWc_Cool_5A | 5
16432 | 60545 | IL | RFCWc | Cool | RFCWc_Cool_5A | 5
16433 | 60554 | IL | RFCWc | Cool | RFCWc_Cool_5A | 5
16434 | 60145 | IL | RFCWc | Cool | RFCWc_Cool_5A | 5
16435 | 60146 | IL | RFCWc | Cool | RFCWc_Cool_5A | 5
16436 | 61008 | IL | RFCWc | Cool | RFCWc_Cool_5A | 5
16437 | 61011 | IL | RFCWc | Cool | RFCWc_Cool_5A | 5
16438 | 61016 | IL | RFCWc | Cool | RFCWc_Cool_5A | 5
16439 | 61065 | IL | RFCWc | Cool | RFCWc_Cool_5A | 5
16440 | 61073 | IL | RFCWc | Cool | RFCWc_Cool_5A | 5
16441 | 61080 | IL | RFCWc | Cool | RFCWc_Cool_5A | 5
16442 | 61107 | IL | RFCWc | Cool | RFCWc_Cool_5A | 5
16443 | 61108 | IL | RFCWc | Cool | RFCWc_Cool_5A | 5
16444 | 61111 | IL | RFCWc | Cool | RFCWc_Cool_5A | 5
16445 | 61114 | IL | RFCWc | Cool | RFCWc_Cool_5A | 5
16446 | 60111 | IL | RFCWc | Cool | RFCWc_Cool_5A | 5
16447 | 60112 | IL | RFCWc | Cool | RFCWc_Cool_5A | 5
16448 | 60115 | IL | RFCWc | Cool | RFCWc_Cool_5A | 5
16449 | 60129 | IL | RFCWc | Cool | RFCWc_Cool_5A | 5
16450 | 60150 | IL | RFCWc | Cool | RFCWc_Cool_5A | 5
16451 | 60518 | IL | RFCWc | Cool | RFCWc_Cool_5A | 5
16452 | 60530 | IL | RFCWc | Cool | RFCWc_Cool_5A | 5
16453 | 60531 | IL | RFCWc | Cool | RFCWc_Cool_5A | 5
16454 | 60548 | IL | RFCWc | Cool | RFCWc_Cool_5A | 5
16455 | 60550 | IL | RFCWc | Cool | RFCWc_Cool_5A | 5
16456 | 60552 | IL | RFCWc | Cool | RFCWc_Cool_5A | 5
16457 | 60553 | IL | RFCWc | Cool | RFCWc_Cool_5A | 5
16458 | 60556 | IL | RFCWc | Cool | RFCWc_Cool_5A | 5
16459 | 61052 | IL | RFCWc | Cool | RFCWc_Cool_5A | 5
16460 | 61068 | IL | RFCWc | Cool | RFCWc_Cool_5A | 5
16461 | 61353 | IL | RFCWc | Cool | RFCWc_Cool_5A | 5
16462 | 60113 | IL | RFCWc | Cool | RFCWc_Cool_5A | 5
16463 | 61006 | IL | RFCWc | Cool | RFCWc_Cool_5A | 5
16464 | 61007 | IL | RFCWc | Cool | RFCWc_Cool_5A | 5
16465 | 61010 | IL | RFCWc | Cool | RFCWc_Cool_5A | 5
16466 | 61015 | IL | RFCWc | Cool | RFCWc_Cool_5A | 5
16467 | 61020 | IL | RFCWc | Cool | RFCWc_Cool_5A | 5
16468 | 61021 | IL | RFCWc | Cool | RFCWc_Cool_5A | 5
16469 | 61030 | IL | RFCWc | Cool | RFCWc_Cool_5A | 5
16470 | 61031 | IL | RFCWc | Cool | RFCWc_Cool_5A | 5
16471 | 61039 | IL | RFCWc | Cool | RFCWc_Cool_5A | 5
16472 | 61043 | IL | RFCWc | Cool | RFCWc_Cool_5A | 5
16473 | 61047 | IL | RFCWc | Cool | RFCWc_Cool_5A | 5
16474 | 61049 | IL | RFCWc | Cool | RFCWc_Cool_5A | 5
16475 | 61051 | IL | RFCWc | Cool | RFCWc_Cool_5A | 5
16476 | 61054 | IL | RFCWc | Cool | RFCWc_Cool_5A | 5
16477 | 61061 | IL | RFCWc | Cool | RFCWc_Cool_5A | 5
16478 | 61064 | IL | RFCWc | Cool | RFCWc_Cool_5A | 5
16479 | 61078 | IL | RFCWc | Cool | RFCWc_Cool_5A | 5
16480 | 61084 | IL | RFCWc | Cool | RFCWc_Cool_5A | 5
16481 | 61088 | IL | RFCWc | Cool | RFCWc_Cool_5A | 5
16482 | 61091 | IL | RFCWc | Cool | RFCWc_Cool_5A | 5
16483 | 61102 | IL | RFCWc | Cool | RFCWc_Cool_5A | 5
16484 | 61109 | IL | RFCWc | Cool | RFCWc_Cool_5A | 5
16485 | 61019 | IL | RFCWc | Cool | RFCWc_Cool_5A | 5
16486 | 61024 | IL | RFCWc | Cool | RFCWc_Cool_5A | 5
16487 | 61063 | IL | RFCWc | Cool | RFCWc_Cool_5A | 5
16488 | 61072 | IL | RFCWc | Cool | RFCWc_Cool_5A | 5
16489 | 61077 | IL | RFCWc | Cool | RFCWc_Cool_5A | 5
16490 | 61079 | IL | RFCWc | Cool | RFCWc_Cool_5A | 5
16491 | 61101 | IL | RFCWc | Cool | RFCWc_Cool_5A | 5
16492 | 61103 | IL | RFCWc | Cool | RFCWc_Cool_5A | 5
16493 | 61104 | IL | RFCWc | Cool | RFCWc_Cool_5A | 5
16494 | 61105 | IL | RFCWc | Cool | RFCWc_Cool_5A | 5
16495 | 61110 | IL | RFCWc | Cool | RFCWc_Cool_5A | 5
16496 | 61112 | IL | RFCWc | Cool | RFCWc_Cool_5A | 5
16497 | 61115 | IL | RFCWc | Cool | RFCWc_Cool_5A | 5
16498 | 61125 | IL | RFCWc | Cool | RFCWc_Cool_5A | 5
16499 | 61126 | IL | RFCWc | Cool | RFCWc_Cool_5A | 5
16500 | 61130 | IL | RFCWc | Cool | RFCWc_Cool_5A | 5
16501 | 61131 | IL | RFCWc | Cool | RFCWc_Cool_5A | 5
16502 | 61132 | IL | RFCWc | Cool | RFCWc_Cool_5A | 5
16503 | 60401 | IL | RFCWc | Cool | RFCWc_Cool_5A | 5
16504 | 60403 | IL | RFCWc | Cool | RFCWc_Cool_5A | 5
16505 | 60404 | IL | RFCWc | Cool | RFCWc_Cool_5A | 5
16506 | 60407 | IL | RFCWc | Cool | RFCWc_Cool_5A | 5
16507 | 60408 | IL | RFCWc | Cool | RFCWc_Cool_5A | 5
16508 | 60410 | IL | RFCWc | Cool | RFCWc_Cool_5A | 5
16509 | 60416 | IL | RFCWc | Cool | RFCWc_Cool_5A | 5
16510 | 60421 | IL | RFCWc | Cool | RFCWc_Cool_5A | 5
16511 | 60431 | IL | RFCWc | Cool | RFCWc_Cool_5A | 5
16512 | 60432 | IL | RFCWc | Cool | RFCWc_Cool_5A | 5
16513 | 60433 | IL | RFCWc | Cool | RFCWc_Cool_5A | 5
16514 | 60434 | IL | RFCWc | Cool | RFCWc_Cool_5A | 5
16515 | 60435 | IL | RFCWc | Cool | RFCWc_Cool_5A | 5
16516 | 60436 | IL | RFCWc | Cool | RFCWc_Cool_5A | 5
16517 | 60441 | IL | RFCWc | Cool | RFCWc_Cool_5A | 5
16518 | 60442 | IL | RFCWc | Cool | RFCWc_Cool_5A | 5
16519 | 60446 | IL | RFCWc | Cool | RFCWc_Cool_5A | 5
16520 | 60447 | IL | RFCWc | Cool | RFCWc_Cool_5A | 5
16521 | 60451 | IL | RFCWc | Cool | RFCWc_Cool_5A | 5
16522 | 60468 | IL | RFCWc | Cool | RFCWc_Cool_5A | 5
16523 | 60481 | IL | RFCWc | Cool | RFCWc_Cool_5A | 5
16524 | 60490 | IL | RFCWc | Cool | RFCWc_Cool_5A | 5
16525 | 60544 | IL | RFCWc | Cool | RFCWc_Cool_5A | 5
16526 | 60585 | IL | RFCWc | Cool | RFCWc_Cool_5A | 5
16527 | 60586 | IL | RFCWc | Cool | RFCWc_Cool_5A | 5
16528 | 60935 | IL | RFCWc | Cool | RFCWc_Cool_5A | 5
16529 | 60940 | IL | RFCWc | Cool | RFCWc_Cool_5A | 5
16530 | 60950 | IL | RFCWc | Cool | RFCWc_Cool_5A | 5
16531 | 60424 | IL | RFCWc | Cool | RFCWc_Cool_5A | 5
16532 | 60901 | IL | RFCWc | Cool | RFCWc_Cool_5A | 5
16533 | 60910 | IL | RFCWc | Cool | RFCWc_Cool_5A | 5
16534 | 60913 | IL | RFCWc | Cool | RFCWc_Cool_5A | 5
16535 | 60914 | IL | RFCWc | Cool | RFCWc_Cool_5A | 5
16536 | 60915 | IL | RFCWc | Cool | RFCWc_Cool_5A | 5
16537 | 60917 | IL | RFCWc | Cool | RFCWc_Cool_5A | 5
16538 | 60919 | IL | RFCWc | Cool | RFCWc_Cool_5A | 5
16539 | 60922 | IL | RFCWc | Cool | RFCWc_Cool_5A | 5
16540 | 60941 | IL | RFCWc | Cool | RFCWc_Cool_5A | 5
16541 | 60944 | IL | RFCWc | Cool | RFCWc_Cool_5A | 5
16542 | 60954 | IL | RFCWc | Cool | RFCWc_Cool_5A | 5
16543 | 60958 | IL | RFCWc | Cool | RFCWc_Cool_5A | 5
16544 | 60961 | IL | RFCWc | Cool | RFCWc_Cool_5A | 5
16545 | 60964 | IL | RFCWc | Cool | RFCWc_Cool_5A | 5
16546 | 60969 | IL | RFCWc | Cool | RFCWc_Cool_5A | 5
16547 | 60420 | IL | RFCWc | Cool | RFCWc_Cool_5A | 5
16548 | 60437 | IL | RFCWc | Cool | RFCWc_Cool_5A | 5
16549 | 60444 | IL | RFCWc | Cool | RFCWc_Cool_5A | 5
16550 | 60450 | IL | RFCWc | Cool | RFCWc_Cool_5A | 5
16551 | 60470 | IL | RFCWc | Cool | RFCWc_Cool_5A | 5
16552 | 60474 | IL | RFCWc | Cool | RFCWc_Cool_5A | 5
16553 | 60479 | IL | RFCWc | Cool | RFCWc_Cool_5A | 5
16554 | 60541 | IL | RFCWc | Cool | RFCWc_Cool_5A | 5
16555 | 61360 | IL | RFCWc | Cool | RFCWc_Cool_5A | 5
16556 | 60460 | IL | RFCWc | Cool | RFCWc_Cool_5A | 5
16557 | 60920 | IL | RFCWc | Cool | RFCWc_Cool_5A | 5
16558 | 60921 | IL | RFCWc | Cool | RFCWc_Cool_5A | 5
16559 | 60929 | IL | RFCWc | Cool | RFCWc_Cool_5A | 5
16560 | 60934 | IL | RFCWc | Cool | RFCWc_Cool_5A | 5
16561 | 60946 | IL | RFCWc | Cool | RFCWc_Cool_5A | 5
16562 | 60952 | IL | RFCWc | Cool | RFCWc_Cool_5A | 5
16563 | 60959 | IL | RFCWc | Cool | RFCWc_Cool_5A | 5
16564 | 60962 | IL | RFCWc | Cool | RFCWc_Cool_5A | 5
16565 | 61311 | IL | RFCWc | Cool | RFCWc_Cool_5A | 5
16566 | 61313 | IL | RFCWc | Cool | RFCWc_Cool_5A | 5
16567 | 61319 | IL | RFCWc | Cool | RFCWc_Cool_5A | 5
16568 | 61321 | IL | RFCWc | Cool | RFCWc_Cool_5A | 5
16569 | 61333 | IL | RFCWc | Cool | RFCWc_Cool_5A | 5
16570 | 61364 | IL | RFCWc | Cool | RFCWc_Cool_5A | 5
16571 | 61726 | IL | RFCWc | Cool | RFCWc_Cool_5A | 5
16572 | 61728 | IL | RFCWc | Cool | RFCWc_Cool_5A | 5
16573 | 61731 | IL | RFCWc | Cool | RFCWc_Cool_5A | 5
16574 | 61739 | IL | RFCWc | Cool | RFCWc_Cool_5A | 5
16575 | 61740 | IL | RFCWc | Cool | RFCWc_Cool_5A | 5
16576 | 61741 | IL | RFCWc | Cool | RFCWc_Cool_5A | 5
16577 | 61743 | IL | RFCWc | Cool | RFCWc_Cool_5A | 5
16578 | 61744 | IL | RFCWc | Cool | RFCWc_Cool_5A | 5
16579 | 61760 | IL | RFCWc | Cool | RFCWc_Cool_5A | 5
16580 | 61764 | IL | RFCWc | Cool | RFCWc_Cool_5A | 5
16581 | 61769 | IL | RFCWc | Cool | RFCWc_Cool_5A | 5
16582 | 61775 | IL | RFCWc | Cool | RFCWc_Cool_5A | 5
16583 | 60512 | IL | RFCWc | Cool | RFCWc_Cool_5A | 5
16584 | 60536 | IL | RFCWc | Cool | RFCWc_Cool_5A | 5
16585 | 60537 | IL | RFCWc | Cool | RFCWc_Cool_5A | 5
16586 | 60551 | IL | RFCWc | Cool | RFCWc_Cool_5A | 5
16587 | 60560 | IL | RFCWc | Cool | RFCWc_Cool_5A | 5
16588 | 60549 | IL | RFCWc | Cool | RFCWc_Cool_5A | 5
16589 | 60557 | IL | RFCWc | Cool | RFCWc_Cool_5A | 5
16590 | 61301 | IL | RFCWc | Cool | RFCWc_Cool_5A | 5
16591 | 61316 | IL | RFCWc | Cool | RFCWc_Cool_5A | 5
16592 | 61320 | IL | RFCWc | Cool | RFCWc_Cool_5A | 5
16593 | 61325 | IL | RFCWc | Cool | RFCWc_Cool_5A | 5
16594 | 61332 | IL | RFCWc | Cool | RFCWc_Cool_5A | 5
16595 | 61334 | IL | RFCWc | Cool | RFCWc_Cool_5A | 5
16596 | 61336 | IL | RFCWc | Cool | RFCWc_Cool_5A | 5
16597 | 61341 | IL | RFCWc | Cool | RFCWc_Cool_5A | 5
16598 | 61342 | IL | RFCWc | Cool | RFCWc_Cool_5A | 5
16599 | 61348 | IL | RFCWc | Cool | RFCWc_Cool_5A | 5
16600 | 61350 | IL | RFCWc | Cool | RFCWc_Cool_5A | 5
16601 | 61354 | IL | RFCWc | Cool | RFCWc_Cool_5A | 5
16602 | 61358 | IL | RFCWc | Cool | RFCWc_Cool_5A | 5
16603 | 61370 | IL | RFCWc | Cool | RFCWc_Cool_5A | 5
16604 | 61371 | IL | RFCWc | Cool | RFCWc_Cool_5A | 5
16605 | 61372 | IL | RFCWc | Cool | RFCWc_Cool_5A | 5
16606 | 61373 | IL | RFCWc | Cool | RFCWc_Cool_5A | 5
16607 | 61377 | IL | RFCWc | Cool | RFCWc_Cool_5A | 5
16608 | 61042 | IL | RFCWc | Cool | RFCWc_Cool_5A | 5
16609 | 61057 | IL | RFCWc | Cool | RFCWc_Cool_5A | 5
16610 | 61071 | IL | RFCWc | Cool | RFCWc_Cool_5A | 5
16611 | 61081 | IL | RFCWc | Cool | RFCWc_Cool_5A | 5
16612 | 61243 | IL | RFCWc | Cool | RFCWc_Cool_5A | 5
16613 | 61310 | IL | RFCWc | Cool | RFCWc_Cool_5A | 5
16614 | 61318 | IL | RFCWc | Cool | RFCWc_Cool_5A | 5
16615 | 61324 | IL | RFCWc | Cool | RFCWc_Cool_5A | 5
16616 | 61330 | IL | RFCWc | Cool | RFCWc_Cool_5A | 5
16617 | 61331 | IL | RFCWc | Cool | RFCWc_Cool_5A | 5
16618 | 61349 | IL | RFCWc | Cool | RFCWc_Cool_5A | 5
16619 | 61367 | IL | RFCWc | Cool | RFCWc_Cool_5A | 5
16620 | 61376 | IL | RFCWc | Cool | RFCWc_Cool_5A | 5
16621 | 61378 | IL | RFCWc | Cool | RFCWc_Cool_5A | 5
16622 | 60911 | IL | SRMWc | Cool | SRMWc_Cool_5A | 5
16623 | 60918 | IL | SRMWc | Cool | SRMWc_Cool_5A | 5
16624 | 60927 | IL | SRMWc | Cool | SRMWc_Cool_5A | 5
16625 | 60933 | IL | SRMWc | Cool | SRMWc_Cool_5A | 5
16626 | 60936 | IL | SRMWc | Cool | SRMWc_Cool_5A | 5
16627 | 60948 | IL | SRMWc | Cool | SRMWc_Cool_5A | 5
16628 | 60949 | IL | SRMWc | Cool | SRMWc_Cool_5A | 5
16629 | 60955 | IL | SRMWc | Cool | SRMWc_Cool_5A | 5
16630 | 60957 | IL | SRMWc | Cool | SRMWc_Cool_5A | 5
16631 | 60960 | IL | SRMWc | Cool | SRMWc_Cool_5A | 5
16632 | 60968 | IL | SRMWc | Cool | SRMWc_Cool_5A | 5
16633 | 61720 | IL | SRMWc | Cool | SRMWc_Cool_5A | 5
16634 | 61773 | IL | SRMWc | Cool | SRMWc_Cool_5A | 5
16635 | 61840 | IL | SRMWc | Cool | SRMWc_Cool_5A | 5
16636 | 61845 | IL | SRMWc | Cool | SRMWc_Cool_5A | 5
16637 | 60912 | IL | SRMWc | Cool | SRMWc_Cool_5A | 5
16638 | 60924 | IL | SRMWc | Cool | SRMWc_Cool_5A | 5
16639 | 60926 | IL | SRMWc | Cool | SRMWc_Cool_5A | 5
16640 | 60928 | IL | SRMWc | Cool | SRMWc_Cool_5A | 5
16641 | 60930 | IL | SRMWc | Cool | SRMWc_Cool_5A | 5
16642 | 60931 | IL | SRMWc | Cool | SRMWc_Cool_5A | 5
16643 | 60938 | IL | SRMWc | Cool | SRMWc_Cool_5A | 5
16644 | 60939 | IL | SRMWc | Cool | SRMWc_Cool_5A | 5
16645 | 60942 | IL | SRMWc | Cool | SRMWc_Cool_5A | 5
16646 | 60945 | IL | SRMWc | Cool | SRMWc_Cool_5A | 5
16647 | 60951 | IL | SRMWc | Cool | SRMWc_Cool_5A | 5
16648 | 60953 | IL | SRMWc | Cool | SRMWc_Cool_5A | 5
16649 | 60956 | IL | SRMWc | Cool | SRMWc_Cool_5A | 5
16650 | 60966 | IL | SRMWc | Cool | SRMWc_Cool_5A | 5
16651 | 60967 | IL | SRMWc | Cool | SRMWc_Cool_5A | 5
16652 | 60970 | IL | SRMWc | Cool | SRMWc_Cool_5A | 5
16653 | 60973 | IL | SRMWc | Cool | SRMWc_Cool_5A | 5
16654 | 60974 | IL | SRMWc | Cool | SRMWc_Cool_5A | 5
16655 | 60932 | IL | SRMWc | Cool | SRMWc_Cool_5A | 5
16656 | 60963 | IL | SRMWc | Cool | SRMWc_Cool_5A | 5
16657 | 61810 | IL | SRMWc | Cool | SRMWc_Cool_5A | 5
16658 | 61811 | IL | SRMWc | Cool | SRMWc_Cool_5A | 5
16659 | 61812 | IL | SRMWc | Cool | SRMWc_Cool_5A | 5
16660 | 61814 | IL | SRMWc | Cool | SRMWc_Cool_5A | 5
16661 | 61817 | IL | SRMWc | Cool | SRMWc_Cool_5A | 5
16662 | 61831 | IL | SRMWc | Cool | SRMWc_Cool_5A | 5
16663 | 61832 | IL | SRMWc | Cool | SRMWc_Cool_5A | 5
16664 | 61833 | IL | SRMWc | Cool | SRMWc_Cool_5A | 5
16665 | 61834 | IL | SRMWc | Cool | SRMWc_Cool_5A | 5
16666 | 61841 | IL | SRMWc | Cool | SRMWc_Cool_5A | 5
16667 | 61844 | IL | SRMWc | Cool | SRMWc_Cool_5A | 5
16668 | 61846 | IL | SRMWc | Cool | SRMWc_Cool_5A | 5
16669 | 61848 | IL | SRMWc | Cool | SRMWc_Cool_5A | 5
16670 | 61849 | IL | SRMWc | Cool | SRMWc_Cool_5A | 5
16671 | 61850 | IL | SRMWc | Cool | SRMWc_Cool_5A | 5
16672 | 61857 | IL | SRMWc | Cool | SRMWc_Cool_5A | 5
16673 | 61858 | IL | SRMWc | Cool | SRMWc_Cool_5A | 5
16674 | 61859 | IL | SRMWc | Cool | SRMWc_Cool_5A | 5
16675 | 61862 | IL | SRMWc | Cool | SRMWc_Cool_5A | 5
16676 | 61865 | IL | SRMWc | Cool | SRMWc_Cool_5A | 5
16677 | 61870 | IL | SRMWc | Cool | SRMWc_Cool_5A | 5
16678 | 61876 | IL | SRMWc | Cool | SRMWc_Cool_5A | 5
16679 | 61883 | IL | SRMWc | Cool | SRMWc_Cool_5A | 5
16680 | 61801 | IL | SRMWc | Cool | SRMWc_Cool_5A | 5
16681 | 61802 | IL | SRMWc | Cool | SRMWc_Cool_5A | 5
16682 | 61803 | IL | SRMWc | Cool | SRMWc_Cool_5A | 5
16683 | 61815 | IL | SRMWc | Cool | SRMWc_Cool_5A | 5
16684 | 61816 | IL | SRMWc | Cool | SRMWc_Cool_5A | 5
16685 | 61820 | IL | SRMWc | Cool | SRMWc_Cool_5A | 5
16686 | 61821 | IL | SRMWc | Cool | SRMWc_Cool_5A | 5
16687 | 61822 | IL | SRMWc | Cool | SRMWc_Cool_5A | 5
16688 | 61824 | IL | SRMWc | Cool | SRMWc_Cool_5A | 5
16689 | 61825 | IL | SRMWc | Cool | SRMWc_Cool_5A | 5
16690 | 61826 | IL | SRMWc | Cool | SRMWc_Cool_5A | 5
16691 | 61843 | IL | SRMWc | Cool | SRMWc_Cool_5A | 5
16692 | 61847 | IL | SRMWc | Cool | SRMWc_Cool_5A | 5
16693 | 61851 | IL | SRMWc | Cool | SRMWc_Cool_5A | 5
16694 | 61852 | IL | SRMWc | Cool | SRMWc_Cool_5A | 5
16695 | 61853 | IL | SRMWc | Cool | SRMWc_Cool_5A | 5
16696 | 61854 | IL | SRMWc | Cool | SRMWc_Cool_5A | 5
16697 | 61856 | IL | SRMWc | Cool | SRMWc_Cool_5A | 5
16698 | 61863 | IL | SRMWc | Cool | SRMWc_Cool_5A | 5
16699 | 61864 | IL | SRMWc | Cool | SRMWc_Cool_5A | 5
16700 | 61866 | IL | SRMWc | Cool | SRMWc_Cool_5A | 5
16701 | 61871 | IL | SRMWc | Cool | SRMWc_Cool_5A | 5
16702 | 61872 | IL | SRMWc | Cool | SRMWc_Cool_5A | 5
16703 | 61873 | IL | SRMWc | Cool | SRMWc_Cool_5A | 5
16704 | 61874 | IL | SRMWc | Cool | SRMWc_Cool_5A | 5
16705 | 61875 | IL | SRMWc | Cool | SRMWc_Cool_5A | 5
16706 | 61877 | IL | SRMWc | Cool | SRMWc_Cool_5A | 5
16707 | 61878 | IL | SRMWc | Cool | SRMWc_Cool_5A | 5
16708 | 61880 | IL | SRMWc | Cool | SRMWc_Cool_5A | 5
16709 | 61884 | IL | SRMWc | Cool | SRMWc_Cool_5A | 5
16710 | 61953 | IL | SRMWc | Cool | SRMWc_Cool_5A | 5
16711 | 61956 | IL | SRMWc | Cool | SRMWc_Cool_5A | 5
16712 | 61701 | IL | SRMWc | Cool | SRMWc_Cool_5A | 5
16713 | 61702 | IL | SRMWc | Cool | SRMWc_Cool_5A | 5
16714 | 61704 | IL | SRMWc | Cool | SRMWc_Cool_5A | 5
16715 | 61705 | IL | SRMWc | Cool | SRMWc_Cool_5A | 5
16716 | 61709 | IL | SRMWc | Cool | SRMWc_Cool_5A | 5
16717 | 61722 | IL | SRMWc | Cool | SRMWc_Cool_5A | 5
16718 | 61723 | IL | SRMWc | Cool | SRMWc_Cool_5A | 5
16719 | 61724 | IL | SRMWc | Cool | SRMWc_Cool_5A | 5
16720 | 61725 | IL | SRMWc | Cool | SRMWc_Cool_5A | 5
16721 | 61729 | IL | SRMWc | Cool | SRMWc_Cool_5A | 5
16722 | 61730 | IL | SRMWc | Cool | SRMWc_Cool_5A | 5
16723 | 61732 | IL | SRMWc | Cool | SRMWc_Cool_5A | 5
16724 | 61736 | IL | SRMWc | Cool | SRMWc_Cool_5A | 5
16725 | 61737 | IL | SRMWc | Cool | SRMWc_Cool_5A | 5
16726 | 61738 | IL | SRMWc | Cool | SRMWc_Cool_5A | 5
16727 | 61745 | IL | SRMWc | Cool | SRMWc_Cool_5A | 5
16728 | 61748 | IL | SRMWc | Cool | SRMWc_Cool_5A | 5
16729 | 61752 | IL | SRMWc | Cool | SRMWc_Cool_5A | 5
16730 | 61753 | IL | SRMWc | Cool | SRMWc_Cool_5A | 5
16731 | 61754 | IL | SRMWc | Cool | SRMWc_Cool_5A | 5
16732 | 61755 | IL | SRMWc | Cool | SRMWc_Cool_5A | 5
16733 | 61758 | IL | SRMWc | Cool | SRMWc_Cool_5A | 5
16734 | 61759 | IL | SRMWc | Cool | SRMWc_Cool_5A | 5
16735 | 61761 | IL | SRMWc | Cool | SRMWc_Cool_5A | 5
16736 | 61770 | IL | SRMWc | Cool | SRMWc_Cool_5A | 5
16737 | 61772 | IL | SRMWc | Cool | SRMWc_Cool_5A | 5
16738 | 61774 | IL | SRMWc | Cool | SRMWc_Cool_5A | 5
16739 | 61776 | IL | SRMWc | Cool | SRMWc_Cool_5A | 5
16740 | 61790 | IL | SRMWc | Cool | SRMWc_Cool_5A | 5
16741 | 61791 | IL | SRMWc | Cool | SRMWc_Cool_5A | 5
16742 | 61799 | IL | SRMWc | Cool | SRMWc_Cool_5A | 5
16743 | 61842 | IL | SRMWc | Cool | SRMWc_Cool_5A | 5
16744 | 61001 | IL | RFCWc | Cool | RFCWc_Cool_5A | 5
16745 | 61025 | IL | RFCWc | Cool | RFCWc_Cool_5A | 5
16746 | 61028 | IL | RFCWc | Cool | RFCWc_Cool_5A | 5
16747 | 61036 | IL | RFCWc | Cool | RFCWc_Cool_5A | 5
16748 | 61041 | IL | RFCWc | Cool | RFCWc_Cool_5A | 5
16749 | 61044 | IL | RFCWc | Cool | RFCWc_Cool_5A | 5
16750 | 61048 | IL | RFCWc | Cool | RFCWc_Cool_5A | 5
16751 | 61053 | IL | RFCWc | Cool | RFCWc_Cool_5A | 5
16752 | 61059 | IL | RFCWc | Cool | RFCWc_Cool_5A | 5
16753 | 61062 | IL | RFCWc | Cool | RFCWc_Cool_5A | 5
16754 | 61074 | IL | RFCWc | Cool | RFCWc_Cool_5A | 5
16755 | 61075 | IL | RFCWc | Cool | RFCWc_Cool_5A | 5
16756 | 61085 | IL | RFCWc | Cool | RFCWc_Cool_5A | 5
16757 | 61087 | IL | RFCWc | Cool | RFCWc_Cool_5A | 5
16758 | 61089 | IL | RFCWc | Cool | RFCWc_Cool_5A | 5
16759 | 61013 | IL | RFCWc | Cool | RFCWc_Cool_5A | 5
16760 | 61018 | IL | RFCWc | Cool | RFCWc_Cool_5A | 5
16761 | 61027 | IL | RFCWc | Cool | RFCWc_Cool_5A | 5
16762 | 61032 | IL | RFCWc | Cool | RFCWc_Cool_5A | 5
16763 | 61050 | IL | RFCWc | Cool | RFCWc_Cool_5A | 5
16764 | 61060 | IL | RFCWc | Cool | RFCWc_Cool_5A | 5
16765 | 61067 | IL | RFCWc | Cool | RFCWc_Cool_5A | 5
16766 | 61070 | IL | RFCWc | Cool | RFCWc_Cool_5A | 5
16767 | 61014 | IL | RFCWc | Cool | RFCWc_Cool_5A | 5
16768 | 61037 | IL | RFCWc | Cool | RFCWc_Cool_5A | 5
16769 | 61230 | IL | RFCWc | Cool | RFCWc_Cool_5A | 5
16770 | 61250 | IL | RFCWc | Cool | RFCWc_Cool_5A | 5
16771 | 61251 | IL | RFCWc | Cool | RFCWc_Cool_5A | 5
16772 | 61252 | IL | RFCWc | Cool | RFCWc_Cool_5A | 5
16773 | 61254 | IL | RFCWc | Cool | RFCWc_Cool_5A | 5
16774 | 61261 | IL | RFCWc | Cool | RFCWc_Cool_5A | 5
16775 | 61270 | IL | RFCWc | Cool | RFCWc_Cool_5A | 5
16776 | 61277 | IL | RFCWc | Cool | RFCWc_Cool_5A | 5
16777 | 61283 | IL | RFCWc | Cool | RFCWc_Cool_5A | 5
16778 | 61046 | IL | RFCWc | Cool | RFCWc_Cool_5A | 5
16779 | 61285 | IL | RFCWc | Cool | RFCWc_Cool_5A | 5
16780 | 61201 | IL | SRMWc | Cool | SRMWc_Cool_5A | 5
16781 | 61204 | IL | SRMWc | Cool | SRMWc_Cool_5A | 5
16782 | 61232 | IL | SRMWc | Cool | SRMWc_Cool_5A | 5
16783 | 61236 | IL | SRMWc | Cool | SRMWc_Cool_5A | 5
16784 | 61237 | IL | SRMWc | Cool | SRMWc_Cool_5A | 5
16785 | 61239 | IL | SRMWc | Cool | SRMWc_Cool_5A | 5
16786 | 61240 | IL | SRMWc | Cool | SRMWc_Cool_5A | 5
16787 | 61242 | IL | SRMWc | Cool | SRMWc_Cool_5A | 5
16788 | 61244 | IL | SRMWc | Cool | SRMWc_Cool_5A | 5
16789 | 61256 | IL | SRMWc | Cool | SRMWc_Cool_5A | 5
16790 | 61257 | IL | SRMWc | Cool | SRMWc_Cool_5A | 5
16791 | 61259 | IL | SRMWc | Cool | SRMWc_Cool_5A | 5
16792 | 61260 | IL | SRMWc | Cool | SRMWc_Cool_5A | 5
16793 | 61264 | IL | SRMWc | Cool | SRMWc_Cool_5A | 5
16794 | 61265 | IL | SRMWc | Cool | SRMWc_Cool_5A | 5
16795 | 61266 | IL | SRMWc | Cool | SRMWc_Cool_5A | 5
16796 | 61272 | IL | SRMWc | Cool | SRMWc_Cool_5A | 5
16797 | 61273 | IL | SRMWc | Cool | SRMWc_Cool_5A | 5
16798 | 61275 | IL | SRMWc | Cool | SRMWc_Cool_5A | 5
16799 | 61278 | IL | SRMWc | Cool | SRMWc_Cool_5A | 5
16800 | 61279 | IL | SRMWc | Cool | SRMWc_Cool_5A | 5
16801 | 61281 | IL | SRMWc | Cool | SRMWc_Cool_5A | 5
16802 | 61282 | IL | SRMWc | Cool | SRMWc_Cool_5A | 5
16803 | 61284 | IL | SRMWc | Cool | SRMWc_Cool_5A | 5
16804 | 61299 | IL | SRMWc | Cool | SRMWc_Cool_5A | 5
16805 | 61231 | IL | SRMWc | Cool | SRMWc_Cool_5A | 5
16806 | 61262 | IL | SRMWc | Cool | SRMWc_Cool_5A | 5
16807 | 61263 | IL | SRMWc | Cool | SRMWc_Cool_5A | 5
16808 | 61276 | IL | SRMWc | Cool | SRMWc_Cool_5A | 5
16809 | 61401 | IL | SRMWc | Cool | SRMWc_Cool_5A | 5
16810 | 61412 | IL | SRMWc | Cool | SRMWc_Cool_5A | 5
16811 | 61413 | IL | SRMWc | Cool | SRMWc_Cool_5A | 5
16812 | 61442 | IL | SRMWc | Cool | SRMWc_Cool_5A | 5
16813 | 61465 | IL | SRMWc | Cool | SRMWc_Cool_5A | 5
16814 | 61466 | IL | SRMWc | Cool | SRMWc_Cool_5A | 5
16815 | 61472 | IL | SRMWc | Cool | SRMWc_Cool_5A | 5
16816 | 61476 | IL | SRMWc | Cool | SRMWc_Cool_5A | 5
16817 | 61486 | IL | SRMWc | Cool | SRMWc_Cool_5A | 5
16818 | 61233 | IL | SRMWc | Cool | SRMWc_Cool_5A | 5
16819 | 61234 | IL | SRMWc | Cool | SRMWc_Cool_5A | 5
16820 | 61235 | IL | SRMWc | Cool | SRMWc_Cool_5A | 5
16821 | 61238 | IL | SRMWc | Cool | SRMWc_Cool_5A | 5
16822 | 61241 | IL | SRMWc | Cool | SRMWc_Cool_5A | 5
16823 | 61258 | IL | SRMWc | Cool | SRMWc_Cool_5A | 5
16824 | 61274 | IL | SRMWc | Cool | SRMWc_Cool_5A | 5
16825 | 61344 | IL | SRMWc | Cool | SRMWc_Cool_5A | 5
16826 | 61361 | IL | SRMWc | Cool | SRMWc_Cool_5A | 5
16827 | 61414 | IL | SRMWc | Cool | SRMWc_Cool_5A | 5
16828 | 61419 | IL | SRMWc | Cool | SRMWc_Cool_5A | 5
16829 | 61434 | IL | SRMWc | Cool | SRMWc_Cool_5A | 5
16830 | 61443 | IL | SRMWc | Cool | SRMWc_Cool_5A | 5
16831 | 61468 | IL | SRMWc | Cool | SRMWc_Cool_5A | 5
16832 | 61490 | IL | SRMWc | Cool | SRMWc_Cool_5A | 5
16833 | 61312 | IL | SRMWc | Cool | SRMWc_Cool_5A | 5
16834 | 61314 | IL | SRMWc | Cool | SRMWc_Cool_5A | 5
16835 | 61315 | IL | SRMWc | Cool | SRMWc_Cool_5A | 5
16836 | 61317 | IL | SRMWc | Cool | SRMWc_Cool_5A | 5
16837 | 61322 | IL | SRMWc | Cool | SRMWc_Cool_5A | 5
16838 | 61323 | IL | SRMWc | Cool | SRMWc_Cool_5A | 5
16839 | 61328 | IL | SRMWc | Cool | SRMWc_Cool_5A | 5
16840 | 61329 | IL | SRMWc | Cool | SRMWc_Cool_5A | 5
16841 | 61337 | IL | SRMWc | Cool | SRMWc_Cool_5A | 5
16842 | 61338 | IL | SRMWc | Cool | SRMWc_Cool_5A | 5
16843 | 61345 | IL | SRMWc | Cool | SRMWc_Cool_5A | 5
16844 | 61346 | IL | SRMWc | Cool | SRMWc_Cool_5A | 5
16845 | 61356 | IL | SRMWc | Cool | SRMWc_Cool_5A | 5
16846 | 61359 | IL | SRMWc | Cool | SRMWc_Cool_5A | 5
16847 | 61362 | IL | SRMWc | Cool | SRMWc_Cool_5A | 5
16848 | 61368 | IL | SRMWc | Cool | SRMWc_Cool_5A | 5
16849 | 61374 | IL | SRMWc | Cool | SRMWc_Cool_5A | 5
16850 | 61379 | IL | SRMWc | Cool | SRMWc_Cool_5A | 5
16851 | 61421 | IL | SRMWc | Cool | SRMWc_Cool_5A | 5
16852 | 61560 | IL | SRMWc | Cool | SRMWc_Cool_5A | 5
16853 | 61426 | IL | SRMWc | Cool | SRMWc_Cool_5A | 5
16854 | 61449 | IL | SRMWc | Cool | SRMWc_Cool_5A | 5
16855 | 61479 | IL | SRMWc | Cool | SRMWc_Cool_5A | 5
16856 | 61483 | IL | SRMWc | Cool | SRMWc_Cool_5A | 5
16857 | 61491 | IL | SRMWc | Cool | SRMWc_Cool_5A | 5
16858 | 61559 | IL | SRMWc | Cool | SRMWc_Cool_5A | 5
16859 | 61516 | IL | SRMWc | Cool | SRMWc_Cool_5A | 5
16860 | 61530 | IL | SRMWc | Cool | SRMWc_Cool_5A | 5
16861 | 61545 | IL | SRMWc | Cool | SRMWc_Cool_5A | 5
16862 | 61548 | IL | SRMWc | Cool | SRMWc_Cool_5A | 5
16863 | 61561 | IL | SRMWc | Cool | SRMWc_Cool_5A | 5
16864 | 61570 | IL | SRMWc | Cool | SRMWc_Cool_5A | 5
16865 | 61571 | IL | SRMWc | Cool | SRMWc_Cool_5A | 5
16866 | 61611 | IL | SRMWc | Cool | SRMWc_Cool_5A | 5
16867 | 61733 | IL | SRMWc | Cool | SRMWc_Cool_5A | 5
16868 | 61742 | IL | SRMWc | Cool | SRMWc_Cool_5A | 5
16869 | 61771 | IL | SRMWc | Cool | SRMWc_Cool_5A | 5
16870 | 61369 | IL | SRMWc | Cool | SRMWc_Cool_5A | 5
16871 | 61375 | IL | SRMWc | Cool | SRMWc_Cool_5A | 5
16872 | 61424 | IL | SRMWc | Cool | SRMWc_Cool_5A | 5
16873 | 61523 | IL | SRMWc | Cool | SRMWc_Cool_5A | 5
16874 | 61526 | IL | SRMWc | Cool | SRMWc_Cool_5A | 5
16875 | 61537 | IL | SRMWc | Cool | SRMWc_Cool_5A | 5
16876 | 61540 | IL | SRMWc | Cool | SRMWc_Cool_5A | 5
16877 | 61541 | IL | SRMWc | Cool | SRMWc_Cool_5A | 5
16878 | 61565 | IL | SRMWc | Cool | SRMWc_Cool_5A | 5
16879 | 61326 | IL | SRMWc | Cool | SRMWc_Cool_5A | 5
16880 | 61327 | IL | SRMWc | Cool | SRMWc_Cool_5A | 5
16881 | 61335 | IL | SRMWc | Cool | SRMWc_Cool_5A | 5
16882 | 61340 | IL | SRMWc | Cool | SRMWc_Cool_5A | 5
16883 | 61363 | IL | SRMWc | Cool | SRMWc_Cool_5A | 5
16884 | 61410 | IL | SRMWc | Cool | SRMWc_Cool_5A | 5
16885 | 61415 | IL | SRMWc | Cool | SRMWc_Cool_5A | 5
16886 | 61417 | IL | SRMWc | Cool | SRMWc_Cool_5A | 5
16887 | 61418 | IL | SRMWc | Cool | SRMWc_Cool_5A | 5
16888 | 61423 | IL | SRMWc | Cool | SRMWc_Cool_5A | 5
16889 | 61435 | IL | SRMWc | Cool | SRMWc_Cool_5A | 5
16890 | 61438 | IL | SRMWc | Cool | SRMWc_Cool_5A | 5
16891 | 61447 | IL | SRMWc | Cool | SRMWc_Cool_5A | 5
16892 | 61453 | IL | SRMWc | Cool | SRMWc_Cool_5A | 5
16893 | 61460 | IL | SRMWc | Cool | SRMWc_Cool_5A | 5
16894 | 61462 | IL | SRMWc | Cool | SRMWc_Cool_5A | 5
16895 | 61473 | IL | SRMWc | Cool | SRMWc_Cool_5A | 5
16896 | 61474 | IL | SRMWc | Cool | SRMWc_Cool_5A | 5
16897 | 61475 | IL | SRMWc | Cool | SRMWc_Cool_5A | 5
16898 | 61478 | IL | SRMWc | Cool | SRMWc_Cool_5A | 5
16899 | 61402 | IL | SRMWc | Cool | SRMWc_Cool_5A | 5
16900 | 61428 | IL | SRMWc | Cool | SRMWc_Cool_5A | 5
16901 | 61430 | IL | SRMWc | Cool | SRMWc_Cool_5A | 5
16902 | 61436 | IL | SRMWc | Cool | SRMWc_Cool_5A | 5
16903 | 61439 | IL | SRMWc | Cool | SRMWc_Cool_5A | 5
16904 | 61448 | IL | SRMWc | Cool | SRMWc_Cool_5A | 5
16905 | 61458 | IL | SRMWc | Cool | SRMWc_Cool_5A | 5
16906 | 61467 | IL | SRMWc | Cool | SRMWc_Cool_5A | 5
16907 | 61485 | IL | SRMWc | Cool | SRMWc_Cool_5A | 5
16908 | 61488 | IL | SRMWc | Cool | SRMWc_Cool_5A | 5
16909 | 61489 | IL | SRMWc | Cool | SRMWc_Cool_5A | 5
16910 | 61529 | IL | SRMWc | Cool | SRMWc_Cool_5A | 5
16911 | 61531 | IL | SRMWc | Cool | SRMWc_Cool_5A | 5
16912 | 61544 | IL | SRMWc | Cool | SRMWc_Cool_5A | 5
16913 | 61572 | IL | SRMWc | Cool | SRMWc_Cool_5A | 5
16914 | 61411 | IL | SRMWc | Cool | SRMWc_Cool_5A | 5
16915 | 61416 | IL | SRMWc | Cool | SRMWc_Cool_5A | 5
16916 | 61420 | IL | SRMWc | Cool | SRMWc_Cool_5A | 5
16917 | 61422 | IL | SRMWc | Cool | SRMWc_Cool_5A | 5
16918 | 61440 | IL | SRMWc | Cool | SRMWc_Cool_5A | 5
16919 | 61450 | IL | SRMWc | Cool | SRMWc_Cool_5A | 5
16920 | 61452 | IL | SRMWc | Cool | SRMWc_Cool_5A | 5
16921 | 61455 | IL | SRMWc | Cool | SRMWc_Cool_5A | 5
16922 | 61459 | IL | SRMWc | Cool | SRMWc_Cool_5A | 5
16923 | 61470 | IL | SRMWc | Cool | SRMWc_Cool_5A | 5
16924 | 61482 | IL | SRMWc | Cool | SRMWc_Cool_5A | 5
16925 | 61484 | IL | SRMWc | Cool | SRMWc_Cool_5A | 5
16926 | 62326 | IL | SRMWc | Cool | SRMWc_Cool_5A | 5
16927 | 62367 | IL | SRMWc | Cool | SRMWc_Cool_5A | 5
16928 | 62374 | IL | SRMWc | Cool | SRMWc_Cool_5A | 5
16929 | 61427 | IL | SRMWc | Cool | SRMWc_Cool_5A | 5
16930 | 61431 | IL | SRMWc | Cool | SRMWc_Cool_5A | 5
16931 | 61432 | IL | SRMWc | Cool | SRMWc_Cool_5A | 5
16932 | 61433 | IL | SRMWc | Cool | SRMWc_Cool_5A | 5
16933 | 61441 | IL | SRMWc | Cool | SRMWc_Cool_5A | 5
16934 | 61477 | IL | SRMWc | Cool | SRMWc_Cool_5A | 5
16935 | 61501 | IL | SRMWc | Cool | SRMWc_Cool_5A | 5
16936 | 61519 | IL | SRMWc | Cool | SRMWc_Cool_5A | 5
16937 | 61520 | IL | SRMWc | Cool | SRMWc_Cool_5A | 5
16938 | 61524 | IL | SRMWc | Cool | SRMWc_Cool_5A | 5
16939 | 61533 | IL | SRMWc | Cool | SRMWc_Cool_5A | 5
16940 | 61542 | IL | SRMWc | Cool | SRMWc_Cool_5A | 5
16941 | 61543 | IL | SRMWc | Cool | SRMWc_Cool_5A | 5
16942 | 61553 | IL | SRMWc | Cool | SRMWc_Cool_5A | 5
16943 | 61563 | IL | SRMWc | Cool | SRMWc_Cool_5A | 5
16944 | 61569 | IL | SRMWc | Cool | SRMWc_Cool_5A | 5
16945 | 62644 | IL | SRMWc | Cool | SRMWc_Cool_5A | 5
16946 | 61425 | IL | SRMWc | Cool | SRMWc_Cool_5A | 5
16947 | 61437 | IL | SRMWc | Cool | SRMWc_Cool_5A | 5
16948 | 61454 | IL | SRMWc | Cool | SRMWc_Cool_5A | 5
16949 | 61469 | IL | SRMWc | Cool | SRMWc_Cool_5A | 5
16950 | 61471 | IL | SRMWc | Cool | SRMWc_Cool_5A | 5
16951 | 61480 | IL | SRMWc | Cool | SRMWc_Cool_5A | 5
16952 | 62330 | IL | SRMWc | Cool | SRMWc_Cool_5A | 5
16953 | 62311 | IL | SRMWc | Cool | SRMWc_Cool_5A | 5
16954 | 62313 | IL | SRMWc | Cool | SRMWc_Cool_5A | 5
16955 | 62316 | IL | SRMWc | Cool | SRMWc_Cool_5A | 5
16956 | 62321 | IL | SRMWc | Cool | SRMWc_Cool_5A | 5
16957 | 62329 | IL | SRMWc | Cool | SRMWc_Cool_5A | 5
16958 | 62334 | IL | SRMWc | Cool | SRMWc_Cool_5A | 5
16959 | 62336 | IL | SRMWc | Cool | SRMWc_Cool_5A | 5
16960 | 62341 | IL | SRMWc | Cool | SRMWc_Cool_5A | 5
16961 | 62346 | IL | SRMWc | Cool | SRMWc_Cool_5A | 5
16962 | 62349 | IL | SRMWc | Cool | SRMWc_Cool_5A | 5
16963 | 62351 | IL | SRMWc | Cool | SRMWc_Cool_5A | 5
16964 | 62354 | IL | SRMWc | Cool | SRMWc_Cool_5A | 5
16965 | 62358 | IL | SRMWc | Cool | SRMWc_Cool_5A | 5
16966 | 62373 | IL | SRMWc | Cool | SRMWc_Cool_5A | 5
16967 | 62379 | IL | SRMWc | Cool | SRMWc_Cool_5A | 5
16968 | 62380 | IL | SRMWc | Cool | SRMWc_Cool_5A | 5
16969 | 62319 | IL | SRMWc | Cool | SRMWc_Cool_5A | 5
16970 | 62344 | IL | SRMWc | Cool | SRMWc_Cool_5A | 5
16971 | 62618 | IL | SRMWc | Cool | SRMWc_Cool_5A | 5
16972 | 62624 | IL | SRMWc | Cool | SRMWc_Cool_5A | 5
16973 | 62639 | IL | SRMWc | Cool | SRMWc_Cool_5A | 5
16974 | 62681 | IL | SRMWc | Cool | SRMWc_Cool_5A | 5
16975 | 61451 | IL | SRMWc | Cool | SRMWc_Cool_5A | 5
16976 | 61517 | IL | SRMWc | Cool | SRMWc_Cool_5A | 5
16977 | 61525 | IL | SRMWc | Cool | SRMWc_Cool_5A | 5
16978 | 61528 | IL | SRMWc | Cool | SRMWc_Cool_5A | 5
16979 | 61536 | IL | SRMWc | Cool | SRMWc_Cool_5A | 5
16980 | 61539 | IL | SRMWc | Cool | SRMWc_Cool_5A | 5
16981 | 61547 | IL | SRMWc | Cool | SRMWc_Cool_5A | 5
16982 | 61552 | IL | SRMWc | Cool | SRMWc_Cool_5A | 5
16983 | 61562 | IL | SRMWc | Cool | SRMWc_Cool_5A | 5
16984 | 61601 | IL | SRMWc | Cool | SRMWc_Cool_5A | 5
16985 | 61602 | IL | SRMWc | Cool | SRMWc_Cool_5A | 5
16986 | 61603 | IL | SRMWc | Cool | SRMWc_Cool_5A | 5
16987 | 61604 | IL | SRMWc | Cool | SRMWc_Cool_5A | 5
16988 | 61605 | IL | SRMWc | Cool | SRMWc_Cool_5A | 5
16989 | 61606 | IL | SRMWc | Cool | SRMWc_Cool_5A | 5
16990 | 61607 | IL | SRMWc | Cool | SRMWc_Cool_5A | 5
16991 | 61612 | IL | SRMWc | Cool | SRMWc_Cool_5A | 5
16992 | 61613 | IL | SRMWc | Cool | SRMWc_Cool_5A | 5
16993 | 61614 | IL | SRMWc | Cool | SRMWc_Cool_5A | 5
16994 | 61615 | IL | SRMWc | Cool | SRMWc_Cool_5A | 5
16995 | 61616 | IL | SRMWc | Cool | SRMWc_Cool_5A | 5
16996 | 61625 | IL | SRMWc | Cool | SRMWc_Cool_5A | 5
16997 | 61629 | IL | SRMWc | Cool | SRMWc_Cool_5A | 5
16998 | 61630 | IL | SRMWc | Cool | SRMWc_Cool_5A | 5
16999 | 61633 | IL | SRMWc | Cool | SRMWc_Cool_5A | 5
17000 | 61634 | IL | SRMWc | Cool | SRMWc_Cool_5A | 5
17001 | 61636 | IL | SRMWc | Cool | SRMWc_Cool_5A | 5
17002 | 61637 | IL | SRMWc | Cool | SRMWc_Cool_5A | 5
17003 | 61638 | IL | SRMWc | Cool | SRMWc_Cool_5A | 5
17004 | 61639 | IL | SRMWc | Cool | SRMWc_Cool_5A | 5
17005 | 61641 | IL | SRMWc | Cool | SRMWc_Cool_5A | 5
17006 | 61643 | IL | SRMWc | Cool | SRMWc_Cool_5A | 5
17007 | 61651 | IL | SRMWc | Cool | SRMWc_Cool_5A | 5
17008 | 61652 | IL | SRMWc | Cool | SRMWc_Cool_5A | 5
17009 | 61653 | IL | SRMWc | Cool | SRMWc_Cool_5A | 5
17010 | 61654 | IL | SRMWc | Cool | SRMWc_Cool_5A | 5
17011 | 61655 | IL | SRMWc | Cool | SRMWc_Cool_5A | 5
17012 | 61656 | IL | SRMWc | Cool | SRMWc_Cool_5A | 5
17013 | 61534 | IL | SRMWc | Cool | SRMWc_Cool_5A | 5
17014 | 61535 | IL | SRMWc | Cool | SRMWc_Cool_5A | 5
17015 | 61546 | IL | SRMWc | Cool | SRMWc_Cool_5A | 5
17016 | 61550 | IL | SRMWc | Cool | SRMWc_Cool_5A | 5
17017 | 61554 | IL | SRMWc | Cool | SRMWc_Cool_5A | 5
17018 | 61555 | IL | SRMWc | Cool | SRMWc_Cool_5A | 5
17019 | 61558 | IL | SRMWc | Cool | SRMWc_Cool_5A | 5
17020 | 61564 | IL | SRMWc | Cool | SRMWc_Cool_5A | 5
17021 | 61568 | IL | SRMWc | Cool | SRMWc_Cool_5A | 5
17022 | 61610 | IL | SRMWc | Cool | SRMWc_Cool_5A | 5
17023 | 61635 | IL | SRMWc | Cool | SRMWc_Cool_5A | 5
17024 | 61721 | IL | SRMWc | Cool | SRMWc_Cool_5A | 5
17025 | 61734 | IL | SRMWc | Cool | SRMWc_Cool_5A | 5
17026 | 61747 | IL | SRMWc | Cool | SRMWc_Cool_5A | 5
17027 | 62635 | IL | SRMWc | Cool | SRMWc_Cool_5A | 5
17028 | 62682 | IL | SRMWc | Cool | SRMWc_Cool_5A | 5
17029 | 61532 | IL | SRMWc | Cool | SRMWc_Cool_5A | 5
17030 | 61567 | IL | SRMWc | Cool | SRMWc_Cool_5A | 5
17031 | 62617 | IL | SRMWc | Cool | SRMWc_Cool_5A | 5
17032 | 62627 | IL | SRMWc | Cool | SRMWc_Cool_5A | 5
17033 | 62633 | IL | SRMWc | Cool | SRMWc_Cool_5A | 5
17034 | 62655 | IL | SRMWc | Cool | SRMWc_Cool_5A | 5
17035 | 62664 | IL | SRMWc | Cool | SRMWc_Cool_5A | 5
17036 | 62671 | IL | SRMWc | Cool | SRMWc_Cool_5A | 5
17037 | 61749 | IL | SRMWc | Cool | SRMWc_Cool_5A | 5
17038 | 61751 | IL | SRMWc | Cool | SRMWc_Cool_5A | 5
17039 | 62512 | IL | SRMWc | Cool | SRMWc_Cool_5A | 5
17040 | 62518 | IL | SRMWc | Cool | SRMWc_Cool_5A | 5
17041 | 62519 | IL | SRMWc | Cool | SRMWc_Cool_5A | 5
17042 | 62541 | IL | SRMWc | Cool | SRMWc_Cool_5A | 5
17043 | 62543 | IL | SRMWc | Cool | SRMWc_Cool_5A | 5
17044 | 62548 | IL | SRMWc | Cool | SRMWc_Cool_5A | 5
17045 | 62613 | IL | SRMWc | Cool | SRMWc_Cool_5A | 5
17046 | 62634 | IL | SRMWc | Cool | SRMWc_Cool_5A | 5
17047 | 62643 | IL | SRMWc | Cool | SRMWc_Cool_5A | 5
17048 | 62656 | IL | SRMWc | Cool | SRMWc_Cool_5A | 5
17049 | 62666 | IL | SRMWc | Cool | SRMWc_Cool_5A | 5
17050 | 62693 | IL | SRMWc | Cool | SRMWc_Cool_5A | 5
17051 | 61727 | IL | SRMWc | Cool | SRMWc_Cool_5A | 5
17052 | 61735 | IL | SRMWc | Cool | SRMWc_Cool_5A | 5
17053 | 61750 | IL | SRMWc | Cool | SRMWc_Cool_5A | 5
17054 | 61756 | IL | SRMWc | Cool | SRMWc_Cool_5A | 5
17055 | 61777 | IL | SRMWc | Cool | SRMWc_Cool_5A | 5
17056 | 61778 | IL | SRMWc | Cool | SRMWc_Cool_5A | 5
17057 | 61839 | IL | SRMWc | Cool | SRMWc_Cool_5A | 5
17058 | 61882 | IL | SRMWc | Cool | SRMWc_Cool_5A | 5
17059 | 62501 | IL | SRMWc | Cool | SRMWc_Cool_5A | 5
17060 | 61818 | IL | SRMWc | Cool | SRMWc_Cool_5A | 5
17061 | 61830 | IL | SRMWc | Cool | SRMWc_Cool_5A | 5
17062 | 61914 | IL | SRMWc | Cool | SRMWc_Cool_5A | 5
17063 | 61925 | IL | SRMWc | Cool | SRMWc_Cool_5A | 5
17064 | 61937 | IL | SRMWc | Cool | SRMWc_Cool_5A | 5
17065 | 62513 | IL | SRMWc | Cool | SRMWc_Cool_5A | 5
17066 | 62514 | IL | SRMWc | Cool | SRMWc_Cool_5A | 5
17067 | 62521 | IL | SRMWc | Cool | SRMWc_Cool_5A | 5
17068 | 62522 | IL | SRMWc | Cool | SRMWc_Cool_5A | 5
17069 | 62523 | IL | SRMWc | Cool | SRMWc_Cool_5A | 5
17070 | 62524 | IL | SRMWc | Cool | SRMWc_Cool_5A | 5
17071 | 62525 | IL | SRMWc | Cool | SRMWc_Cool_5A | 5
17072 | 62526 | IL | SRMWc | Cool | SRMWc_Cool_5A | 5
17073 | 62532 | IL | SRMWc | Cool | SRMWc_Cool_5A | 5
17074 | 62535 | IL | SRMWc | Cool | SRMWc_Cool_5A | 5
17075 | 62537 | IL | SRMWc | Cool | SRMWc_Cool_5A | 5
17076 | 62539 | IL | SRMWc | Cool | SRMWc_Cool_5A | 5
17077 | 62544 | IL | SRMWc | Cool | SRMWc_Cool_5A | 5
17078 | 62547 | IL | SRMWc | Cool | SRMWc_Cool_5A | 5
17079 | 62549 | IL | SRMWc | Cool | SRMWc_Cool_5A | 5
17080 | 62550 | IL | SRMWc | Cool | SRMWc_Cool_5A | 5
17081 | 62551 | IL | SRMWc | Cool | SRMWc_Cool_5A | 5
17082 | 62554 | IL | SRMWc | Cool | SRMWc_Cool_5A | 5
17083 | 62573 | IL | SRMWc | Cool | SRMWc_Cool_5A | 5
17084 | 61917 | IL | SRMWc | Cool | SRMWc_Cool_5A | 5
17085 | 61924 | IL | SRMWc | Cool | SRMWc_Cool_5A | 5
17086 | 61932 | IL | SRMWc | Cool | SRMWc_Cool_5A | 5
17087 | 61933 | IL | SRMWc | Cool | SRMWc_Cool_5A | 5
17088 | 61940 | IL | SRMWc | Cool | SRMWc_Cool_5A | 5
17089 | 61942 | IL | SRMWc | Cool | SRMWc_Cool_5A | 5
17090 | 61943 | IL | SRMWc | Cool | SRMWc_Cool_5A | 5
17091 | 61944 | IL | SRMWc | Cool | SRMWc_Cool_5A | 5
17092 | 61949 | IL | SRMWc | Cool | SRMWc_Cool_5A | 5
17093 | 61955 | IL | SRMWc | Cool | SRMWc_Cool_5A | 5
17094 | 62423 | IL | SRMWc | Cool | SRMWc_Cool_5A | 5
17095 | 62441 | IL | SRMWc | Cool | SRMWc_Cool_5A | 5
17096 | 61910 | IL | SRMWc | Cool | SRMWc_Cool_5A | 5
17097 | 61911 | IL | SRMWc | Cool | SRMWc_Cool_5A | 5
17098 | 61913 | IL | SRMWc | Cool | SRMWc_Cool_5A | 5
17099 | 61919 | IL | SRMWc | Cool | SRMWc_Cool_5A | 5
17100 | 61930 | IL | SRMWc | Cool | SRMWc_Cool_5A | 5
17101 | 61941 | IL | SRMWc | Cool | SRMWc_Cool_5A | 5
17102 | 61813 | IL | SRMWc | Cool | SRMWc_Cool_5A | 5
17103 | 61855 | IL | SRMWc | Cool | SRMWc_Cool_5A | 5
17104 | 61929 | IL | SRMWc | Cool | SRMWc_Cool_5A | 5
17105 | 61936 | IL | SRMWc | Cool | SRMWc_Cool_5A | 5
17106 | 61912 | IL | SRMWc | Cool | SRMWc_Cool_5A | 5
17107 | 61920 | IL | SRMWc | Cool | SRMWc_Cool_5A | 5
17108 | 61928 | IL | SRMWc | Cool | SRMWc_Cool_5A | 5
17109 | 61931 | IL | SRMWc | Cool | SRMWc_Cool_5A | 5
17110 | 61938 | IL | SRMWc | Cool | SRMWc_Cool_5A | 5
17111 | 61951 | IL | SRMWc | Cool | SRMWc_Cool_5A | 5
17112 | 62420 | IL | SRMWc | Cool | SRMWc_Cool_5A | 5
17113 | 62440 | IL | SRMWc | Cool | SRMWc_Cool_5A | 5
17114 | 62447 | IL | SRMWc | Cool | SRMWc_Cool_5A | 5
17115 | 62469 | IL | SRMWc | Cool | SRMWc_Cool_5A | 5
17116 | 62474 | IL | SRMWc | Cool | SRMWc_Cool_5A | 5
17117 | 61957 | IL | SRMWc | Cool | SRMWc_Cool_5A | 5
17118 | 62413 | IL | SRMWc | Cool | SRMWc_Cool_5A | 5
17119 | 62442 | IL | SRMWc | Cool | SRMWc_Cool_5A | 5
17120 | 62449 | IL | SRMWc | Cool | SRMWc_Cool_5A | 5
17121 | 62477 | IL | SRMWc | Cool | SRMWc_Cool_5A | 5
17122 | 62478 | IL | SRMWc | Cool | SRMWc_Cool_5A | 5
17123 | 62481 | IL | SRMWc | Cool | SRMWc_Cool_5A | 5
17124 | 62428 | IL | SRMWc | Cool | SRMWc_Cool_5A | 5
17125 | 62432 | IL | SRMWc | Cool | SRMWc_Cool_5A | 5
17126 | 62436 | IL | SRMWc | Cool | SRMWc_Cool_5A | 5
17127 | 62445 | IL | SRMWc | Cool | SRMWc_Cool_5A | 5
17128 | 62467 | IL | SRMWc | Cool | SRMWc_Cool_5A | 5
17129 | 62468 | IL | SRMWc | Cool | SRMWc_Cool_5A | 5
17130 | 62006 | IL | SRMWc | Cool | SRMWc_Cool_5A | 5
17131 | 62013 | IL | SRMWc | Cool | SRMWc_Cool_5A | 5
17132 | 62036 | IL | SRMWc | Cool | SRMWc_Cool_5A | 5
17133 | 62045 | IL | SRMWc | Cool | SRMWc_Cool_5A | 5
17134 | 62047 | IL | SRMWc | Cool | SRMWc_Cool_5A | 5
17135 | 62053 | IL | SRMWc | Cool | SRMWc_Cool_5A | 5
17136 | 62065 | IL | SRMWc | Cool | SRMWc_Cool_5A | 5
17137 | 62070 | IL | SRMWc | Cool | SRMWc_Cool_5A | 5
17138 | 62355 | IL | SRMWc | Cool | SRMWc_Cool_5A | 5
17139 | 62366 | IL | SRMWc | Cool | SRMWc_Cool_5A | 5
17140 | 62022 | IL | SRMWc | Cool | SRMWc_Cool_5A | 5
17141 | 62028 | IL | SRMWc | Cool | SRMWc_Cool_5A | 5
17142 | 62030 | IL | SRMWc | Cool | SRMWc_Cool_5A | 5
17143 | 62031 | IL | SRMWc | Cool | SRMWc_Cool_5A | 5
17144 | 62037 | IL | SRMWc | Cool | SRMWc_Cool_5A | 5
17145 | 62054 | IL | SRMWc | Cool | SRMWc_Cool_5A | 5
17146 | 62016 | IL | SRMWc | Cool | SRMWc_Cool_5A | 5
17147 | 62027 | IL | SRMWc | Cool | SRMWc_Cool_5A | 5
17148 | 62050 | IL | SRMWc | Cool | SRMWc_Cool_5A | 5
17149 | 62078 | IL | SRMWc | Cool | SRMWc_Cool_5A | 5
17150 | 62081 | IL | SRMWc | Cool | SRMWc_Cool_5A | 5
17151 | 62092 | IL | SRMWc | Cool | SRMWc_Cool_5A | 5
17152 | 62098 | IL | SRMWc | Cool | SRMWc_Cool_5A | 5
17153 | 62694 | IL | SRMWc | Cool | SRMWc_Cool_5A | 5
17154 | 62601 | IL | SRMWc | Cool | SRMWc_Cool_5A | 5
17155 | 62611 | IL | SRMWc | Cool | SRMWc_Cool_5A | 5
17156 | 62612 | IL | SRMWc | Cool | SRMWc_Cool_5A | 5
17157 | 62621 | IL | SRMWc | Cool | SRMWc_Cool_5A | 5
17158 | 62628 | IL | SRMWc | Cool | SRMWc_Cool_5A | 5
17159 | 62631 | IL | SRMWc | Cool | SRMWc_Cool_5A | 5
17160 | 62650 | IL | SRMWc | Cool | SRMWc_Cool_5A | 5
17161 | 62651 | IL | SRMWc | Cool | SRMWc_Cool_5A | 5
17162 | 62660 | IL | SRMWc | Cool | SRMWc_Cool_5A | 5
17163 | 62665 | IL | SRMWc | Cool | SRMWc_Cool_5A | 5
17164 | 62670 | IL | SRMWc | Cool | SRMWc_Cool_5A | 5
17165 | 62677 | IL | SRMWc | Cool | SRMWc_Cool_5A | 5
17166 | 62695 | IL | SRMWc | Cool | SRMWc_Cool_5A | 5
17167 | 62363 | IL | SRMWc | Cool | SRMWc_Cool_5A | 5
17168 | 62610 | IL | SRMWc | Cool | SRMWc_Cool_5A | 5
17169 | 62663 | IL | SRMWc | Cool | SRMWc_Cool_5A | 5
17170 | 62301 | IL | SRMWc | Cool | SRMWc_Cool_5A | 5
17171 | 62305 | IL | SRMWc | Cool | SRMWc_Cool_5A | 5
17172 | 62306 | IL | SRMWc | Cool | SRMWc_Cool_5A | 5
17173 | 62312 | IL | SRMWc | Cool | SRMWc_Cool_5A | 5
17174 | 62314 | IL | SRMWc | Cool | SRMWc_Cool_5A | 5
17175 | 62320 | IL | SRMWc | Cool | SRMWc_Cool_5A | 5
17176 | 62324 | IL | SRMWc | Cool | SRMWc_Cool_5A | 5
17177 | 62325 | IL | SRMWc | Cool | SRMWc_Cool_5A | 5
17178 | 62338 | IL | SRMWc | Cool | SRMWc_Cool_5A | 5
17179 | 62339 | IL | SRMWc | Cool | SRMWc_Cool_5A | 5
17180 | 62343 | IL | SRMWc | Cool | SRMWc_Cool_5A | 5
17181 | 62347 | IL | SRMWc | Cool | SRMWc_Cool_5A | 5
17182 | 62348 | IL | SRMWc | Cool | SRMWc_Cool_5A | 5
17183 | 62359 | IL | SRMWc | Cool | SRMWc_Cool_5A | 5
17184 | 62360 | IL | SRMWc | Cool | SRMWc_Cool_5A | 5
17185 | 62365 | IL | SRMWc | Cool | SRMWc_Cool_5A | 5
17186 | 62376 | IL | SRMWc | Cool | SRMWc_Cool_5A | 5
17187 | 62323 | IL | SRMWc | Cool | SRMWc_Cool_5A | 5
17188 | 62340 | IL | SRMWc | Cool | SRMWc_Cool_5A | 5
17189 | 62345 | IL | SRMWc | Cool | SRMWc_Cool_5A | 5
17190 | 62352 | IL | SRMWc | Cool | SRMWc_Cool_5A | 5
17191 | 62356 | IL | SRMWc | Cool | SRMWc_Cool_5A | 5
17192 | 62357 | IL | SRMWc | Cool | SRMWc_Cool_5A | 5
17193 | 62361 | IL | SRMWc | Cool | SRMWc_Cool_5A | 5
17194 | 62362 | IL | SRMWc | Cool | SRMWc_Cool_5A | 5
17195 | 62370 | IL | SRMWc | Cool | SRMWc_Cool_5A | 5
17196 | 62353 | IL | SRMWc | Cool | SRMWc_Cool_5A | 5
17197 | 62375 | IL | SRMWc | Cool | SRMWc_Cool_5A | 5
17198 | 62378 | IL | SRMWc | Cool | SRMWc_Cool_5A | 5
17199 | 62515 | IL | SRMWc | Cool | SRMWc_Cool_5A | 5
17200 | 62520 | IL | SRMWc | Cool | SRMWc_Cool_5A | 5
17201 | 62530 | IL | SRMWc | Cool | SRMWc_Cool_5A | 5
17202 | 62536 | IL | SRMWc | Cool | SRMWc_Cool_5A | 5
17203 | 62561 | IL | SRMWc | Cool | SRMWc_Cool_5A | 5
17204 | 62615 | IL | SRMWc | Cool | SRMWc_Cool_5A | 5
17205 | 62625 | IL | SRMWc | Cool | SRMWc_Cool_5A | 5
17206 | 62629 | IL | SRMWc | Cool | SRMWc_Cool_5A | 5
17207 | 62661 | IL | SRMWc | Cool | SRMWc_Cool_5A | 5
17208 | 62662 | IL | SRMWc | Cool | SRMWc_Cool_5A | 5
17209 | 62684 | IL | SRMWc | Cool | SRMWc_Cool_5A | 5
17210 | 62689 | IL | SRMWc | Cool | SRMWc_Cool_5A | 5
17211 | 62701 | IL | SRMWc | Cool | SRMWc_Cool_5A | 5
17212 | 62702 | IL | SRMWc | Cool | SRMWc_Cool_5A | 5
17213 | 62703 | IL | SRMWc | Cool | SRMWc_Cool_5A | 5
17214 | 62704 | IL | SRMWc | Cool | SRMWc_Cool_5A | 5
17215 | 62705 | IL | SRMWc | Cool | SRMWc_Cool_5A | 5
17216 | 62706 | IL | SRMWc | Cool | SRMWc_Cool_5A | 5
17217 | 62707 | IL | SRMWc | Cool | SRMWc_Cool_5A | 5
17218 | 62708 | IL | SRMWc | Cool | SRMWc_Cool_5A | 5
17219 | 62711 | IL | SRMWc | Cool | SRMWc_Cool_5A | 5
17220 | 62712 | IL | SRMWc | Cool | SRMWc_Cool_5A | 5
17221 | 62715 | IL | SRMWc | Cool | SRMWc_Cool_5A | 5
17222 | 62716 | IL | SRMWc | Cool | SRMWc_Cool_5A | 5
17223 | 62719 | IL | SRMWc | Cool | SRMWc_Cool_5A | 5
17224 | 62722 | IL | SRMWc | Cool | SRMWc_Cool_5A | 5
17225 | 62723 | IL | SRMWc | Cool | SRMWc_Cool_5A | 5
17226 | 62726 | IL | SRMWc | Cool | SRMWc_Cool_5A | 5
17227 | 62736 | IL | SRMWc | Cool | SRMWc_Cool_5A | 5
17228 | 62739 | IL | SRMWc | Cool | SRMWc_Cool_5A | 5
17229 | 62756 | IL | SRMWc | Cool | SRMWc_Cool_5A | 5
17230 | 62757 | IL | SRMWc | Cool | SRMWc_Cool_5A | 5
17231 | 62762 | IL | SRMWc | Cool | SRMWc_Cool_5A | 5
17232 | 62763 | IL | SRMWc | Cool | SRMWc_Cool_5A | 5
17233 | 62764 | IL | SRMWc | Cool | SRMWc_Cool_5A | 5
17234 | 62765 | IL | SRMWc | Cool | SRMWc_Cool_5A | 5
17235 | 62766 | IL | SRMWc | Cool | SRMWc_Cool_5A | 5
17236 | 62767 | IL | SRMWc | Cool | SRMWc_Cool_5A | 5
17237 | 62769 | IL | SRMWc | Cool | SRMWc_Cool_5A | 5
17238 | 62776 | IL | SRMWc | Cool | SRMWc_Cool_5A | 5
17239 | 62781 | IL | SRMWc | Cool | SRMWc_Cool_5A | 5
17240 | 62791 | IL | SRMWc | Cool | SRMWc_Cool_5A | 5
17241 | 62796 | IL | SRMWc | Cool | SRMWc_Cool_5A | 5
17242 | 62622 | IL | SRMWc | Cool | SRMWc_Cool_5A | 5
17243 | 62673 | IL | SRMWc | Cool | SRMWc_Cool_5A | 5
17244 | 62675 | IL | SRMWc | Cool | SRMWc_Cool_5A | 5
17245 | 62691 | IL | SRMWc | Cool | SRMWc_Cool_5A | 5
17246 | 62642 | IL | SRMWc | Cool | SRMWc_Cool_5A | 5
17247 | 62659 | IL | SRMWc | Cool | SRMWc_Cool_5A | 5
17248 | 62688 | IL | SRMWc | Cool | SRMWc_Cool_5A | 5
17249 | 63330 | MO | SRMWc | Cool | SRMWc_Cool_5A | 5
17250 | 63334 | MO | SRMWc | Cool | SRMWc_Cool_5A | 5
17251 | 63336 | MO | SRMWc | Cool | SRMWc_Cool_5A | 5
17252 | 63339 | MO | SRMWc | Cool | SRMWc_Cool_5A | 5
17253 | 63343 | MO | SRMWc | Cool | SRMWc_Cool_5A | 5
17254 | 63344 | MO | SRMWc | Cool | SRMWc_Cool_5A | 5
17255 | 63353 | MO | SRMWc | Cool | SRMWc_Cool_5A | 5
17256 | 63359 | MO | SRMWc | Cool | SRMWc_Cool_5A | 5
17257 | 63382 | MO | SRMWc | Cool | SRMWc_Cool_5A | 5
17258 | 63433 | MO | SRMWc | Cool | SRMWc_Cool_5A | 5
17259 | 63441 | MO | SRMWc | Cool | SRMWc_Cool_5A | 5
17260 | 63459 | MO | SRMWc | Cool | SRMWc_Cool_5A | 5
17261 | 63401 | MO | SRMWc | Cool | SRMWc_Cool_5A | 5
17262 | 63436 | MO | SRMWc | Cool | SRMWc_Cool_5A | 5
17263 | 63456 | MO | SRMWc | Cool | SRMWc_Cool_5A | 5
17264 | 63461 | MO | SRMWc | Cool | SRMWc_Cool_5A | 5
17265 | 63462 | MO | SRMWc | Cool | SRMWc_Cool_5A | 5
17266 | 63467 | MO | SRMWc | Cool | SRMWc_Cool_5A | 5
17267 | 63438 | MO | SRMWc | Cool | SRMWc_Cool_5A | 5
17268 | 63439 | MO | SRMWc | Cool | SRMWc_Cool_5A | 5
17269 | 63440 | MO | SRMWc | Cool | SRMWc_Cool_5A | 5
17270 | 63443 | MO | SRMWc | Cool | SRMWc_Cool_5A | 5
17271 | 63454 | MO | SRMWc | Cool | SRMWc_Cool_5A | 5
17272 | 63463 | MO | SRMWc | Cool | SRMWc_Cool_5A | 5
17273 | 63471 | MO | SRMWc | Cool | SRMWc_Cool_5A | 5
17274 | 63430 | MO | SRMWc | Cool | SRMWc_Cool_5A | 5
17275 | 63432 | MO | SRMWc | Cool | SRMWc_Cool_5A | 5
17276 | 63435 | MO | SRMWc | Cool | SRMWc_Cool_5A | 5
17277 | 63445 | MO | SRMWc | Cool | SRMWc_Cool_5A | 5
17278 | 63453 | MO | SRMWc | Cool | SRMWc_Cool_5A | 5
17279 | 63465 | MO | SRMWc | Cool | SRMWc_Cool_5A | 5
17280 | 63466 | MO | SRMWc | Cool | SRMWc_Cool_5A | 5
17281 | 63472 | MO | SRMWc | Cool | SRMWc_Cool_5A | 5
17282 | 63474 | MO | SRMWc | Cool | SRMWc_Cool_5A | 5
17283 | 63431 | MO | SRMWc | Cool | SRMWc_Cool_5A | 5
17284 | 63437 | MO | SRMWc | Cool | SRMWc_Cool_5A | 5
17285 | 63451 | MO | SRMWc | Cool | SRMWc_Cool_5A | 5
17286 | 63530 | MO | SRMWc | Cool | SRMWc_Cool_5A | 5
17287 | 63532 | MO | SRMWc | Cool | SRMWc_Cool_5A | 5
17288 | 63534 | MO | SRMWc | Cool | SRMWc_Cool_5A | 5
17289 | 63538 | MO | SRMWc | Cool | SRMWc_Cool_5A | 5
17290 | 63539 | MO | SRMWc | Cool | SRMWc_Cool_5A | 5
17291 | 63549 | MO | SRMWc | Cool | SRMWc_Cool_5A | 5
17292 | 63552 | MO | SRMWc | Cool | SRMWc_Cool_5A | 5
17293 | 63557 | MO | SRMWc | Cool | SRMWc_Cool_5A | 5
17294 | 63558 | MO | SRMWc | Cool | SRMWc_Cool_5A | 5
17295 | 64631 | MO | SRMWc | Cool | SRMWc_Cool_5A | 5
17296 | 64658 | MO | SRMWc | Cool | SRMWc_Cool_5A | 5
17297 | 65247 | MO | SRMWc | Cool | SRMWc_Cool_5A | 5
17298 | 65260 | MO | SRMWc | Cool | SRMWc_Cool_5A | 5
17299 | 63442 | MO | SRMWc | Cool | SRMWc_Cool_5A | 5
17300 | 63543 | MO | SRMWc | Cool | SRMWc_Cool_5A | 5
17301 | 63555 | MO | SRMWc | Cool | SRMWc_Cool_5A | 5
17302 | 63563 | MO | SRMWc | Cool | SRMWc_Cool_5A | 5
17303 | 63434 | MO | SRMWc | Cool | SRMWc_Cool_5A | 5
17304 | 63450 | MO | SRMWc | Cool | SRMWc_Cool_5A | 5
17305 | 63468 | MO | SRMWc | Cool | SRMWc_Cool_5A | 5
17306 | 63469 | MO | SRMWc | Cool | SRMWc_Cool_5A | 5
17307 | 63446 | MO | SRMWc | Cool | SRMWc_Cool_5A | 5
17308 | 63447 | MO | SRMWc | Cool | SRMWc_Cool_5A | 5
17309 | 63448 | MO | SRMWc | Cool | SRMWc_Cool_5A | 5
17310 | 63452 | MO | SRMWc | Cool | SRMWc_Cool_5A | 5
17311 | 63457 | MO | SRMWc | Cool | SRMWc_Cool_5A | 5
17312 | 63473 | MO | SRMWc | Cool | SRMWc_Cool_5A | 5
17313 | 63458 | MO | SRMWc | Cool | SRMWc_Cool_5A | 5
17314 | 63460 | MO | SRMWc | Cool | SRMWc_Cool_5A | 5
17315 | 63531 | MO | SRMWc | Cool | SRMWc_Cool_5A | 5
17316 | 63533 | MO | SRMWc | Cool | SRMWc_Cool_5A | 5
17317 | 63537 | MO | SRMWc | Cool | SRMWc_Cool_5A | 5
17318 | 63547 | MO | SRMWc | Cool | SRMWc_Cool_5A | 5
17319 | 63501 | MO | SRMWc | Cool | SRMWc_Cool_5A | 5
17320 | 63540 | MO | SRMWc | Cool | SRMWc_Cool_5A | 5
17321 | 63544 | MO | SRMWc | Cool | SRMWc_Cool_5A | 5
17322 | 63546 | MO | SRMWc | Cool | SRMWc_Cool_5A | 5
17323 | 63559 | MO | SRMWc | Cool | SRMWc_Cool_5A | 5
17324 | 63535 | MO | SRMWc | Cool | SRMWc_Cool_5A | 5
17325 | 63536 | MO | SRMWc | Cool | SRMWc_Cool_5A | 5
17326 | 63541 | MO | SRMWc | Cool | SRMWc_Cool_5A | 5
17327 | 63548 | MO | SRMWc | Cool | SRMWc_Cool_5A | 5
17328 | 63561 | MO | SRMWc | Cool | SRMWc_Cool_5A | 5
17329 | 63551 | MO | SPNOc | Cool | SPNOc_Cool_5A | 5
17330 | 63560 | MO | SPNOc | Cool | SPNOc_Cool_5A | 5
17331 | 63565 | MO | SPNOc | Cool | SPNOc_Cool_5A | 5
17332 | 63567 | MO | SPNOc | Cool | SPNOc_Cool_5A | 5
17333 | 64655 | MO | SPNOc | Cool | SPNOc_Cool_5A | 5
17334 | 64667 | MO | SPNOc | Cool | SPNOc_Cool_5A | 5
17335 | 64672 | MO | SPNOc | Cool | SPNOc_Cool_5A | 5
17336 | 63545 | MO | SPNOc | Cool | SPNOc_Cool_5A | 5
17337 | 63556 | MO | SPNOc | Cool | SPNOc_Cool_5A | 5
17338 | 63566 | MO | SPNOc | Cool | SPNOc_Cool_5A | 5
17339 | 64630 | MO | SPNOc | Cool | SPNOc_Cool_5A | 5
17340 | 64641 | MO | SPNOc | Cool | SPNOc_Cool_5A | 5
17341 | 64645 | MO | SPNOc | Cool | SPNOc_Cool_5A | 5
17342 | 64646 | MO | SPNOc | Cool | SPNOc_Cool_5A | 5
17343 | 64652 | MO | SPNOc | Cool | SPNOc_Cool_5A | 5
17344 | 64628 | MO | SPNOc | Cool | SPNOc_Cool_5A | 5
17345 | 64635 | MO | SPNOc | Cool | SPNOc_Cool_5A | 5
17346 | 64651 | MO | SPNOc | Cool | SPNOc_Cool_5A | 5
17347 | 64653 | MO | SPNOc | Cool | SPNOc_Cool_5A | 5
17348 | 64659 | MO | SPNOc | Cool | SPNOc_Cool_5A | 5
17349 | 64674 | MO | SPNOc | Cool | SPNOc_Cool_5A | 5
17350 | 64681 | MO | SPNOc | Cool | SPNOc_Cool_5A | 5
17351 | 64688 | MO | SPNOc | Cool | SPNOc_Cool_5A | 5
17352 | 64660 | MO | SPNOc | Cool | SPNOc_Cool_5A | 5
17353 | 64676 | MO | SPNOc | Cool | SPNOc_Cool_5A | 5
17354 | 65236 | MO | SPNOc | Cool | SPNOc_Cool_5A | 5
17355 | 65246 | MO | SPNOc | Cool | SPNOc_Cool_5A | 5
17356 | 65254 | MO | SPNOc | Cool | SPNOc_Cool_5A | 5
17357 | 65261 | MO | SPNOc | Cool | SPNOc_Cool_5A | 5
17358 | 65286 | MO | SPNOc | Cool | SPNOc_Cool_5A | 5
17359 | 64429 | MO | SPNOc | Cool | SPNOc_Cool_5A | 5
17360 | 64454 | MO | SPNOc | Cool | SPNOc_Cool_5A | 5
17361 | 64465 | MO | SPNOc | Cool | SPNOc_Cool_5A | 5
17362 | 64474 | MO | SPNOc | Cool | SPNOc_Cool_5A | 5
17363 | 64477 | MO | SPNOc | Cool | SPNOc_Cool_5A | 5
17364 | 64490 | MO | SPNOc | Cool | SPNOc_Cool_5A | 5
17365 | 64493 | MO | SPNOc | Cool | SPNOc_Cool_5A | 5
17366 | 64625 | MO | SPNOc | Cool | SPNOc_Cool_5A | 5
17367 | 64644 | MO | SPNOc | Cool | SPNOc_Cool_5A | 5
17368 | 64649 | MO | SPNOc | Cool | SPNOc_Cool_5A | 5
17369 | 64650 | MO | SPNOc | Cool | SPNOc_Cool_5A | 5
17370 | 64401 | MO | SPNOc | Cool | SPNOc_Cool_5A | 5
17371 | 64430 | MO | SPNOc | Cool | SPNOc_Cool_5A | 5
17372 | 64436 | MO | SPNOc | Cool | SPNOc_Cool_5A | 5
17373 | 64443 | MO | SPNOc | Cool | SPNOc_Cool_5A | 5
17374 | 64448 | MO | SPNOc | Cool | SPNOc_Cool_5A | 5
17375 | 64501 | MO | SPNOc | Cool | SPNOc_Cool_5A | 5
17376 | 64502 | MO | SPNOc | Cool | SPNOc_Cool_5A | 5
17377 | 64503 | MO | SPNOc | Cool | SPNOc_Cool_5A | 5
17378 | 64504 | MO | SPNOc | Cool | SPNOc_Cool_5A | 5
17379 | 64505 | MO | SPNOc | Cool | SPNOc_Cool_5A | 5
17380 | 64506 | MO | SPNOc | Cool | SPNOc_Cool_5A | 5
17381 | 64507 | MO | SPNOc | Cool | SPNOc_Cool_5A | 5
17382 | 64508 | MO | SPNOc | Cool | SPNOc_Cool_5A | 5
17383 | 64402 | MO | SPNOc | Cool | SPNOc_Cool_5A | 5
17384 | 64438 | MO | SPNOc | Cool | SPNOc_Cool_5A | 5
17385 | 64441 | MO | SPNOc | Cool | SPNOc_Cool_5A | 5
17386 | 64453 | MO | SPNOc | Cool | SPNOc_Cool_5A | 5
17387 | 64463 | MO | SPNOc | Cool | SPNOc_Cool_5A | 5
17388 | 64469 | MO | SPNOc | Cool | SPNOc_Cool_5A | 5
17389 | 64471 | MO | SPNOc | Cool | SPNOc_Cool_5A | 5
17390 | 64479 | MO | SPNOc | Cool | SPNOc_Cool_5A | 5
17391 | 64489 | MO | SPNOc | Cool | SPNOc_Cool_5A | 5
17392 | 64499 | MO | SPNOc | Cool | SPNOc_Cool_5A | 5
17393 | 64657 | MO | SPNOc | Cool | SPNOc_Cool_5A | 5
17394 | 64670 | MO | SPNOc | Cool | SPNOc_Cool_5A | 5
17395 | 64424 | MO | SPNOc | Cool | SPNOc_Cool_5A | 5
17396 | 64426 | MO | SPNOc | Cool | SPNOc_Cool_5A | 5
17397 | 64442 | MO | SPNOc | Cool | SPNOc_Cool_5A | 5
17398 | 64456 | MO | SPNOc | Cool | SPNOc_Cool_5A | 5
17399 | 64458 | MO | SPNOc | Cool | SPNOc_Cool_5A | 5
17400 | 64467 | MO | SPNOc | Cool | SPNOc_Cool_5A | 5
17401 | 64481 | MO | SPNOc | Cool | SPNOc_Cool_5A | 5
17402 | 64632 | MO | SPNOc | Cool | SPNOc_Cool_5A | 5
17403 | 64636 | MO | SPNOc | Cool | SPNOc_Cool_5A | 5
17404 | 64642 | MO | SPNOc | Cool | SPNOc_Cool_5A | 5
17405 | 64673 | MO | SPNOc | Cool | SPNOc_Cool_5A | 5
17406 | 64420 | MO | SPNOc | Cool | SPNOc_Cool_5A | 5
17407 | 64475 | MO | SPNOc | Cool | SPNOc_Cool_5A | 5
17408 | 64486 | MO | SPNOc | Cool | SPNOc_Cool_5A | 5
17409 | 64421 | MO | SPNOc | Cool | SPNOc_Cool_5A | 5
17410 | 64423 | MO | SPNOc | Cool | SPNOc_Cool_5A | 5
17411 | 64427 | MO | SPNOc | Cool | SPNOc_Cool_5A | 5
17412 | 64449 | MO | SPNOc | Cool | SPNOc_Cool_5A | 5
17413 | 64455 | MO | SPNOc | Cool | SPNOc_Cool_5A | 5
17414 | 64457 | MO | SPNOc | Cool | SPNOc_Cool_5A | 5
17415 | 64459 | MO | SPNOc | Cool | SPNOc_Cool_5A | 5
17416 | 64480 | MO | SPNOc | Cool | SPNOc_Cool_5A | 5
17417 | 64483 | MO | SPNOc | Cool | SPNOc_Cool_5A | 5
17418 | 64485 | MO | SPNOc | Cool | SPNOc_Cool_5A | 5
17419 | 64494 | MO | SPNOc | Cool | SPNOc_Cool_5A | 5
17420 | 64422 | MO | SPNOc | Cool | SPNOc_Cool_5A | 5
17421 | 64497 | MO | SPNOc | Cool | SPNOc_Cool_5A | 5
17422 | 64428 | MO | SPNOc | Cool | SPNOc_Cool_5A | 5
17423 | 64431 | MO | SPNOc | Cool | SPNOc_Cool_5A | 5
17424 | 64432 | MO | SPNOc | Cool | SPNOc_Cool_5A | 5
17425 | 64433 | MO | SPNOc | Cool | SPNOc_Cool_5A | 5
17426 | 64434 | MO | SPNOc | Cool | SPNOc_Cool_5A | 5
17427 | 64445 | MO | SPNOc | Cool | SPNOc_Cool_5A | 5
17428 | 64461 | MO | SPNOc | Cool | SPNOc_Cool_5A | 5
17429 | 64468 | MO | SPNOc | Cool | SPNOc_Cool_5A | 5
17430 | 64476 | MO | SPNOc | Cool | SPNOc_Cool_5A | 5
17431 | 64487 | MO | SPNOc | Cool | SPNOc_Cool_5A | 5
17432 | 64437 | MO | SPNOc | Cool | SPNOc_Cool_5A | 5
17433 | 64446 | MO | SPNOc | Cool | SPNOc_Cool_5A | 5
17434 | 64482 | MO | SPNOc | Cool | SPNOc_Cool_5A | 5
17435 | 64491 | MO | SPNOc | Cool | SPNOc_Cool_5A | 5
17436 | 64496 | MO | SPNOc | Cool | SPNOc_Cool_5A | 5
17437 | 64498 | MO | SPNOc | Cool | SPNOc_Cool_5A | 5
17438 | 64601 | MO | SPNOc | Cool | SPNOc_Cool_5A | 5
17439 | 64620 | MO | SPNOc | Cool | SPNOc_Cool_5A | 5
17440 | 64640 | MO | SPNOc | Cool | SPNOc_Cool_5A | 5
17441 | 64647 | MO | SPNOc | Cool | SPNOc_Cool_5A | 5
17442 | 64648 | MO | SPNOc | Cool | SPNOc_Cool_5A | 5
17443 | 64654 | MO | SPNOc | Cool | SPNOc_Cool_5A | 5
17444 | 64683 | MO | SPNOc | Cool | SPNOc_Cool_5A | 5
17445 | 64689 | MO | SPNOc | Cool | SPNOc_Cool_5A | 5
17446 | 64451 | MO | SPNOc | Cool | SPNOc_Cool_5A | 5
17447 | 64466 | MO | SPNOc | Cool | SPNOc_Cool_5A | 5
17448 | 64470 | MO | SPNOc | Cool | SPNOc_Cool_5A | 5
17449 | 64473 | MO | SPNOc | Cool | SPNOc_Cool_5A | 5
17450 | 64656 | MO | SPNOc | Cool | SPNOc_Cool_5A | 5
17451 | 64664 | MO | SPNOc | Cool | SPNOc_Cool_5A | 5
17452 | 64686 | MO | SPNOc | Cool | SPNOc_Cool_5A | 5
17453 | 64661 | MO | SPNOc | Cool | SPNOc_Cool_5A | 5
17454 | 64679 | MO | SPNOc | Cool | SPNOc_Cool_5A | 5
17455 | 66930 | KS | SPNOc | Cool | SPNOc_Cool_5A | 5
17456 | 66935 | KS | SPNOc | Cool | SPNOc_Cool_5A | 5
17457 | 66939 | KS | SPNOc | Cool | SPNOc_Cool_5A | 5
17458 | 66940 | KS | SPNOc | Cool | SPNOc_Cool_5A | 5
17459 | 66948 | KS | SPNOc | Cool | SPNOc_Cool_5A | 5
17460 | 66949 | KS | SPNOc | Cool | SPNOc_Cool_5A | 5
17461 | 66959 | KS | SPNOc | Cool | SPNOc_Cool_5A | 5
17462 | 66961 | KS | SPNOc | Cool | SPNOc_Cool_5A | 5
17463 | 66964 | KS | SPNOc | Cool | SPNOc_Cool_5A | 5
17464 | 66966 | KS | SPNOc | Cool | SPNOc_Cool_5A | 5
17465 | 67417 | KS | SPNOc | Cool | SPNOc_Cool_5A | 5
17466 | 67420 | KS | SPNOc | Cool | SPNOc_Cool_5A | 5
17467 | 66932 | KS | SPNOc | Cool | SPNOc_Cool_5A | 5
17468 | 66941 | KS | SPNOc | Cool | SPNOc_Cool_5A | 5
17469 | 66951 | KS | SPNOc | Cool | SPNOc_Cool_5A | 5
17470 | 66952 | KS | SPNOc | Cool | SPNOc_Cool_5A | 5
17471 | 66967 | KS | SPNOc | Cool | SPNOc_Cool_5A | 5
17472 | 67437 | KS | SPNOc | Cool | SPNOc_Cool_5A | 5
17473 | 67474 | KS | SPNOc | Cool | SPNOc_Cool_5A | 5
17474 | 67628 | KS | SPNOc | Cool | SPNOc_Cool_5A | 5
17475 | 67638 | KS | SPNOc | Cool | SPNOc_Cool_5A | 5
17476 | 67644 | KS | SPNOc | Cool | SPNOc_Cool_5A | 5
17477 | 66936 | KS | SPNOc | Cool | SPNOc_Cool_5A | 5
17478 | 66942 | KS | SPNOc | Cool | SPNOc_Cool_5A | 5
17479 | 66956 | KS | SPNOc | Cool | SPNOc_Cool_5A | 5
17480 | 66963 | KS | SPNOc | Cool | SPNOc_Cool_5A | 5
17481 | 66970 | KS | SPNOc | Cool | SPNOc_Cool_5A | 5
17482 | 67430 | KS | SPNOc | Cool | SPNOc_Cool_5A | 5
17483 | 67621 | KS | SPNOc | Cool | SPNOc_Cool_5A | 5
17484 | 67639 | KS | SPNOc | Cool | SPNOc_Cool_5A | 5
17485 | 67646 | KS | SPNOc | Cool | SPNOc_Cool_5A | 5
17486 | 67647 | KS | SPNOc | Cool | SPNOc_Cool_5A | 5
17487 | 67661 | KS | SPNOc | Cool | SPNOc_Cool_5A | 5
17488 | 67664 | KS | SPNOc | Cool | SPNOc_Cool_5A | 5
17489 | 67446 | KS | SPNOc | Cool | SPNOc_Cool_5A | 5
17490 | 67452 | KS | SPNOc | Cool | SPNOc_Cool_5A | 5
17491 | 67478 | KS | SPNOc | Cool | SPNOc_Cool_5A | 5
17492 | 67485 | KS | SPNOc | Cool | SPNOc_Cool_5A | 5
17493 | 67473 | KS | SPNOc | Cool | SPNOc_Cool_5A | 5
17494 | 67623 | KS | SPNOc | Cool | SPNOc_Cool_5A | 5
17495 | 67649 | KS | SPNOc | Cool | SPNOc_Cool_5A | 5
17496 | 67651 | KS | SPNOc | Cool | SPNOc_Cool_5A | 5
17497 | 67658 | KS | SPNOc | Cool | SPNOc_Cool_5A | 5
17498 | 67673 | KS | SPNOc | Cool | SPNOc_Cool_5A | 5
17499 | 67675 | KS | SPNOc | Cool | SPNOc_Cool_5A | 5
17500 | 67515 | KS | SPNOc | Cool | SPNOc_Cool_5A | 5
17501 | 67516 | KS | SPNOc | Cool | SPNOc_Cool_5A | 5
17502 | 67518 | KS | SPNOc | Cool | SPNOc_Cool_5A | 5
17503 | 67560 | KS | SPNOc | Cool | SPNOc_Cool_5A | 5
17504 | 67572 | KS | SPNOc | Cool | SPNOc_Cool_5A | 5
17505 | 67584 | KS | SPNOc | Cool | SPNOc_Cool_5A | 5
17506 | 67601 | KS | SPNOc | Cool | SPNOc_Cool_5A | 5
17507 | 67627 | KS | SPNOc | Cool | SPNOc_Cool_5A | 5
17508 | 67637 | KS | SPNOc | Cool | SPNOc_Cool_5A | 5
17509 | 67659 | KS | SPNOc | Cool | SPNOc_Cool_5A | 5
17510 | 67660 | KS | SPNOc | Cool | SPNOc_Cool_5A | 5
17511 | 67663 | KS | SPNOc | Cool | SPNOc_Cool_5A | 5
17512 | 67667 | KS | SPNOc | Cool | SPNOc_Cool_5A | 5
17513 | 67671 | KS | SPNOc | Cool | SPNOc_Cool_5A | 5
17514 | 67674 | KS | SPNOc | Cool | SPNOc_Cool_5A | 5
17515 | 67631 | KS | SPNOc | Cool | SPNOc_Cool_5A | 5
17516 | 67656 | KS | SPNOc | Cool | SPNOc_Cool_5A | 5
17517 | 67672 | KS | SPNOc | Cool | SPNOc_Cool_5A | 5
17518 | 67752 | KS | SPNOc | Cool | SPNOc_Cool_5A | 5
17519 | 67736 | KS | SPNOc | Cool | SPNOc_Cool_5A | 5
17520 | 67737 | KS | SPNOc | Cool | SPNOc_Cool_5A | 5
17521 | 67738 | KS | SPNOc | Cool | SPNOc_Cool_5A | 5
17522 | 67748 | KS | SPNOc | Cool | SPNOc_Cool_5A | 5
17523 | 67751 | KS | SPNOc | Cool | SPNOc_Cool_5A | 5
17524 | 67622 | KS | SPNOc | Cool | SPNOc_Cool_5A | 5
17525 | 67629 | KS | SPNOc | Cool | SPNOc_Cool_5A | 5
17526 | 67645 | KS | SPNOc | Cool | SPNOc_Cool_5A | 5
17527 | 67653 | KS | SPNOc | Cool | SPNOc_Cool_5A | 5
17528 | 67654 | KS | SPNOc | Cool | SPNOc_Cool_5A | 5
17529 | 67625 | KS | SPNOc | Cool | SPNOc_Cool_5A | 5
17530 | 67632 | KS | SPNOc | Cool | SPNOc_Cool_5A | 5
17531 | 67642 | KS | SPNOc | Cool | SPNOc_Cool_5A | 5
17532 | 67650 | KS | SPNOc | Cool | SPNOc_Cool_5A | 5
17533 | 67657 | KS | SPNOc | Cool | SPNOc_Cool_5A | 5
17534 | 67740 | KS | SPNOc | Cool | SPNOc_Cool_5A | 5
17535 | 67669 | KS | SPNOc | Cool | SPNOc_Cool_5A | 5
17536 | 67635 | KS | SPNOc | Cool | SPNOc_Cool_5A | 5
17537 | 67643 | KS | SPNOc | Cool | SPNOc_Cool_5A | 5
17538 | 67749 | KS | SPNOc | Cool | SPNOc_Cool_5A | 5
17539 | 67757 | KS | SPNOc | Cool | SPNOc_Cool_5A | 5
17540 | 67701 | KS | SPNOc | Cool | SPNOc_Cool_5A | 5
17541 | 67732 | KS | SPNOc | Cool | SPNOc_Cool_5A | 5
17542 | 67734 | KS | SPNOc | Cool | SPNOc_Cool_5A | 5
17543 | 67743 | KS | SPNOc | Cool | SPNOc_Cool_5A | 5
17544 | 67747 | KS | SPNOc | Cool | SPNOc_Cool_5A | 5
17545 | 67753 | KS | SPNOc | Cool | SPNOc_Cool_5A | 5
17546 | 67764 | KS | SPNOc | Cool | SPNOc_Cool_5A | 5
17547 | 67730 | KS | SPNOc | Cool | SPNOc_Cool_5A | 5
17548 | 67739 | KS | SPNOc | Cool | SPNOc_Cool_5A | 5
17549 | 67744 | KS | SPNOc | Cool | SPNOc_Cool_5A | 5
17550 | 67745 | KS | SPNOc | Cool | SPNOc_Cool_5A | 5
17551 | 67731 | KS | SPNOc | Cool | SPNOc_Cool_5A | 5
17552 | 67741 | KS | SPNOc | Cool | SPNOc_Cool_5A | 5
17553 | 67756 | KS | SPNOc | Cool | SPNOc_Cool_5A | 5
17554 | 67761 | KS | SPNOc | Cool | SPNOc_Cool_5A | 5
17555 | 67861 | KS | SPNOc | Cool | SPNOc_Cool_5A | 5
17556 | 67871 | KS | SPNOc | Cool | SPNOc_Cool_5A | 5
17557 | 67733 | KS | SPNOc | Cool | SPNOc_Cool_5A | 5
17558 | 67735 | KS | SPNOc | Cool | SPNOc_Cool_5A | 5
17559 | 67762 | KS | SPNOc | Cool | SPNOc_Cool_5A | 5
17560 | 67758 | KS | SPNOc | Cool | SPNOc_Cool_5A | 5
17561 | 67863 | KS | SPNOc | Cool | SPNOc_Cool_5A | 5
17562 | 67879 | KS | SPNOc | Cool | SPNOc_Cool_5A | 5
17563 | 67836 | KS | SPNOc | Cool | SPNOc_Cool_5A | 5
17564 | 67857 | KS | SPNOc | Cool | SPNOc_Cool_5A | 5
17565 | 67878 | KS | SPNOc | Cool | SPNOc_Cool_5A | 5
17566 | 67850 | KS | SPNOc | Cool | SPNOc_Cool_5A | 5
17567 | 68001 | NE | MROWc | Cool | MROWc_Cool_5A | 5
17568 | 68014 | NE | MROWc | Cool | MROWc_Cool_5A | 5
17569 | 68036 | NE | MROWc | Cool | MROWc_Cool_5A | 5
17570 | 68065 | NE | MROWc | Cool | MROWc_Cool_5A | 5
17571 | 68314 | NE | MROWc | Cool | MROWc_Cool_5A | 5
17572 | 68367 | NE | MROWc | Cool | MROWc_Cool_5A | 5
17573 | 68601 | NE | MROWc | Cool | MROWc_Cool_5A | 5
17574 | 68624 | NE | MROWc | Cool | MROWc_Cool_5A | 5
17575 | 68626 | NE | MROWc | Cool | MROWc_Cool_5A | 5
17576 | 68632 | NE | MROWc | Cool | MROWc_Cool_5A | 5
17577 | 68635 | NE | MROWc | Cool | MROWc_Cool_5A | 5
17578 | 68658 | NE | MROWc | Cool | MROWc_Cool_5A | 5
17579 | 68662 | NE | MROWc | Cool | MROWc_Cool_5A | 5
17580 | 68667 | NE | MROWc | Cool | MROWc_Cool_5A | 5
17581 | 68669 | NE | MROWc | Cool | MROWc_Cool_5A | 5
17582 | 68002 | NE | MROWc | Cool | MROWc_Cool_5A | 5
17583 | 68007 | NE | MROWc | Cool | MROWc_Cool_5A | 5
17584 | 68008 | NE | MROWc | Cool | MROWc_Cool_5A | 5
17585 | 68023 | NE | MROWc | Cool | MROWc_Cool_5A | 5
17586 | 68025 | NE | MROWc | Cool | MROWc_Cool_5A | 5
17587 | 68029 | NE | MROWc | Cool | MROWc_Cool_5A | 5
17588 | 68031 | NE | MROWc | Cool | MROWc_Cool_5A | 5
17589 | 68034 | NE | MROWc | Cool | MROWc_Cool_5A | 5
17590 | 68044 | NE | MROWc | Cool | MROWc_Cool_5A | 5
17591 | 68064 | NE | MROWc | Cool | MROWc_Cool_5A | 5
17592 | 68068 | NE | MROWc | Cool | MROWc_Cool_5A | 5
17593 | 68112 | NE | MROWc | Cool | MROWc_Cool_5A | 5
17594 | 68122 | NE | MROWc | Cool | MROWc_Cool_5A | 5
17595 | 68142 | NE | MROWc | Cool | MROWc_Cool_5A | 5
17596 | 68152 | NE | MROWc | Cool | MROWc_Cool_5A | 5
17597 | 68003 | NE | MROWc | Cool | MROWc_Cool_5A | 5
17598 | 68017 | NE | MROWc | Cool | MROWc_Cool_5A | 5
17599 | 68301 | NE | MROWc | Cool | MROWc_Cool_5A | 5
17600 | 68317 | NE | MROWc | Cool | MROWc_Cool_5A | 5
17601 | 68331 | NE | MROWc | Cool | MROWc_Cool_5A | 5
17602 | 68333 | NE | MROWc | Cool | MROWc_Cool_5A | 5
17603 | 68336 | NE | MROWc | Cool | MROWc_Cool_5A | 5
17604 | 68339 | NE | MROWc | Cool | MROWc_Cool_5A | 5
17605 | 68347 | NE | MROWc | Cool | MROWc_Cool_5A | 5
17606 | 68358 | NE | MROWc | Cool | MROWc_Cool_5A | 5
17607 | 68360 | NE | MROWc | Cool | MROWc_Cool_5A | 5
17608 | 68366 | NE | MROWc | Cool | MROWc_Cool_5A | 5
17609 | 68368 | NE | MROWc | Cool | MROWc_Cool_5A | 5
17610 | 68372 | NE | MROWc | Cool | MROWc_Cool_5A | 5
17611 | 68402 | NE | MROWc | Cool | MROWc_Cool_5A | 5
17612 | 68404 | NE | MROWc | Cool | MROWc_Cool_5A | 5
17613 | 68419 | NE | MROWc | Cool | MROWc_Cool_5A | 5
17614 | 68423 | NE | MROWc | Cool | MROWc_Cool_5A | 5
17615 | 68428 | NE | MROWc | Cool | MROWc_Cool_5A | 5
17616 | 68430 | NE | MROWc | Cool | MROWc_Cool_5A | 5
17617 | 68438 | NE | MROWc | Cool | MROWc_Cool_5A | 5
17618 | 68461 | NE | MROWc | Cool | MROWc_Cool_5A | 5
17619 | 68462 | NE | MROWc | Cool | MROWc_Cool_5A | 5
17620 | 68465 | NE | MROWc | Cool | MROWc_Cool_5A | 5
17621 | 68501 | NE | MROWc | Cool | MROWc_Cool_5A | 5
17622 | 68502 | NE | MROWc | Cool | MROWc_Cool_5A | 5
17623 | 68503 | NE | MROWc | Cool | MROWc_Cool_5A | 5
17624 | 68504 | NE | MROWc | Cool | MROWc_Cool_5A | 5
17625 | 68505 | NE | MROWc | Cool | MROWc_Cool_5A | 5
17626 | 68506 | NE | MROWc | Cool | MROWc_Cool_5A | 5
17627 | 68507 | NE | MROWc | Cool | MROWc_Cool_5A | 5
17628 | 68508 | NE | MROWc | Cool | MROWc_Cool_5A | 5
17629 | 68510 | NE | MROWc | Cool | MROWc_Cool_5A | 5
17630 | 68512 | NE | MROWc | Cool | MROWc_Cool_5A | 5
17631 | 68514 | NE | MROWc | Cool | MROWc_Cool_5A | 5
17632 | 68516 | NE | MROWc | Cool | MROWc_Cool_5A | 5
17633 | 68517 | NE | MROWc | Cool | MROWc_Cool_5A | 5
17634 | 68520 | NE | MROWc | Cool | MROWc_Cool_5A | 5
17635 | 68521 | NE | MROWc | Cool | MROWc_Cool_5A | 5
17636 | 68522 | NE | MROWc | Cool | MROWc_Cool_5A | 5
17637 | 68523 | NE | MROWc | Cool | MROWc_Cool_5A | 5
17638 | 68524 | NE | MROWc | Cool | MROWc_Cool_5A | 5
17639 | 68526 | NE | MROWc | Cool | MROWc_Cool_5A | 5
17640 | 68527 | NE | MROWc | Cool | MROWc_Cool_5A | 5
17641 | 68528 | NE | MROWc | Cool | MROWc_Cool_5A | 5
17642 | 68529 | NE | MROWc | Cool | MROWc_Cool_5A | 5
17643 | 68531 | NE | MROWc | Cool | MROWc_Cool_5A | 5
17644 | 68532 | NE | MROWc | Cool | MROWc_Cool_5A | 5
17645 | 68542 | NE | MROWc | Cool | MROWc_Cool_5A | 5
17646 | 68583 | NE | MROWc | Cool | MROWc_Cool_5A | 5
17647 | 68588 | NE | MROWc | Cool | MROWc_Cool_5A | 5
17648 | 68015 | NE | MROWc | Cool | MROWc_Cool_5A | 5
17649 | 68018 | NE | MROWc | Cool | MROWc_Cool_5A | 5
17650 | 68033 | NE | MROWc | Cool | MROWc_Cool_5A | 5
17651 | 68040 | NE | MROWc | Cool | MROWc_Cool_5A | 5
17652 | 68041 | NE | MROWc | Cool | MROWc_Cool_5A | 5
17653 | 68042 | NE | MROWc | Cool | MROWc_Cool_5A | 5
17654 | 68050 | NE | MROWc | Cool | MROWc_Cool_5A | 5
17655 | 68066 | NE | MROWc | Cool | MROWc_Cool_5A | 5
17656 | 68070 | NE | MROWc | Cool | MROWc_Cool_5A | 5
17657 | 68073 | NE | MROWc | Cool | MROWc_Cool_5A | 5
17658 | 68648 | NE | MROWc | Cool | MROWc_Cool_5A | 5
17659 | 68016 | NE | MROWc | Cool | MROWc_Cool_5A | 5
17660 | 68037 | NE | MROWc | Cool | MROWc_Cool_5A | 5
17661 | 68048 | NE | MROWc | Cool | MROWc_Cool_5A | 5
17662 | 68058 | NE | MROWc | Cool | MROWc_Cool_5A | 5
17663 | 68304 | NE | MROWc | Cool | MROWc_Cool_5A | 5
17664 | 68307 | NE | MROWc | Cool | MROWc_Cool_5A | 5
17665 | 68349 | NE | MROWc | Cool | MROWc_Cool_5A | 5
17666 | 68403 | NE | MROWc | Cool | MROWc_Cool_5A | 5
17667 | 68407 | NE | MROWc | Cool | MROWc_Cool_5A | 5
17668 | 68409 | NE | MROWc | Cool | MROWc_Cool_5A | 5
17669 | 68413 | NE | MROWc | Cool | MROWc_Cool_5A | 5
17670 | 68418 | NE | MROWc | Cool | MROWc_Cool_5A | 5
17671 | 68454 | NE | MROWc | Cool | MROWc_Cool_5A | 5
17672 | 68455 | NE | MROWc | Cool | MROWc_Cool_5A | 5
17673 | 68463 | NE | MROWc | Cool | MROWc_Cool_5A | 5
17674 | 68004 | NE | MROWc | Cool | MROWc_Cool_5A | 5
17675 | 68020 | NE | MROWc | Cool | MROWc_Cool_5A | 5
17676 | 68038 | NE | MROWc | Cool | MROWc_Cool_5A | 5
17677 | 68039 | NE | MROWc | Cool | MROWc_Cool_5A | 5
17678 | 68047 | NE | MROWc | Cool | MROWc_Cool_5A | 5
17679 | 68055 | NE | MROWc | Cool | MROWc_Cool_5A | 5
17680 | 68062 | NE | MROWc | Cool | MROWc_Cool_5A | 5
17681 | 68067 | NE | MROWc | Cool | MROWc_Cool_5A | 5
17682 | 68071 | NE | MROWc | Cool | MROWc_Cool_5A | 5
17683 | 68733 | NE | MROWc | Cool | MROWc_Cool_5A | 5
17684 | 68784 | NE | MROWc | Cool | MROWc_Cool_5A | 5
17685 | 68019 | NE | MROWc | Cool | MROWc_Cool_5A | 5
17686 | 68045 | NE | MROWc | Cool | MROWc_Cool_5A | 5
17687 | 68061 | NE | MROWc | Cool | MROWc_Cool_5A | 5
17688 | 68633 | NE | MROWc | Cool | MROWc_Cool_5A | 5
17689 | 68641 | NE | MROWc | Cool | MROWc_Cool_5A | 5
17690 | 68716 | NE | MROWc | Cool | MROWc_Cool_5A | 5
17691 | 68768 | NE | MROWc | Cool | MROWc_Cool_5A | 5
17692 | 68788 | NE | MROWc | Cool | MROWc_Cool_5A | 5
17693 | 68791 | NE | MROWc | Cool | MROWc_Cool_5A | 5
17694 | 68005 | NE | MROWc | Cool | MROWc_Cool_5A | 5
17695 | 68028 | NE | MROWc | Cool | MROWc_Cool_5A | 5
17696 | 68046 | NE | MROWc | Cool | MROWc_Cool_5A | 5
17697 | 68056 | NE | MROWc | Cool | MROWc_Cool_5A | 5
17698 | 68059 | NE | MROWc | Cool | MROWc_Cool_5A | 5
17699 | 68069 | NE | MROWc | Cool | MROWc_Cool_5A | 5
17700 | 68113 | NE | MROWc | Cool | MROWc_Cool_5A | 5
17701 | 68123 | NE | MROWc | Cool | MROWc_Cool_5A | 5
17702 | 68128 | NE | MROWc | Cool | MROWc_Cool_5A | 5
17703 | 68133 | NE | MROWc | Cool | MROWc_Cool_5A | 5
17704 | 68135 | NE | MROWc | Cool | MROWc_Cool_5A | 5
17705 | 68136 | NE | MROWc | Cool | MROWc_Cool_5A | 5
17706 | 68138 | NE | MROWc | Cool | MROWc_Cool_5A | 5
17707 | 68147 | NE | MROWc | Cool | MROWc_Cool_5A | 5
17708 | 68157 | NE | MROWc | Cool | MROWc_Cool_5A | 5
17709 | 68010 | NE | MROWc | Cool | MROWc_Cool_5A | 5
17710 | 68022 | NE | MROWc | Cool | MROWc_Cool_5A | 5
17711 | 68102 | NE | MROWc | Cool | MROWc_Cool_5A | 5
17712 | 68103 | NE | MROWc | Cool | MROWc_Cool_5A | 5
17713 | 68104 | NE | MROWc | Cool | MROWc_Cool_5A | 5
17714 | 68105 | NE | MROWc | Cool | MROWc_Cool_5A | 5
17715 | 68106 | NE | MROWc | Cool | MROWc_Cool_5A | 5
17716 | 68107 | NE | MROWc | Cool | MROWc_Cool_5A | 5
17717 | 68108 | NE | MROWc | Cool | MROWc_Cool_5A | 5
17718 | 68109 | NE | MROWc | Cool | MROWc_Cool_5A | 5
17719 | 68110 | NE | MROWc | Cool | MROWc_Cool_5A | 5
17720 | 68111 | NE | MROWc | Cool | MROWc_Cool_5A | 5
17721 | 68114 | NE | MROWc | Cool | MROWc_Cool_5A | 5
17722 | 68116 | NE | MROWc | Cool | MROWc_Cool_5A | 5
17723 | 68117 | NE | MROWc | Cool | MROWc_Cool_5A | 5
17724 | 68118 | NE | MROWc | Cool | MROWc_Cool_5A | 5
17725 | 68124 | NE | MROWc | Cool | MROWc_Cool_5A | 5
17726 | 68127 | NE | MROWc | Cool | MROWc_Cool_5A | 5
17727 | 68130 | NE | MROWc | Cool | MROWc_Cool_5A | 5
17728 | 68131 | NE | MROWc | Cool | MROWc_Cool_5A | 5
17729 | 68132 | NE | MROWc | Cool | MROWc_Cool_5A | 5
17730 | 68134 | NE | MROWc | Cool | MROWc_Cool_5A | 5
17731 | 68137 | NE | MROWc | Cool | MROWc_Cool_5A | 5
17732 | 68139 | NE | MROWc | Cool | MROWc_Cool_5A | 5
17733 | 68144 | NE | MROWc | Cool | MROWc_Cool_5A | 5
17734 | 68145 | NE | MROWc | Cool | MROWc_Cool_5A | 5
17735 | 68154 | NE | MROWc | Cool | MROWc_Cool_5A | 5
17736 | 68164 | NE | MROWc | Cool | MROWc_Cool_5A | 5
17737 | 68175 | NE | MROWc | Cool | MROWc_Cool_5A | 5
17738 | 68178 | NE | MROWc | Cool | MROWc_Cool_5A | 5
17739 | 68179 | NE | MROWc | Cool | MROWc_Cool_5A | 5
17740 | 68180 | NE | MROWc | Cool | MROWc_Cool_5A | 5
17741 | 68182 | NE | MROWc | Cool | MROWc_Cool_5A | 5
17742 | 68183 | NE | MROWc | Cool | MROWc_Cool_5A | 5
17743 | 68197 | NE | MROWc | Cool | MROWc_Cool_5A | 5
17744 | 68198 | NE | MROWc | Cool | MROWc_Cool_5A | 5
17745 | 68026 | NE | MROWc | Cool | MROWc_Cool_5A | 5
17746 | 68057 | NE | MROWc | Cool | MROWc_Cool_5A | 5
17747 | 68063 | NE | MROWc | Cool | MROWc_Cool_5A | 5
17748 | 68072 | NE | MROWc | Cool | MROWc_Cool_5A | 5
17749 | 68621 | NE | MROWc | Cool | MROWc_Cool_5A | 5
17750 | 68649 | NE | MROWc | Cool | MROWc_Cool_5A | 5
17751 | 68659 | NE | MROWc | Cool | MROWc_Cool_5A | 5
17752 | 68664 | NE | MROWc | Cool | MROWc_Cool_5A | 5
17753 | 68030 | NE | MROWc | Cool | MROWc_Cool_5A | 5
17754 | 68731 | NE | MROWc | Cool | MROWc_Cool_5A | 5
17755 | 68741 | NE | MROWc | Cool | MROWc_Cool_5A | 5
17756 | 68743 | NE | MROWc | Cool | MROWc_Cool_5A | 5
17757 | 68770 | NE | MROWc | Cool | MROWc_Cool_5A | 5
17758 | 68776 | NE | MROWc | Cool | MROWc_Cool_5A | 5
17759 | 68785 | NE | MROWc | Cool | MROWc_Cool_5A | 5
17760 | 68701 | NE | MROWc | Cool | MROWc_Cool_5A | 5
17761 | 68723 | NE | MROWc | Cool | MROWc_Cool_5A | 5
17762 | 68740 | NE | MROWc | Cool | MROWc_Cool_5A | 5
17763 | 68745 | NE | MROWc | Cool | MROWc_Cool_5A | 5
17764 | 68767 | NE | MROWc | Cool | MROWc_Cool_5A | 5
17765 | 68771 | NE | MROWc | Cool | MROWc_Cool_5A | 5
17766 | 68787 | NE | MROWc | Cool | MROWc_Cool_5A | 5
17767 | 68790 | NE | MROWc | Cool | MROWc_Cool_5A | 5
17768 | 68313 | NE | MROWc | Cool | MROWc_Cool_5A | 5
17769 | 68330 | NE | MROWc | Cool | MROWc_Cool_5A | 5
17770 | 68343 | NE | MROWc | Cool | MROWc_Cool_5A | 5
17771 | 68359 | NE | MROWc | Cool | MROWc_Cool_5A | 5
17772 | 68364 | NE | MROWc | Cool | MROWc_Cool_5A | 5
17773 | 68405 | NE | MROWc | Cool | MROWc_Cool_5A | 5
17774 | 68434 | NE | MROWc | Cool | MROWc_Cool_5A | 5
17775 | 68439 | NE | MROWc | Cool | MROWc_Cool_5A | 5
17776 | 68456 | NE | MROWc | Cool | MROWc_Cool_5A | 5
17777 | 68460 | NE | MROWc | Cool | MROWc_Cool_5A | 5
17778 | 68324 | NE | MROWc | Cool | MROWc_Cool_5A | 5
17779 | 68329 | NE | MROWc | Cool | MROWc_Cool_5A | 5
17780 | 68344 | NE | MROWc | Cool | MROWc_Cool_5A | 5
17781 | 68346 | NE | MROWc | Cool | MROWc_Cool_5A | 5
17782 | 68379 | NE | MROWc | Cool | MROWc_Cool_5A | 5
17783 | 68382 | NE | MROWc | Cool | MROWc_Cool_5A | 5
17784 | 68410 | NE | MROWc | Cool | MROWc_Cool_5A | 5
17785 | 68417 | NE | MROWc | Cool | MROWc_Cool_5A | 5
17786 | 68421 | NE | MROWc | Cool | MROWc_Cool_5A | 5
17787 | 68443 | NE | MROWc | Cool | MROWc_Cool_5A | 5
17788 | 68446 | NE | MROWc | Cool | MROWc_Cool_5A | 5
17789 | 68448 | NE | MROWc | Cool | MROWc_Cool_5A | 5
17790 | 68332 | NE | MROWc | Cool | MROWc_Cool_5A | 5
17791 | 68348 | NE | MROWc | Cool | MROWc_Cool_5A | 5
17792 | 68357 | NE | MROWc | Cool | MROWc_Cool_5A | 5
17793 | 68378 | NE | MROWc | Cool | MROWc_Cool_5A | 5
17794 | 68447 | NE | MROWc | Cool | MROWc_Cool_5A | 5
17795 | 68450 | NE | MROWc | Cool | MROWc_Cool_5A | 5
17796 | 68309 | NE | MROWc | Cool | MROWc_Cool_5A | 5
17797 | 68310 | NE | MROWc | Cool | MROWc_Cool_5A | 5
17798 | 68318 | NE | MROWc | Cool | MROWc_Cool_5A | 5
17799 | 68323 | NE | MROWc | Cool | MROWc_Cool_5A | 5
17800 | 68328 | NE | MROWc | Cool | MROWc_Cool_5A | 5
17801 | 68341 | NE | MROWc | Cool | MROWc_Cool_5A | 5
17802 | 68342 | NE | MROWc | Cool | MROWc_Cool_5A | 5
17803 | 68381 | NE | MROWc | Cool | MROWc_Cool_5A | 5
17804 | 68415 | NE | MROWc | Cool | MROWc_Cool_5A | 5
17805 | 68422 | NE | MROWc | Cool | MROWc_Cool_5A | 5
17806 | 68424 | NE | MROWc | Cool | MROWc_Cool_5A | 5
17807 | 68458 | NE | MROWc | Cool | MROWc_Cool_5A | 5
17808 | 68466 | NE | MROWc | Cool | MROWc_Cool_5A | 5
17809 | 68303 | NE | MROWc | Cool | MROWc_Cool_5A | 5
17810 | 68315 | NE | MROWc | Cool | MROWc_Cool_5A | 5
17811 | 68322 | NE | MROWc | Cool | MROWc_Cool_5A | 5
17812 | 68325 | NE | MROWc | Cool | MROWc_Cool_5A | 5
17813 | 68326 | NE | MROWc | Cool | MROWc_Cool_5A | 5
17814 | 68327 | NE | MROWc | Cool | MROWc_Cool_5A | 5
17815 | 68335 | NE | MROWc | Cool | MROWc_Cool_5A | 5
17816 | 68340 | NE | MROWc | Cool | MROWc_Cool_5A | 5
17817 | 68362 | NE | MROWc | Cool | MROWc_Cool_5A | 5
17818 | 68370 | NE | MROWc | Cool | MROWc_Cool_5A | 5
17819 | 68375 | NE | MROWc | Cool | MROWc_Cool_5A | 5
17820 | 68429 | NE | MROWc | Cool | MROWc_Cool_5A | 5
17821 | 68943 | NE | MROWc | Cool | MROWc_Cool_5A | 5
17822 | 68964 | NE | MROWc | Cool | MROWc_Cool_5A | 5
17823 | 68974 | NE | MROWc | Cool | MROWc_Cool_5A | 5
17824 | 68338 | NE | MROWc | Cool | MROWc_Cool_5A | 5
17825 | 68350 | NE | MROWc | Cool | MROWc_Cool_5A | 5
17826 | 68352 | NE | MROWc | Cool | MROWc_Cool_5A | 5
17827 | 68377 | NE | MROWc | Cool | MROWc_Cool_5A | 5
17828 | 68440 | NE | MROWc | Cool | MROWc_Cool_5A | 5
17829 | 68453 | NE | MROWc | Cool | MROWc_Cool_5A | 5
17830 | 68464 | NE | MROWc | Cool | MROWc_Cool_5A | 5
17831 | 68305 | NE | MROWc | Cool | MROWc_Cool_5A | 5
17832 | 68320 | NE | MROWc | Cool | MROWc_Cool_5A | 5
17833 | 68321 | NE | MROWc | Cool | MROWc_Cool_5A | 5
17834 | 68376 | NE | MROWc | Cool | MROWc_Cool_5A | 5
17835 | 68414 | NE | MROWc | Cool | MROWc_Cool_5A | 5
17836 | 68437 | NE | MROWc | Cool | MROWc_Cool_5A | 5
17837 | 68442 | NE | MROWc | Cool | MROWc_Cool_5A | 5
17838 | 68316 | NE | MROWc | Cool | MROWc_Cool_5A | 5
17839 | 68319 | NE | MROWc | Cool | MROWc_Cool_5A | 5
17840 | 68351 | NE | MROWc | Cool | MROWc_Cool_5A | 5
17841 | 68354 | NE | MROWc | Cool | MROWc_Cool_5A | 5
17842 | 68365 | NE | MROWc | Cool | MROWc_Cool_5A | 5
17843 | 68371 | NE | MROWc | Cool | MROWc_Cool_5A | 5
17844 | 68401 | NE | MROWc | Cool | MROWc_Cool_5A | 5
17845 | 68467 | NE | MROWc | Cool | MROWc_Cool_5A | 5
17846 | 68654 | NE | MROWc | Cool | MROWc_Cool_5A | 5
17847 | 68666 | NE | MROWc | Cool | MROWc_Cool_5A | 5
17848 | 68843 | NE | MROWc | Cool | MROWc_Cool_5A | 5
17849 | 68979 | NE | MROWc | Cool | MROWc_Cool_5A | 5
17850 | 68628 | NE | MROWc | Cool | MROWc_Cool_5A | 5
17851 | 68651 | NE | MROWc | Cool | MROWc_Cool_5A | 5
17852 | 68663 | NE | MROWc | Cool | MROWc_Cool_5A | 5
17853 | 68818 | NE | MROWc | Cool | MROWc_Cool_5A | 5
17854 | 68832 | NE | MROWc | Cool | MROWc_Cool_5A | 5
17855 | 68841 | NE | MROWc | Cool | MROWc_Cool_5A | 5
17856 | 68846 | NE | MROWc | Cool | MROWc_Cool_5A | 5
17857 | 68854 | NE | MROWc | Cool | MROWc_Cool_5A | 5
17858 | 68865 | NE | MROWc | Cool | MROWc_Cool_5A | 5
17859 | 68944 | NE | MROWc | Cool | MROWc_Cool_5A | 5
17860 | 68980 | NE | MROWc | Cool | MROWc_Cool_5A | 5
17861 | 68361 | NE | MROWc | Cool | MROWc_Cool_5A | 5
17862 | 68406 | NE | MROWc | Cool | MROWc_Cool_5A | 5
17863 | 68416 | NE | MROWc | Cool | MROWc_Cool_5A | 5
17864 | 68436 | NE | MROWc | Cool | MROWc_Cool_5A | 5
17865 | 68444 | NE | MROWc | Cool | MROWc_Cool_5A | 5
17866 | 68452 | NE | MROWc | Cool | MROWc_Cool_5A | 5
17867 | 68345 | NE | MROWc | Cool | MROWc_Cool_5A | 5
17868 | 68380 | NE | MROWc | Cool | MROWc_Cool_5A | 5
17869 | 68420 | NE | MROWc | Cool | MROWc_Cool_5A | 5
17870 | 68441 | NE | MROWc | Cool | MROWc_Cool_5A | 5
17871 | 68934 | NE | MROWc | Cool | MROWc_Cool_5A | 5
17872 | 68935 | NE | MROWc | Cool | MROWc_Cool_5A | 5
17873 | 68938 | NE | MROWc | Cool | MROWc_Cool_5A | 5
17874 | 68942 | NE | MROWc | Cool | MROWc_Cool_5A | 5
17875 | 68957 | NE | MROWc | Cool | MROWc_Cool_5A | 5
17876 | 68961 | NE | MROWc | Cool | MROWc_Cool_5A | 5
17877 | 68978 | NE | MROWc | Cool | MROWc_Cool_5A | 5
17878 | 68445 | NE | MROWc | Cool | MROWc_Cool_5A | 5
17879 | 68337 | NE | MROWc | Cool | MROWc_Cool_5A | 5
17880 | 68355 | NE | MROWc | Cool | MROWc_Cool_5A | 5
17881 | 68431 | NE | MROWc | Cool | MROWc_Cool_5A | 5
17882 | 68433 | NE | MROWc | Cool | MROWc_Cool_5A | 5
17883 | 68457 | NE | MROWc | Cool | MROWc_Cool_5A | 5
17884 | 68901 | NE | MROWc | Cool | MROWc_Cool_5A | 5
17885 | 68930 | NE | MROWc | Cool | MROWc_Cool_5A | 5
17886 | 68933 | NE | MROWc | Cool | MROWc_Cool_5A | 5
17887 | 68941 | NE | MROWc | Cool | MROWc_Cool_5A | 5
17888 | 68954 | NE | MROWc | Cool | MROWc_Cool_5A | 5
17889 | 68975 | NE | MROWc | Cool | MROWc_Cool_5A | 5
17890 | 68638 | NE | MROWc | Cool | MROWc_Cool_5A | 5
17891 | 68640 | NE | MROWc | Cool | MROWc_Cool_5A | 5
17892 | 68801 | NE | MROWc | Cool | MROWc_Cool_5A | 5
17893 | 68816 | NE | MROWc | Cool | MROWc_Cool_5A | 5
17894 | 68826 | NE | MROWc | Cool | MROWc_Cool_5A | 5
17895 | 68827 | NE | MROWc | Cool | MROWc_Cool_5A | 5
17896 | 68864 | NE | MROWc | Cool | MROWc_Cool_5A | 5
17897 | 68872 | NE | MROWc | Cool | MROWc_Cool_5A | 5
17898 | 68602 | NE | MROWc | Cool | MROWc_Cool_5A | 5
17899 | 68631 | NE | MROWc | Cool | MROWc_Cool_5A | 5
17900 | 68634 | NE | MROWc | Cool | MROWc_Cool_5A | 5
17901 | 68642 | NE | MROWc | Cool | MROWc_Cool_5A | 5
17902 | 68643 | NE | MROWc | Cool | MROWc_Cool_5A | 5
17903 | 68644 | NE | MROWc | Cool | MROWc_Cool_5A | 5
17904 | 68647 | NE | MROWc | Cool | MROWc_Cool_5A | 5
17905 | 68653 | NE | MROWc | Cool | MROWc_Cool_5A | 5
17906 | 68660 | NE | MROWc | Cool | MROWc_Cool_5A | 5
17907 | 68748 | NE | MROWc | Cool | MROWc_Cool_5A | 5
17908 | 68758 | NE | MROWc | Cool | MROWc_Cool_5A | 5
17909 | 68629 | NE | MROWc | Cool | MROWc_Cool_5A | 5
17910 | 68661 | NE | MROWc | Cool | MROWc_Cool_5A | 5
17911 | 68620 | NE | MROWc | Cool | MROWc_Cool_5A | 5
17912 | 68623 | NE | MROWc | Cool | MROWc_Cool_5A | 5
17913 | 68627 | NE | MROWc | Cool | MROWc_Cool_5A | 5
17914 | 68636 | NE | MROWc | Cool | MROWc_Cool_5A | 5
17915 | 68652 | NE | MROWc | Cool | MROWc_Cool_5A | 5
17916 | 68655 | NE | MROWc | Cool | MROWc_Cool_5A | 5
17917 | 68781 | NE | MROWc | Cool | MROWc_Cool_5A | 5
17918 | 68882 | NE | MROWc | Cool | MROWc_Cool_5A | 5
17919 | 68622 | NE | MROWc | Cool | MROWc_Cool_5A | 5
17920 | 68637 | NE | MROWc | Cool | MROWc_Cool_5A | 5
17921 | 68665 | NE | MROWc | Cool | MROWc_Cool_5A | 5
17922 | 68725 | NE | MROWc | Cool | MROWc_Cool_5A | 5
17923 | 68735 | NE | MROWc | Cool | MROWc_Cool_5A | 5
17924 | 68835 | NE | MROWc | Cool | MROWc_Cool_5A | 5
17925 | 68842 | NE | MROWc | Cool | MROWc_Cool_5A | 5
17926 | 68859 | NE | MROWc | Cool | MROWc_Cool_5A | 5
17927 | 68875 | NE | MROWc | Cool | MROWc_Cool_5A | 5
17928 | 68779 | NE | MROWc | Cool | MROWc_Cool_5A | 5
17929 | 68720 | NE | MROWc | Cool | MROWc_Cool_5A | 5
17930 | 68726 | NE | MROWc | Cool | MROWc_Cool_5A | 5
17931 | 68729 | NE | MROWc | Cool | MROWc_Cool_5A | 5
17932 | 68756 | NE | MROWc | Cool | MROWc_Cool_5A | 5
17933 | 68761 | NE | MROWc | Cool | MROWc_Cool_5A | 5
17934 | 68764 | NE | MROWc | Cool | MROWc_Cool_5A | 5
17935 | 68769 | NE | MROWc | Cool | MROWc_Cool_5A | 5
17936 | 68773 | NE | MROWc | Cool | MROWc_Cool_5A | 5
17937 | 68815 | NE | MROWc | Cool | MROWc_Cool_5A | 5
17938 | 68823 | NE | MROWc | Cool | MROWc_Cool_5A | 5
17939 | 68828 | NE | MROWc | Cool | MROWc_Cool_5A | 5
17940 | 68837 | NE | MROWc | Cool | MROWc_Cool_5A | 5
17941 | 68862 | NE | MROWc | Cool | MROWc_Cool_5A | 5
17942 | 68702 | NE | MROWc | Cool | MROWc_Cool_5A | 5
17943 | 68715 | NE | MROWc | Cool | MROWc_Cool_5A | 5
17944 | 68752 | NE | MROWc | Cool | MROWc_Cool_5A | 5
17945 | 68738 | NE | MROWc | Cool | MROWc_Cool_5A | 5
17946 | 68747 | NE | MROWc | Cool | MROWc_Cool_5A | 5
17947 | 68765 | NE | MROWc | Cool | MROWc_Cool_5A | 5
17948 | 68786 | NE | MROWc | Cool | MROWc_Cool_5A | 5
17949 | 68710 | NE | MROWc | Cool | MROWc_Cool_5A | 5
17950 | 68728 | NE | MROWc | Cool | MROWc_Cool_5A | 5
17951 | 68732 | NE | MROWc | Cool | MROWc_Cool_5A | 5
17952 | 68739 | NE | MROWc | Cool | MROWc_Cool_5A | 5
17953 | 68751 | NE | MROWc | Cool | MROWc_Cool_5A | 5
17954 | 68757 | NE | MROWc | Cool | MROWc_Cool_5A | 5
17955 | 68792 | NE | MROWc | Cool | MROWc_Cool_5A | 5
17956 | 68711 | NE | MROWc | Cool | MROWc_Cool_5A | 5
17957 | 68713 | NE | MROWc | Cool | MROWc_Cool_5A | 5
17958 | 68734 | NE | MROWc | Cool | MROWc_Cool_5A | 5
17959 | 68742 | NE | MROWc | Cool | MROWc_Cool_5A | 5
17960 | 68746 | NE | MROWc | Cool | MROWc_Cool_5A | 5
17961 | 68759 | NE | MROWc | Cool | MROWc_Cool_5A | 5
17962 | 68763 | NE | MROWc | Cool | MROWc_Cool_5A | 5
17963 | 68766 | NE | MROWc | Cool | MROWc_Cool_5A | 5
17964 | 68777 | NE | MROWc | Cool | MROWc_Cool_5A | 5
17965 | 68780 | NE | MROWc | Cool | MROWc_Cool_5A | 5
17966 | 68714 | NE | MROWc | Cool | MROWc_Cool_5A | 5
17967 | 69217 | NE | MROWc | Cool | MROWc_Cool_5A | 5
17968 | 69135 | NE | MROWc | Cool | MROWc_Cool_5A | 5
17969 | 69210 | NE | MROWc | Cool | MROWc_Cool_5A | 5
17970 | 69214 | NE | MROWc | Cool | MROWc_Cool_5A | 5
17971 | 69221 | NE | MROWc | Cool | MROWc_Cool_5A | 5
17972 | 68717 | NE | MROWc | Cool | MROWc_Cool_5A | 5
17973 | 68718 | NE | MROWc | Cool | MROWc_Cool_5A | 5
17974 | 68727 | NE | MROWc | Cool | MROWc_Cool_5A | 5
17975 | 68730 | NE | MROWc | Cool | MROWc_Cool_5A | 5
17976 | 68736 | NE | MROWc | Cool | MROWc_Cool_5A | 5
17977 | 68749 | NE | MROWc | Cool | MROWc_Cool_5A | 5
17978 | 68774 | NE | MROWc | Cool | MROWc_Cool_5A | 5
17979 | 68724 | NE | MROWc | Cool | MROWc_Cool_5A | 5
17980 | 68760 | NE | MROWc | Cool | MROWc_Cool_5A | 5
17981 | 68783 | NE | MROWc | Cool | MROWc_Cool_5A | 5
17982 | 68789 | NE | MROWc | Cool | MROWc_Cool_5A | 5
17983 | 68719 | NE | MROWc | Cool | MROWc_Cool_5A | 5
17984 | 68722 | NE | MROWc | Cool | MROWc_Cool_5A | 5
17985 | 68755 | NE | MROWc | Cool | MROWc_Cool_5A | 5
17986 | 68753 | NE | MROWc | Cool | MROWc_Cool_5A | 5
17987 | 68778 | NE | MROWc | Cool | MROWc_Cool_5A | 5
17988 | 68802 | NE | MROWc | Cool | MROWc_Cool_5A | 5
17989 | 68803 | NE | MROWc | Cool | MROWc_Cool_5A | 5
17990 | 68810 | NE | MROWc | Cool | MROWc_Cool_5A | 5
17991 | 68824 | NE | MROWc | Cool | MROWc_Cool_5A | 5
17992 | 68831 | NE | MROWc | Cool | MROWc_Cool_5A | 5
17993 | 68869 | NE | MROWc | Cool | MROWc_Cool_5A | 5
17994 | 68876 | NE | MROWc | Cool | MROWc_Cool_5A | 5
17995 | 68883 | NE | MROWc | Cool | MROWc_Cool_5A | 5
17996 | 68956 | NE | MROWc | Cool | MROWc_Cool_5A | 5
17997 | 68817 | NE | MROWc | Cool | MROWc_Cool_5A | 5
17998 | 68820 | NE | MROWc | Cool | MROWc_Cool_5A | 5
17999 | 68838 | NE | MROWc | Cool | MROWc_Cool_5A | 5
18000 | 68873 | NE | MROWc | Cool | MROWc_Cool_5A | 5
18001 | 68812 | NE | MROWc | Cool | MROWc_Cool_5A | 5
18002 | 68836 | NE | MROWc | Cool | MROWc_Cool_5A | 5
18003 | 68840 | NE | MROWc | Cool | MROWc_Cool_5A | 5
18004 | 68844 | NE | MROWc | Cool | MROWc_Cool_5A | 5
18005 | 68845 | NE | MROWc | Cool | MROWc_Cool_5A | 5
18006 | 68847 | NE | MROWc | Cool | MROWc_Cool_5A | 5
18007 | 68848 | NE | MROWc | Cool | MROWc_Cool_5A | 5
18008 | 68849 | NE | MROWc | Cool | MROWc_Cool_5A | 5
18009 | 68855 | NE | MROWc | Cool | MROWc_Cool_5A | 5
18010 | 68858 | NE | MROWc | Cool | MROWc_Cool_5A | 5
18011 | 68861 | NE | MROWc | Cool | MROWc_Cool_5A | 5
18012 | 68866 | NE | MROWc | Cool | MROWc_Cool_5A | 5
18013 | 68870 | NE | MROWc | Cool | MROWc_Cool_5A | 5
18014 | 68947 | NE | MROWc | Cool | MROWc_Cool_5A | 5
18015 | 68813 | NE | MROWc | Cool | MROWc_Cool_5A | 5
18016 | 68874 | NE | MROWc | Cool | MROWc_Cool_5A | 5
18017 | 68879 | NE | MROWc | Cool | MROWc_Cool_5A | 5
18018 | 68814 | NE | MROWc | Cool | MROWc_Cool_5A | 5
18019 | 68822 | NE | MROWc | Cool | MROWc_Cool_5A | 5
18020 | 68825 | NE | MROWc | Cool | MROWc_Cool_5A | 5
18021 | 68833 | NE | MROWc | Cool | MROWc_Cool_5A | 5
18022 | 68834 | NE | MROWc | Cool | MROWc_Cool_5A | 5
18023 | 68850 | NE | MROWc | Cool | MROWc_Cool_5A | 5
18024 | 68852 | NE | MROWc | Cool | MROWc_Cool_5A | 5
18025 | 68856 | NE | MROWc | Cool | MROWc_Cool_5A | 5
18026 | 68860 | NE | MROWc | Cool | MROWc_Cool_5A | 5
18027 | 68878 | NE | MROWc | Cool | MROWc_Cool_5A | 5
18028 | 68881 | NE | MROWc | Cool | MROWc_Cool_5A | 5
18029 | 69120 | NE | MROWc | Cool | MROWc_Cool_5A | 5
18030 | 69138 | NE | MROWc | Cool | MROWc_Cool_5A | 5
18031 | 68853 | NE | MROWc | Cool | MROWc_Cool_5A | 5
18032 | 68871 | NE | MROWc | Cool | MROWc_Cool_5A | 5
18033 | 68821 | NE | MROWc | Cool | MROWc_Cool_5A | 5
18034 | 69142 | NE | MROWc | Cool | MROWc_Cool_5A | 5
18035 | 69157 | NE | MROWc | Cool | MROWc_Cool_5A | 5
18036 | 69163 | NE | MROWc | Cool | MROWc_Cool_5A | 5
18037 | 68863 | NE | MROWc | Cool | MROWc_Cool_5A | 5
18038 | 68937 | NE | MROWc | Cool | MROWc_Cool_5A | 5
18039 | 69028 | NE | MROWc | Cool | MROWc_Cool_5A | 5
18040 | 69029 | NE | MROWc | Cool | MROWc_Cool_5A | 5
18041 | 69130 | NE | MROWc | Cool | MROWc_Cool_5A | 5
18042 | 69171 | NE | MROWc | Cool | MROWc_Cool_5A | 5
18043 | 68923 | NE | MROWc | Cool | MROWc_Cool_5A | 5
18044 | 68924 | NE | MROWc | Cool | MROWc_Cool_5A | 5
18045 | 68927 | NE | MROWc | Cool | MROWc_Cool_5A | 5
18046 | 68940 | NE | MROWc | Cool | MROWc_Cool_5A | 5
18047 | 68949 | NE | MROWc | Cool | MROWc_Cool_5A | 5
18048 | 68958 | NE | MROWc | Cool | MROWc_Cool_5A | 5
18049 | 68982 | NE | MROWc | Cool | MROWc_Cool_5A | 5
18050 | 68932 | NE | MROWc | Cool | MROWc_Cool_5A | 5
18051 | 68939 | NE | MROWc | Cool | MROWc_Cool_5A | 5
18052 | 68945 | NE | MROWc | Cool | MROWc_Cool_5A | 5
18053 | 68959 | NE | MROWc | Cool | MROWc_Cool_5A | 5
18054 | 68972 | NE | MROWc | Cool | MROWc_Cool_5A | 5
18055 | 68981 | NE | MROWc | Cool | MROWc_Cool_5A | 5
18056 | 68922 | NE | MROWc | Cool | MROWc_Cool_5A | 5
18057 | 68936 | NE | MROWc | Cool | MROWc_Cool_5A | 5
18058 | 68948 | NE | MROWc | Cool | MROWc_Cool_5A | 5
18059 | 68967 | NE | MROWc | Cool | MROWc_Cool_5A | 5
18060 | 68976 | NE | MROWc | Cool | MROWc_Cool_5A | 5
18061 | 69022 | NE | MROWc | Cool | MROWc_Cool_5A | 5
18062 | 68902 | NE | MROWc | Cool | MROWc_Cool_5A | 5
18063 | 68925 | NE | MROWc | Cool | MROWc_Cool_5A | 5
18064 | 68928 | NE | MROWc | Cool | MROWc_Cool_5A | 5
18065 | 68950 | NE | MROWc | Cool | MROWc_Cool_5A | 5
18066 | 68955 | NE | MROWc | Cool | MROWc_Cool_5A | 5
18067 | 68973 | NE | MROWc | Cool | MROWc_Cool_5A | 5
18068 | 68920 | NE | MROWc | Cool | MROWc_Cool_5A | 5
18069 | 68960 | NE | MROWc | Cool | MROWc_Cool_5A | 5
18070 | 68966 | NE | MROWc | Cool | MROWc_Cool_5A | 5
18071 | 68969 | NE | MROWc | Cool | MROWc_Cool_5A | 5
18072 | 68971 | NE | MROWc | Cool | MROWc_Cool_5A | 5
18073 | 68977 | NE | MROWc | Cool | MROWc_Cool_5A | 5
18074 | 68926 | NE | MROWc | Cool | MROWc_Cool_5A | 5
18075 | 68946 | NE | MROWc | Cool | MROWc_Cool_5A | 5
18076 | 69020 | NE | MROWc | Cool | MROWc_Cool_5A | 5
18077 | 69046 | NE | MROWc | Cool | MROWc_Cool_5A | 5
18078 | 68952 | NE | MROWc | Cool | MROWc_Cool_5A | 5
18079 | 68970 | NE | MROWc | Cool | MROWc_Cool_5A | 5
18080 | 68929 | NE | MROWc | Cool | MROWc_Cool_5A | 5
18081 | 69001 | NE | MROWc | Cool | MROWc_Cool_5A | 5
18082 | 69025 | NE | MROWc | Cool | MROWc_Cool_5A | 5
18083 | 69034 | NE | MROWc | Cool | MROWc_Cool_5A | 5
18084 | 69038 | NE | MROWc | Cool | MROWc_Cool_5A | 5
18085 | 69039 | NE | MROWc | Cool | MROWc_Cool_5A | 5
18086 | 69042 | NE | MROWc | Cool | MROWc_Cool_5A | 5
18087 | 69024 | NE | MROWc | Cool | MROWc_Cool_5A | 5
18088 | 69026 | NE | MROWc | Cool | MROWc_Cool_5A | 5
18089 | 69036 | NE | MROWc | Cool | MROWc_Cool_5A | 5
18090 | 69040 | NE | MROWc | Cool | MROWc_Cool_5A | 5
18091 | 69043 | NE | MROWc | Cool | MROWc_Cool_5A | 5
18092 | 69044 | NE | MROWc | Cool | MROWc_Cool_5A | 5
18093 | 69045 | NE | MROWc | Cool | MROWc_Cool_5A | 5
18094 | 69021 | NE | RMPAc | Cool | RMPAc_Cool_5A/5B | 5
18095 | 69027 | NE | RMPAc | Cool | RMPAc_Cool_5A/5B | 5
18096 | 69030 | NE | RMPAc | Cool | RMPAc_Cool_5A/5B | 5
18097 | 69037 | NE | RMPAc | Cool | RMPAc_Cool_5A/5B | 5
18098 | 69041 | NE | RMPAc | Cool | RMPAc_Cool_5A/5B | 5
18099 | 69023 | NE | RMPAc | Cool | RMPAc_Cool_5A/5B | 5
18100 | 69033 | NE | RMPAc | Cool | RMPAc_Cool_5A/5B | 5
18101 | 69134 | NE | RMPAc | Cool | RMPAc_Cool_5A/5B | 5
18102 | 69168 | NE | RMPAc | Cool | RMPAc_Cool_5A/5B | 5
18103 | 69032 | NE | MROWc | Cool | MROWc_Cool_5A | 5
18104 | 69169 | NE | MROWc | Cool | MROWc_Cool_5A | 5
18105 | 69101 | NE | MROWc | Cool | MROWc_Cool_5A | 5
18106 | 69103 | NE | MROWc | Cool | MROWc_Cool_5A | 5
18107 | 69123 | NE | MROWc | Cool | MROWc_Cool_5A | 5
18108 | 69132 | NE | MROWc | Cool | MROWc_Cool_5A | 5
18109 | 69143 | NE | MROWc | Cool | MROWc_Cool_5A | 5
18110 | 69151 | NE | MROWc | Cool | MROWc_Cool_5A | 5
18111 | 69165 | NE | MROWc | Cool | MROWc_Cool_5A | 5
18112 | 69170 | NE | MROWc | Cool | MROWc_Cool_5A | 5
18113 | 69122 | NE | RMPAc | Cool | RMPAc_Cool_5A/5B | 5
18114 | 69140 | NE | RMPAc | Cool | RMPAc_Cool_5A/5B | 5
18115 | 69150 | NE | RMPAc | Cool | RMPAc_Cool_5A/5B | 5
18116 | 69153 | NE | RMPAc | Cool | RMPAc_Cool_5A/5B | 5
18117 | 69155 | NE | RMPAc | Cool | RMPAc_Cool_5A/5B | 5
18118 | 69167 | NE | MROWc | Cool | MROWc_Cool_5A | 5
18119 | 69121 | NE | RMPAc | Cool | RMPAc_Cool_5A/5B | 5
18120 | 69144 | NE | RMPAc | Cool | RMPAc_Cool_5A/5B | 5
18121 | 69146 | NE | RMPAc | Cool | RMPAc_Cool_5A/5B | 5
18122 | 69147 | NE | RMPAc | Cool | RMPAc_Cool_5A/5B | 5
18123 | 69350 | NE | RMPAc | Cool | RMPAc_Cool_5A/5B | 5
18124 | 69366 | NE | RMPAc | Cool | RMPAc_Cool_5A/5B | 5
18125 | 69127 | NE | RMPAc | Cool | RMPAc_Cool_5A/5B | 5
18126 | 69129 | NE | RMPAc | Cool | RMPAc_Cool_5A/5B | 5
18127 | 69149 | NE | RMPAc | Cool | RMPAc_Cool_5A/5B | 5
18128 | 69148 | NE | RMPAc | Cool | RMPAc_Cool_5A/5B | 5
18129 | 69154 | NE | RMPAc | Cool | RMPAc_Cool_5A/5B | 5
18130 | 69333 | NE | RMPAc | Cool | RMPAc_Cool_5A/5B | 5
18131 | 69335 | NE | RMPAc | Cool | RMPAc_Cool_5A/5B | 5
18132 | 69340 | NE | RMPAc | Cool | RMPAc_Cool_5A/5B | 5
18133 | 69351 | NE | RMPAc | Cool | RMPAc_Cool_5A/5B | 5
18134 | 69125 | NE | RMPAc | Cool | RMPAc_Cool_5A/5B | 5
18135 | 69131 | NE | RMPAc | Cool | RMPAc_Cool_5A/5B | 5
18136 | 69301 | NE | RMPAc | Cool | RMPAc_Cool_5A/5B | 5
18137 | 69331 | NE | RMPAc | Cool | RMPAc_Cool_5A/5B | 5
18138 | 69334 | NE | RMPAc | Cool | RMPAc_Cool_5A/5B | 5
18139 | 69336 | NE | RMPAc | Cool | RMPAc_Cool_5A/5B | 5
18140 | 69128 | NE | RMPAc | Cool | RMPAc_Cool_5A/5B | 5
18141 | 69133 | NE | RMPAc | Cool | RMPAc_Cool_5A/5B | 5
18142 | 69145 | NE | RMPAc | Cool | RMPAc_Cool_5A/5B | 5
18143 | 69156 | NE | RMPAc | Cool | RMPAc_Cool_5A/5B | 5
18144 | 69141 | NE | RMPAc | Cool | RMPAc_Cool_5A/5B | 5
18145 | 69162 | NE | RMPAc | Cool | RMPAc_Cool_5A/5B | 5
18146 | 69345 | NE | RMPAc | Cool | RMPAc_Cool_5A/5B | 5
18147 | 69161 | NE | MROWc | Cool | MROWc_Cool_5A | 5
18148 | 69166 | NE | MROWc | Cool | MROWc_Cool_5A | 5
18149 | 69201 | NE | MROWc | Cool | MROWc_Cool_5A | 5
18150 | 69211 | NE | MROWc | Cool | MROWc_Cool_5A | 5
18151 | 69212 | NE | MROWc | Cool | MROWc_Cool_5A | 5
18152 | 69216 | NE | MROWc | Cool | MROWc_Cool_5A | 5
18153 | 69218 | NE | MROWc | Cool | MROWc_Cool_5A | 5
18154 | 69219 | NE | MROWc | Cool | MROWc_Cool_5A | 5
18155 | 69220 | NE | MROWc | Cool | MROWc_Cool_5A | 5
18156 | 69343 | NE | MROWc | Cool | MROWc_Cool_5A | 5
18157 | 69152 | NE | MROWc | Cool | MROWc_Cool_5A | 5
18158 | 69339 | NE | RMPAc | Cool | RMPAc_Cool_5A/5B | 5
18159 | 69346 | NE | RMPAc | Cool | RMPAc_Cool_5A/5B | 5
18160 | 69348 | NE | RMPAc | Cool | RMPAc_Cool_5A/5B | 5
18161 | 69354 | NE | RMPAc | Cool | RMPAc_Cool_5A/5B | 5
18162 | 69357 | NE | RMPAc | Cool | RMPAc_Cool_5A/5B | 5
18163 | 69358 | NE | RMPAc | Cool | RMPAc_Cool_5A/5B | 5
18164 | 69361 | NE | RMPAc | Cool | RMPAc_Cool_5A/5B | 5
18165 | 69337 | NE | RMPAc | Cool | RMPAc_Cool_5A/5B | 5
18166 | 69347 | NE | RMPAc | Cool | RMPAc_Cool_5A/5B | 5
18167 | 69360 | NE | RMPAc | Cool | RMPAc_Cool_5A/5B | 5
18168 | 69365 | NE | RMPAc | Cool | RMPAc_Cool_5A/5B | 5
18169 | 69341 | NE | RMPAc | Cool | RMPAc_Cool_5A/5B | 5
18170 | 69352 | NE | RMPAc | Cool | RMPAc_Cool_5A/5B | 5
18171 | 69353 | NE | RMPAc | Cool | RMPAc_Cool_5A/5B | 5
18172 | 69355 | NE | RMPAc | Cool | RMPAc_Cool_5A/5B | 5
18173 | 69356 | NE | RMPAc | Cool | RMPAc_Cool_5A/5B | 5
18174 | 69363 | NE | RMPAc | Cool | RMPAc_Cool_5A/5B | 5
18175 | 69367 | NE | RMPAc | Cool | RMPAc_Cool_5A/5B | 5
18176 | 3046 | NH | NEWEc | Cold or very cold | NEWEc_Cold or very cold_6A/7 | 6
18177 | 3216 | NH | NEWEc | Cold or very cold | NEWEc_Cold or very cold_6A/7 | 6
18178 | 3220 | NH | NEWEc | Cold or very cold | NEWEc_Cold or very cold_6A/7 | 6
18179 | 3221 | NH | NEWEc | Cold or very cold | NEWEc_Cold or very cold_6A/7 | 6
18180 | 3224 | NH | NEWEc | Cold or very cold | NEWEc_Cold or very cold_6A/7 | 6
18181 | 3229 | NH | NEWEc | Cold or very cold | NEWEc_Cold or very cold_6A/7 | 6
18182 | 3230 | NH | NEWEc | Cold or very cold | NEWEc_Cold or very cold_6A/7 | 6
18183 | 3231 | NH | NEWEc | Cold or very cold | NEWEc_Cold or very cold_6A/7 | 6
18184 | 3233 | NH | NEWEc | Cold or very cold | NEWEc_Cold or very cold_6A/7 | 6
18185 | 3235 | NH | NEWEc | Cold or very cold | NEWEc_Cold or very cold_6A/7 | 6
18186 | 3237 | NH | NEWEc | Cold or very cold | NEWEc_Cold or very cold_6A/7 | 6
18187 | 3243 | NH | NEWEc | Cold or very cold | NEWEc_Cold or very cold_6A/7 | 6
18188 | 3255 | NH | NEWEc | Cold or very cold | NEWEc_Cold or very cold_6A/7 | 6
18189 | 3257 | NH | NEWEc | Cold or very cold | NEWEc_Cold or very cold_6A/7 | 6
18190 | 3258 | NH | NEWEc | Cold or very cold | NEWEc_Cold or very cold_6A/7 | 6
18191 | 3260 | NH | NEWEc | Cold or very cold | NEWEc_Cold or very cold_6A/7 | 6
18192 | 3263 | NH | NEWEc | Cold or very cold | NEWEc_Cold or very cold_6A/7 | 6
18193 | 3268 | NH | NEWEc | Cold or very cold | NEWEc_Cold or very cold_6A/7 | 6
18194 | 3272 | NH | NEWEc | Cold or very cold | NEWEc_Cold or very cold_6A/7 | 6
18195 | 3273 | NH | NEWEc | Cold or very cold | NEWEc_Cold or very cold_6A/7 | 6
18196 | 3275 | NH | NEWEc | Cold or very cold | NEWEc_Cold or very cold_6A/7 | 6
18197 | 3276 | NH | NEWEc | Cold or very cold | NEWEc_Cold or very cold_6A/7 | 6
18198 | 3278 | NH | NEWEc | Cold or very cold | NEWEc_Cold or very cold_6A/7 | 6
18199 | 3287 | NH | NEWEc | Cold or very cold | NEWEc_Cold or very cold_6A/7 | 6
18200 | 3301 | NH | NEWEc | Cold or very cold | NEWEc_Cold or very cold_6A/7 | 6
18201 | 3302 | NH | NEWEc | Cold or very cold | NEWEc_Cold or very cold_6A/7 | 6
18202 | 3303 | NH | NEWEc | Cold or very cold | NEWEc_Cold or very cold_6A/7 | 6
18203 | 3305 | NH | NEWEc | Cold or very cold | NEWEc_Cold or very cold_6A/7 | 6
18204 | 3307 | NH | NEWEc | Cold or very cold | NEWEc_Cold or very cold_6A/7 | 6
18205 | 3782 | NH | NEWEc | Cold or very cold | NEWEc_Cold or very cold_6A/7 | 6
18206 | 3215 | NH | NEWEc | Cold or very cold | NEWEc_Cold or very cold_6A/7 | 6
18207 | 3217 | NH | NEWEc | Cold or very cold | NEWEc_Cold or very cold_6A/7 | 6
18208 | 3222 | NH | NEWEc | Cold or very cold | NEWEc_Cold or very cold_6A/7 | 6
18209 | 3223 | NH | NEWEc | Cold or very cold | NEWEc_Cold or very cold_6A/7 | 6
18210 | 3238 | NH | NEWEc | Cold or very cold | NEWEc_Cold or very cold_6A/7 | 6
18211 | 3240 | NH | NEWEc | Cold or very cold | NEWEc_Cold or very cold_6A/7 | 6
18212 | 3241 | NH | NEWEc | Cold or very cold | NEWEc_Cold or very cold_6A/7 | 6
18213 | 3245 | NH | NEWEc | Cold or very cold | NEWEc_Cold or very cold_6A/7 | 6
18214 | 3251 | NH | NEWEc | Cold or very cold | NEWEc_Cold or very cold_6A/7 | 6
18215 | 3256 | NH | NEWEc | Cold or very cold | NEWEc_Cold or very cold_6A/7 | 6
18216 | 3262 | NH | NEWEc | Cold or very cold | NEWEc_Cold or very cold_6A/7 | 6
18217 | 3264 | NH | NEWEc | Cold or very cold | NEWEc_Cold or very cold_6A/7 | 6
18218 | 3266 | NH | NEWEc | Cold or very cold | NEWEc_Cold or very cold_6A/7 | 6
18219 | 3279 | NH | NEWEc | Cold or very cold | NEWEc_Cold or very cold_6A/7 | 6
18220 | 3282 | NH | NEWEc | Cold or very cold | NEWEc_Cold or very cold_6A/7 | 6
18221 | 3285 | NH | NEWEc | Cold or very cold | NEWEc_Cold or very cold_6A/7 | 6
18222 | 3561 | NH | NEWEc | Cold or very cold | NEWEc_Cold or very cold_6A/7 | 6
18223 | 3574 | NH | NEWEc | Cold or very cold | NEWEc_Cold or very cold_6A/7 | 6
18224 | 3580 | NH | NEWEc | Cold or very cold | NEWEc_Cold or very cold_6A/7 | 6
18225 | 3585 | NH | NEWEc | Cold or very cold | NEWEc_Cold or very cold_6A/7 | 6
18226 | 3586 | NH | NEWEc | Cold or very cold | NEWEc_Cold or very cold_6A/7 | 6
18227 | 3598 | NH | NEWEc | Cold or very cold | NEWEc_Cold or very cold_6A/7 | 6
18228 | 3740 | NH | NEWEc | Cold or very cold | NEWEc_Cold or very cold_6A/7 | 6
18229 | 3741 | NH | NEWEc | Cold or very cold | NEWEc_Cold or very cold_6A/7 | 6
18230 | 3748 | NH | NEWEc | Cold or very cold | NEWEc_Cold or very cold_6A/7 | 6
18231 | 3749 | NH | NEWEc | Cold or very cold | NEWEc_Cold or very cold_6A/7 | 6
18232 | 3750 | NH | NEWEc | Cold or very cold | NEWEc_Cold or very cold_6A/7 | 6
18233 | 3753 | NH | NEWEc | Cold or very cold | NEWEc_Cold or very cold_6A/7 | 6
18234 | 3755 | NH | NEWEc | Cold or very cold | NEWEc_Cold or very cold_6A/7 | 6
18235 | 3756 | NH | NEWEc | Cold or very cold | NEWEc_Cold or very cold_6A/7 | 6
18236 | 3765 | NH | NEWEc | Cold or very cold | NEWEc_Cold or very cold_6A/7 | 6
18237 | 3766 | NH | NEWEc | Cold or very cold | NEWEc_Cold or very cold_6A/7 | 6
18238 | 3768 | NH | NEWEc | Cold or very cold | NEWEc_Cold or very cold_6A/7 | 6
18239 | 3769 | NH | NEWEc | Cold or very cold | NEWEc_Cold or very cold_6A/7 | 6
18240 | 3771 | NH | NEWEc | Cold or very cold | NEWEc_Cold or very cold_6A/7 | 6
18241 | 3774 | NH | NEWEc | Cold or very cold | NEWEc_Cold or very cold_6A/7 | 6
18242 | 3777 | NH | NEWEc | Cold or very cold | NEWEc_Cold or very cold_6A/7 | 6
18243 | 3779 | NH | NEWEc | Cold or very cold | NEWEc_Cold or very cold_6A/7 | 6
18244 | 3780 | NH | NEWEc | Cold or very cold | NEWEc_Cold or very cold_6A/7 | 6
18245 | 3784 | NH | NEWEc | Cold or very cold | NEWEc_Cold or very cold_6A/7 | 6
18246 | 3785 | NH | NEWEc | Cold or very cold | NEWEc_Cold or very cold_6A/7 | 6
18247 | 3218 | NH | NEWEc | Cold or very cold | NEWEc_Cold or very cold_6A/7 | 6
18248 | 3225 | NH | NEWEc | Cold or very cold | NEWEc_Cold or very cold_6A/7 | 6
18249 | 3226 | NH | NEWEc | Cold or very cold | NEWEc_Cold or very cold_6A/7 | 6
18250 | 3246 | NH | NEWEc | Cold or very cold | NEWEc_Cold or very cold_6A/7 | 6
18251 | 3249 | NH | NEWEc | Cold or very cold | NEWEc_Cold or very cold_6A/7 | 6
18252 | 3252 | NH | NEWEc | Cold or very cold | NEWEc_Cold or very cold_6A/7 | 6
18253 | 3253 | NH | NEWEc | Cold or very cold | NEWEc_Cold or very cold_6A/7 | 6
18254 | 3254 | NH | NEWEc | Cold or very cold | NEWEc_Cold or very cold_6A/7 | 6
18255 | 3269 | NH | NEWEc | Cold or very cold | NEWEc_Cold or very cold_6A/7 | 6
18256 | 3289 | NH | NEWEc | Cold or very cold | NEWEc_Cold or very cold_6A/7 | 6
18257 | 3299 | NH | NEWEc | Cold or very cold | NEWEc_Cold or very cold_6A/7 | 6
18258 | 3810 | NH | NEWEc | Cold or very cold | NEWEc_Cold or very cold_6A/7 | 6
18259 | 3837 | NH | NEWEc | Cold or very cold | NEWEc_Cold or very cold_6A/7 | 6
18260 | 3227 | NH | NEWEc | Cold or very cold | NEWEc_Cold or very cold_6A/7 | 6
18261 | 3259 | NH | NEWEc | Cold or very cold | NEWEc_Cold or very cold_6A/7 | 6
18262 | 3812 | NH | NEWEc | Cold or very cold | NEWEc_Cold or very cold_6A/7 | 6
18263 | 3813 | NH | NEWEc | Cold or very cold | NEWEc_Cold or very cold_6A/7 | 6
18264 | 3814 | NH | NEWEc | Cold or very cold | NEWEc_Cold or very cold_6A/7 | 6
18265 | 3816 | NH | NEWEc | Cold or very cold | NEWEc_Cold or very cold_6A/7 | 6
18266 | 3817 | NH | NEWEc | Cold or very cold | NEWEc_Cold or very cold_6A/7 | 6
18267 | 3818 | NH | NEWEc | Cold or very cold | NEWEc_Cold or very cold_6A/7 | 6
18268 | 3830 | NH | NEWEc | Cold or very cold | NEWEc_Cold or very cold_6A/7 | 6
18269 | 3832 | NH | NEWEc | Cold or very cold | NEWEc_Cold or very cold_6A/7 | 6
18270 | 3836 | NH | NEWEc | Cold or very cold | NEWEc_Cold or very cold_6A/7 | 6
18271 | 3838 | NH | NEWEc | Cold or very cold | NEWEc_Cold or very cold_6A/7 | 6
18272 | 3845 | NH | NEWEc | Cold or very cold | NEWEc_Cold or very cold_6A/7 | 6
18273 | 3846 | NH | NEWEc | Cold or very cold | NEWEc_Cold or very cold_6A/7 | 6
18274 | 3847 | NH | NEWEc | Cold or very cold | NEWEc_Cold or very cold_6A/7 | 6
18275 | 3849 | NH | NEWEc | Cold or very cold | NEWEc_Cold or very cold_6A/7 | 6
18276 | 3850 | NH | NEWEc | Cold or very cold | NEWEc_Cold or very cold_6A/7 | 6
18277 | 3853 | NH | NEWEc | Cold or very cold | NEWEc_Cold or very cold_6A/7 | 6
18278 | 3860 | NH | NEWEc | Cold or very cold | NEWEc_Cold or very cold_6A/7 | 6
18279 | 3864 | NH | NEWEc | Cold or very cold | NEWEc_Cold or very cold_6A/7 | 6
18280 | 3875 | NH | NEWEc | Cold or very cold | NEWEc_Cold or very cold_6A/7 | 6
18281 | 3882 | NH | NEWEc | Cold or very cold | NEWEc_Cold or very cold_6A/7 | 6
18282 | 3883 | NH | NEWEc | Cold or very cold | NEWEc_Cold or very cold_6A/7 | 6
18283 | 3886 | NH | NEWEc | Cold or very cold | NEWEc_Cold or very cold_6A/7 | 6
18284 | 3890 | NH | NEWEc | Cold or very cold | NEWEc_Cold or very cold_6A/7 | 6
18285 | 3894 | NH | NEWEc | Cold or very cold | NEWEc_Cold or very cold_6A/7 | 6
18286 | 3896 | NH | NEWEc | Cold or very cold | NEWEc_Cold or very cold_6A/7 | 6
18287 | 3897 | NH | NEWEc | Cold or very cold | NEWEc_Cold or very cold_6A/7 | 6
18288 | 3284 | NH | NEWEc | Cold or very cold | NEWEc_Cold or very cold_6A/7 | 6
18289 | 3601 | NH | NEWEc | Cold or very cold | NEWEc_Cold or very cold_6A/7 | 6
18290 | 3602 | NH | NEWEc | Cold or very cold | NEWEc_Cold or very cold_6A/7 | 6
18291 | 3603 | NH | NEWEc | Cold or very cold | NEWEc_Cold or very cold_6A/7 | 6
18292 | 3605 | NH | NEWEc | Cold or very cold | NEWEc_Cold or very cold_6A/7 | 6
18293 | 3607 | NH | NEWEc | Cold or very cold | NEWEc_Cold or very cold_6A/7 | 6
18294 | 3608 | NH | NEWEc | Cold or very cold | NEWEc_Cold or very cold_6A/7 | 6
18295 | 3743 | NH | NEWEc | Cold or very cold | NEWEc_Cold or very cold_6A/7 | 6
18296 | 3745 | NH | NEWEc | Cold or very cold | NEWEc_Cold or very cold_6A/7 | 6
18297 | 3746 | NH | NEWEc | Cold or very cold | NEWEc_Cold or very cold_6A/7 | 6
18298 | 3751 | NH | NEWEc | Cold or very cold | NEWEc_Cold or very cold_6A/7 | 6
18299 | 3752 | NH | NEWEc | Cold or very cold | NEWEc_Cold or very cold_6A/7 | 6
18300 | 3754 | NH | NEWEc | Cold or very cold | NEWEc_Cold or very cold_6A/7 | 6
18301 | 3770 | NH | NEWEc | Cold or very cold | NEWEc_Cold or very cold_6A/7 | 6
18302 | 3773 | NH | NEWEc | Cold or very cold | NEWEc_Cold or very cold_6A/7 | 6
18303 | 3781 | NH | NEWEc | Cold or very cold | NEWEc_Cold or very cold_6A/7 | 6
18304 | 3570 | NH | NEWEc | Cold or very cold | NEWEc_Cold or very cold_6A/7 | 6
18305 | 3575 | NH | NEWEc | Cold or very cold | NEWEc_Cold or very cold_6A/7 | 6
18306 | 3576 | NH | NEWEc | Cold or very cold | NEWEc_Cold or very cold_6A/7 | 6
18307 | 3579 | NH | NEWEc | Cold or very cold | NEWEc_Cold or very cold_6A/7 | 6
18308 | 3581 | NH | NEWEc | Cold or very cold | NEWEc_Cold or very cold_6A/7 | 6
18309 | 3582 | NH | NEWEc | Cold or very cold | NEWEc_Cold or very cold_6A/7 | 6
18310 | 3583 | NH | NEWEc | Cold or very cold | NEWEc_Cold or very cold_6A/7 | 6
18311 | 3584 | NH | NEWEc | Cold or very cold | NEWEc_Cold or very cold_6A/7 | 6
18312 | 3588 | NH | NEWEc | Cold or very cold | NEWEc_Cold or very cold_6A/7 | 6
18313 | 3589 | NH | NEWEc | Cold or very cold | NEWEc_Cold or very cold_6A/7 | 6
18314 | 3590 | NH | NEWEc | Cold or very cold | NEWEc_Cold or very cold_6A/7 | 6
18315 | 3592 | NH | NEWEc | Cold or very cold | NEWEc_Cold or very cold_6A/7 | 6
18316 | 3593 | NH | NEWEc | Cold or very cold | NEWEc_Cold or very cold_6A/7 | 6
18317 | 3595 | NH | NEWEc | Cold or very cold | NEWEc_Cold or very cold_6A/7 | 6
18318 | 3597 | NH | NEWEc | Cold or very cold | NEWEc_Cold or very cold_6A/7 | 6
18319 | 3804 | NH | NEWEc | Cold or very cold | NEWEc_Cold or very cold_6A/7 | 6
18320 | 3901 | ME | NEWEc | Cold or very cold | NEWEc_Cold or very cold_6A/7 | 6
18321 | 3902 | ME | NEWEc | Cold or very cold | NEWEc_Cold or very cold_6A/7 | 6
18322 | 3903 | ME | NEWEc | Cold or very cold | NEWEc_Cold or very cold_6A/7 | 6
18323 | 3904 | ME | NEWEc | Cold or very cold | NEWEc_Cold or very cold_6A/7 | 6
18324 | 3905 | ME | NEWEc | Cold or very cold | NEWEc_Cold or very cold_6A/7 | 6
18325 | 3906 | ME | NEWEc | Cold or very cold | NEWEc_Cold or very cold_6A/7 | 6
18326 | 3907 | ME | NEWEc | Cold or very cold | NEWEc_Cold or very cold_6A/7 | 6
18327 | 3908 | ME | NEWEc | Cold or very cold | NEWEc_Cold or very cold_6A/7 | 6
18328 | 3909 | ME | NEWEc | Cold or very cold | NEWEc_Cold or very cold_6A/7 | 6
18329 | 3910 | ME | NEWEc | Cold or very cold | NEWEc_Cold or very cold_6A/7 | 6
18330 | 3911 | ME | NEWEc | Cold or very cold | NEWEc_Cold or very cold_6A/7 | 6
18331 | 4001 | ME | NEWEc | Cold or very cold | NEWEc_Cold or very cold_6A/7 | 6
18332 | 4002 | ME | NEWEc | Cold or very cold | NEWEc_Cold or very cold_6A/7 | 6
18333 | 4004 | ME | NEWEc | Cold or very cold | NEWEc_Cold or very cold_6A/7 | 6
18334 | 4005 | ME | NEWEc | Cold or very cold | NEWEc_Cold or very cold_6A/7 | 6
18335 | 4006 | ME | NEWEc | Cold or very cold | NEWEc_Cold or very cold_6A/7 | 6
18336 | 4014 | ME | NEWEc | Cold or very cold | NEWEc_Cold or very cold_6A/7 | 6
18337 | 4020 | ME | NEWEc | Cold or very cold | NEWEc_Cold or very cold_6A/7 | 6
18338 | 4027 | ME | NEWEc | Cold or very cold | NEWEc_Cold or very cold_6A/7 | 6
18339 | 4028 | ME | NEWEc | Cold or very cold | NEWEc_Cold or very cold_6A/7 | 6
18340 | 4030 | ME | NEWEc | Cold or very cold | NEWEc_Cold or very cold_6A/7 | 6
18341 | 4038 | ME | NEWEc | Cold or very cold | NEWEc_Cold or very cold_6A/7 | 6
18342 | 4042 | ME | NEWEc | Cold or very cold | NEWEc_Cold or very cold_6A/7 | 6
18343 | 4043 | ME | NEWEc | Cold or very cold | NEWEc_Cold or very cold_6A/7 | 6
18344 | 4046 | ME | NEWEc | Cold or very cold | NEWEc_Cold or very cold_6A/7 | 6
18345 | 4047 | ME | NEWEc | Cold or very cold | NEWEc_Cold or very cold_6A/7 | 6
18346 | 4048 | ME | NEWEc | Cold or very cold | NEWEc_Cold or very cold_6A/7 | 6
18347 | 4049 | ME | NEWEc | Cold or very cold | NEWEc_Cold or very cold_6A/7 | 6
18348 | 4054 | ME | NEWEc | Cold or very cold | NEWEc_Cold or very cold_6A/7 | 6
18349 | 4056 | ME | NEWEc | Cold or very cold | NEWEc_Cold or very cold_6A/7 | 6
18350 | 4061 | ME | NEWEc | Cold or very cold | NEWEc_Cold or very cold_6A/7 | 6
18351 | 4063 | ME | NEWEc | Cold or very cold | NEWEc_Cold or very cold_6A/7 | 6
18352 | 4064 | ME | NEWEc | Cold or very cold | NEWEc_Cold or very cold_6A/7 | 6
18353 | 4072 | ME | NEWEc | Cold or very cold | NEWEc_Cold or very cold_6A/7 | 6
18354 | 4073 | ME | NEWEc | Cold or very cold | NEWEc_Cold or very cold_6A/7 | 6
18355 | 4076 | ME | NEWEc | Cold or very cold | NEWEc_Cold or very cold_6A/7 | 6
18356 | 4083 | ME | NEWEc | Cold or very cold | NEWEc_Cold or very cold_6A/7 | 6
18357 | 4084 | ME | NEWEc | Cold or very cold | NEWEc_Cold or very cold_6A/7 | 6
18358 | 4087 | ME | NEWEc | Cold or very cold | NEWEc_Cold or very cold_6A/7 | 6
18359 | 4090 | ME | NEWEc | Cold or very cold | NEWEc_Cold or very cold_6A/7 | 6
18360 | 4093 | ME | NEWEc | Cold or very cold | NEWEc_Cold or very cold_6A/7 | 6
18361 | 4094 | ME | NEWEc | Cold or very cold | NEWEc_Cold or very cold_6A/7 | 6
18362 | 4095 | ME | NEWEc | Cold or very cold | NEWEc_Cold or very cold_6A/7 | 6
18363 | 4003 | ME | NEWEc | Cold or very cold | NEWEc_Cold or very cold_6A/7 | 6
18364 | 4009 | ME | NEWEc | Cold or very cold | NEWEc_Cold or very cold_6A/7 | 6
18365 | 4011 | ME | NEWEc | Cold or very cold | NEWEc_Cold or very cold_6A/7 | 6
18366 | 4013 | ME | NEWEc | Cold or very cold | NEWEc_Cold or very cold_6A/7 | 6
18367 | 4015 | ME | NEWEc | Cold or very cold | NEWEc_Cold or very cold_6A/7 | 6
18368 | 4017 | ME | NEWEc | Cold or very cold | NEWEc_Cold or very cold_6A/7 | 6
18369 | 4019 | ME | NEWEc | Cold or very cold | NEWEc_Cold or very cold_6A/7 | 6
18370 | 4021 | ME | NEWEc | Cold or very cold | NEWEc_Cold or very cold_6A/7 | 6
18371 | 4022 | ME | NEWEc | Cold or very cold | NEWEc_Cold or very cold_6A/7 | 6
18372 | 4024 | ME | NEWEc | Cold or very cold | NEWEc_Cold or very cold_6A/7 | 6
18373 | 4029 | ME | NEWEc | Cold or very cold | NEWEc_Cold or very cold_6A/7 | 6
18374 | 4032 | ME | NEWEc | Cold or very cold | NEWEc_Cold or very cold_6A/7 | 6
18375 | 4033 | ME | NEWEc | Cold or very cold | NEWEc_Cold or very cold_6A/7 | 6
18376 | 4034 | ME | NEWEc | Cold or very cold | NEWEc_Cold or very cold_6A/7 | 6
18377 | 4039 | ME | NEWEc | Cold or very cold | NEWEc_Cold or very cold_6A/7 | 6
18378 | 4040 | ME | NEWEc | Cold or very cold | NEWEc_Cold or very cold_6A/7 | 6
18379 | 4050 | ME | NEWEc | Cold or very cold | NEWEc_Cold or very cold_6A/7 | 6
18380 | 4055 | ME | NEWEc | Cold or very cold | NEWEc_Cold or very cold_6A/7 | 6
18381 | 4057 | ME | NEWEc | Cold or very cold | NEWEc_Cold or very cold_6A/7 | 6
18382 | 4062 | ME | NEWEc | Cold or very cold | NEWEc_Cold or very cold_6A/7 | 6
18383 | 4066 | ME | NEWEc | Cold or very cold | NEWEc_Cold or very cold_6A/7 | 6
18384 | 4069 | ME | NEWEc | Cold or very cold | NEWEc_Cold or very cold_6A/7 | 6
18385 | 4070 | ME | NEWEc | Cold or very cold | NEWEc_Cold or very cold_6A/7 | 6
18386 | 4071 | ME | NEWEc | Cold or very cold | NEWEc_Cold or very cold_6A/7 | 6
18387 | 4074 | ME | NEWEc | Cold or very cold | NEWEc_Cold or very cold_6A/7 | 6
18388 | 4077 | ME | NEWEc | Cold or very cold | NEWEc_Cold or very cold_6A/7 | 6
18389 | 4078 | ME | NEWEc | Cold or very cold | NEWEc_Cold or very cold_6A/7 | 6
18390 | 4079 | ME | NEWEc | Cold or very cold | NEWEc_Cold or very cold_6A/7 | 6
18391 | 4082 | ME | NEWEc | Cold or very cold | NEWEc_Cold or very cold_6A/7 | 6
18392 | 4085 | ME | NEWEc | Cold or very cold | NEWEc_Cold or very cold_6A/7 | 6
18393 | 4091 | ME | NEWEc | Cold or very cold | NEWEc_Cold or very cold_6A/7 | 6
18394 | 4092 | ME | NEWEc | Cold or very cold | NEWEc_Cold or very cold_6A/7 | 6
18395 | 4096 | ME | NEWEc | Cold or very cold | NEWEc_Cold or very cold_6A/7 | 6
18396 | 4097 | ME | NEWEc | Cold or very cold | NEWEc_Cold or very cold_6A/7 | 6
18397 | 4098 | ME | NEWEc | Cold or very cold | NEWEc_Cold or very cold_6A/7 | 6
18398 | 4101 | ME | NEWEc | Cold or very cold | NEWEc_Cold or very cold_6A/7 | 6
18399 | 4102 | ME | NEWEc | Cold or very cold | NEWEc_Cold or very cold_6A/7 | 6
18400 | 4103 | ME | NEWEc | Cold or very cold | NEWEc_Cold or very cold_6A/7 | 6
18401 | 4104 | ME | NEWEc | Cold or very cold | NEWEc_Cold or very cold_6A/7 | 6
18402 | 4105 | ME | NEWEc | Cold or very cold | NEWEc_Cold or very cold_6A/7 | 6
18403 | 4106 | ME | NEWEc | Cold or very cold | NEWEc_Cold or very cold_6A/7 | 6
18404 | 4107 | ME | NEWEc | Cold or very cold | NEWEc_Cold or very cold_6A/7 | 6
18405 | 4108 | ME | NEWEc | Cold or very cold | NEWEc_Cold or very cold_6A/7 | 6
18406 | 4109 | ME | NEWEc | Cold or very cold | NEWEc_Cold or very cold_6A/7 | 6
18407 | 4110 | ME | NEWEc | Cold or very cold | NEWEc_Cold or very cold_6A/7 | 6
18408 | 4112 | ME | NEWEc | Cold or very cold | NEWEc_Cold or very cold_6A/7 | 6
18409 | 4116 | ME | NEWEc | Cold or very cold | NEWEc_Cold or very cold_6A/7 | 6
18410 | 4122 | ME | NEWEc | Cold or very cold | NEWEc_Cold or very cold_6A/7 | 6
18411 | 4123 | ME | NEWEc | Cold or very cold | NEWEc_Cold or very cold_6A/7 | 6
18412 | 4124 | ME | NEWEc | Cold or very cold | NEWEc_Cold or very cold_6A/7 | 6
18413 | 4222 | ME | NEWEc | Cold or very cold | NEWEc_Cold or very cold_6A/7 | 6
18414 | 4260 | ME | NEWEc | Cold or very cold | NEWEc_Cold or very cold_6A/7 | 6
18415 | 4274 | ME | NEWEc | Cold or very cold | NEWEc_Cold or very cold_6A/7 | 6
18416 | 4008 | ME | NEWEc | Cold or very cold | NEWEc_Cold or very cold_6A/7 | 6
18417 | 4086 | ME | NEWEc | Cold or very cold | NEWEc_Cold or very cold_6A/7 | 6
18418 | 4252 | ME | NEWEc | Cold or very cold | NEWEc_Cold or very cold_6A/7 | 6
18419 | 4280 | ME | NEWEc | Cold or very cold | NEWEc_Cold or very cold_6A/7 | 6
18420 | 4287 | ME | NEWEc | Cold or very cold | NEWEc_Cold or very cold_6A/7 | 6
18421 | 4345 | ME | NEWEc | Cold or very cold | NEWEc_Cold or very cold_6A/7 | 6
18422 | 4357 | ME | NEWEc | Cold or very cold | NEWEc_Cold or very cold_6A/7 | 6
18423 | 4530 | ME | NEWEc | Cold or very cold | NEWEc_Cold or very cold_6A/7 | 6
18424 | 4548 | ME | NEWEc | Cold or very cold | NEWEc_Cold or very cold_6A/7 | 6
18425 | 4562 | ME | NEWEc | Cold or very cold | NEWEc_Cold or very cold_6A/7 | 6
18426 | 4565 | ME | NEWEc | Cold or very cold | NEWEc_Cold or very cold_6A/7 | 6
18427 | 4579 | ME | NEWEc | Cold or very cold | NEWEc_Cold or very cold_6A/7 | 6
18428 | 4010 | ME | NEWEc | Cold or very cold | NEWEc_Cold or very cold_6A/7 | 6
18429 | 4016 | ME | NEWEc | Cold or very cold | NEWEc_Cold or very cold_6A/7 | 6
18430 | 4037 | ME | NEWEc | Cold or very cold | NEWEc_Cold or very cold_6A/7 | 6
18431 | 4041 | ME | NEWEc | Cold or very cold | NEWEc_Cold or very cold_6A/7 | 6
18432 | 4051 | ME | NEWEc | Cold or very cold | NEWEc_Cold or very cold_6A/7 | 6
18433 | 4068 | ME | NEWEc | Cold or very cold | NEWEc_Cold or very cold_6A/7 | 6
18434 | 4088 | ME | NEWEc | Cold or very cold | NEWEc_Cold or very cold_6A/7 | 6
18435 | 4216 | ME | NEWEc | Cold or very cold | NEWEc_Cold or very cold_6A/7 | 6
18436 | 4217 | ME | NEWEc | Cold or very cold | NEWEc_Cold or very cold_6A/7 | 6
18437 | 4219 | ME | NEWEc | Cold or very cold | NEWEc_Cold or very cold_6A/7 | 6
18438 | 4220 | ME | NEWEc | Cold or very cold | NEWEc_Cold or very cold_6A/7 | 6
18439 | 4221 | ME | NEWEc | Cold or very cold | NEWEc_Cold or very cold_6A/7 | 6
18440 | 4224 | ME | NEWEc | Cold or very cold | NEWEc_Cold or very cold_6A/7 | 6
18441 | 4226 | ME | NEWEc | Cold or very cold | NEWEc_Cold or very cold_6A/7 | 6
18442 | 4231 | ME | NEWEc | Cold or very cold | NEWEc_Cold or very cold_6A/7 | 6
18443 | 4237 | ME | NEWEc | Cold or very cold | NEWEc_Cold or very cold_6A/7 | 6
18444 | 4238 | ME | NEWEc | Cold or very cold | NEWEc_Cold or very cold_6A/7 | 6
18445 | 4239 | ME | NEWEc | Cold or very cold | NEWEc_Cold or very cold_6A/7 | 6
18446 | 4255 | ME | NEWEc | Cold or very cold | NEWEc_Cold or very cold_6A/7 | 6
18447 | 4257 | ME | NEWEc | Cold or very cold | NEWEc_Cold or very cold_6A/7 | 6
18448 | 4258 | ME | NEWEc | Cold or very cold | NEWEc_Cold or very cold_6A/7 | 6
18449 | 4261 | ME | NEWEc | Cold or very cold | NEWEc_Cold or very cold_6A/7 | 6
18450 | 4267 | ME | NEWEc | Cold or very cold | NEWEc_Cold or very cold_6A/7 | 6
18451 | 4268 | ME | NEWEc | Cold or very cold | NEWEc_Cold or very cold_6A/7 | 6
18452 | 4270 | ME | NEWEc | Cold or very cold | NEWEc_Cold or very cold_6A/7 | 6
18453 | 4271 | ME | NEWEc | Cold or very cold | NEWEc_Cold or very cold_6A/7 | 6
18454 | 4275 | ME | NEWEc | Cold or very cold | NEWEc_Cold or very cold_6A/7 | 6
18455 | 4276 | ME | NEWEc | Cold or very cold | NEWEc_Cold or very cold_6A/7 | 6
18456 | 4281 | ME | NEWEc | Cold or very cold | NEWEc_Cold or very cold_6A/7 | 6
18457 | 4286 | ME | NEWEc | Cold or very cold | NEWEc_Cold or very cold_6A/7 | 6
18458 | 4289 | ME | NEWEc | Cold or very cold | NEWEc_Cold or very cold_6A/7 | 6
18459 | 4290 | ME | NEWEc | Cold or very cold | NEWEc_Cold or very cold_6A/7 | 6
18460 | 4292 | ME | NEWEc | Cold or very cold | NEWEc_Cold or very cold_6A/7 | 6
18461 | 4210 | ME | NEWEc | Cold or very cold | NEWEc_Cold or very cold_6A/7 | 6
18462 | 4211 | ME | NEWEc | Cold or very cold | NEWEc_Cold or very cold_6A/7 | 6
18463 | 4212 | ME | NEWEc | Cold or very cold | NEWEc_Cold or very cold_6A/7 | 6
18464 | 4223 | ME | NEWEc | Cold or very cold | NEWEc_Cold or very cold_6A/7 | 6
18465 | 4228 | ME | NEWEc | Cold or very cold | NEWEc_Cold or very cold_6A/7 | 6
18466 | 4230 | ME | NEWEc | Cold or very cold | NEWEc_Cold or very cold_6A/7 | 6
18467 | 4236 | ME | NEWEc | Cold or very cold | NEWEc_Cold or very cold_6A/7 | 6
18468 | 4240 | ME | NEWEc | Cold or very cold | NEWEc_Cold or very cold_6A/7 | 6
18469 | 4241 | ME | NEWEc | Cold or very cold | NEWEc_Cold or very cold_6A/7 | 6
18470 | 4243 | ME | NEWEc | Cold or very cold | NEWEc_Cold or very cold_6A/7 | 6
18471 | 4250 | ME | NEWEc | Cold or very cold | NEWEc_Cold or very cold_6A/7 | 6
18472 | 4253 | ME | NEWEc | Cold or very cold | NEWEc_Cold or very cold_6A/7 | 6
18473 | 4254 | ME | NEWEc | Cold or very cold | NEWEc_Cold or very cold_6A/7 | 6
18474 | 4256 | ME | NEWEc | Cold or very cold | NEWEc_Cold or very cold_6A/7 | 6
18475 | 4263 | ME | NEWEc | Cold or very cold | NEWEc_Cold or very cold_6A/7 | 6
18476 | 4266 | ME | NEWEc | Cold or very cold | NEWEc_Cold or very cold_6A/7 | 6
18477 | 4282 | ME | NEWEc | Cold or very cold | NEWEc_Cold or very cold_6A/7 | 6
18478 | 4288 | ME | NEWEc | Cold or very cold | NEWEc_Cold or very cold_6A/7 | 6
18479 | 4291 | ME | NEWEc | Cold or very cold | NEWEc_Cold or very cold_6A/7 | 6
18480 | 4225 | ME | NEWEc | Cold or very cold | NEWEc_Cold or very cold_6A/7 | 6
18481 | 4227 | ME | NEWEc | Cold or very cold | NEWEc_Cold or very cold_6A/7 | 6
18482 | 4234 | ME | NEWEc | Cold or very cold | NEWEc_Cold or very cold_6A/7 | 6
18483 | 4262 | ME | NEWEc | Cold or very cold | NEWEc_Cold or very cold_6A/7 | 6
18484 | 4285 | ME | NEWEc | Cold or very cold | NEWEc_Cold or very cold_6A/7 | 6
18485 | 4294 | ME | NEWEc | Cold or very cold | NEWEc_Cold or very cold_6A/7 | 6
18486 | 4936 | ME | NEWEc | Cold or very cold | NEWEc_Cold or very cold_6A/7 | 6
18487 | 4938 | ME | NEWEc | Cold or very cold | NEWEc_Cold or very cold_6A/7 | 6
18488 | 4940 | ME | NEWEc | Cold or very cold | NEWEc_Cold or very cold_6A/7 | 6
18489 | 4947 | ME | NEWEc | Cold or very cold | NEWEc_Cold or very cold_6A/7 | 6
18490 | 4955 | ME | NEWEc | Cold or very cold | NEWEc_Cold or very cold_6A/7 | 6
18491 | 4956 | ME | NEWEc | Cold or very cold | NEWEc_Cold or very cold_6A/7 | 6
18492 | 4961 | ME | NEWEc | Cold or very cold | NEWEc_Cold or very cold_6A/7 | 6
18493 | 4964 | ME | NEWEc | Cold or very cold | NEWEc_Cold or very cold_6A/7 | 6
18494 | 4966 | ME | NEWEc | Cold or very cold | NEWEc_Cold or very cold_6A/7 | 6
18495 | 4970 | ME | NEWEc | Cold or very cold | NEWEc_Cold or very cold_6A/7 | 6
18496 | 4982 | ME | NEWEc | Cold or very cold | NEWEc_Cold or very cold_6A/7 | 6
18497 | 4983 | ME | NEWEc | Cold or very cold | NEWEc_Cold or very cold_6A/7 | 6
18498 | 4984 | ME | NEWEc | Cold or very cold | NEWEc_Cold or very cold_6A/7 | 6
18499 | 4992 | ME | NEWEc | Cold or very cold | NEWEc_Cold or very cold_6A/7 | 6
18500 | 4259 | ME | NEWEc | Cold or very cold | NEWEc_Cold or very cold_6A/7 | 6
18501 | 4265 | ME | NEWEc | Cold or very cold | NEWEc_Cold or very cold_6A/7 | 6
18502 | 4284 | ME | NEWEc | Cold or very cold | NEWEc_Cold or very cold_6A/7 | 6
18503 | 4330 | ME | NEWEc | Cold or very cold | NEWEc_Cold or very cold_6A/7 | 6
18504 | 4332 | ME | NEWEc | Cold or very cold | NEWEc_Cold or very cold_6A/7 | 6
18505 | 4333 | ME | NEWEc | Cold or very cold | NEWEc_Cold or very cold_6A/7 | 6
18506 | 4336 | ME | NEWEc | Cold or very cold | NEWEc_Cold or very cold_6A/7 | 6
18507 | 4338 | ME | NEWEc | Cold or very cold | NEWEc_Cold or very cold_6A/7 | 6
18508 | 4343 | ME | NEWEc | Cold or very cold | NEWEc_Cold or very cold_6A/7 | 6
18509 | 4344 | ME | NEWEc | Cold or very cold | NEWEc_Cold or very cold_6A/7 | 6
18510 | 4346 | ME | NEWEc | Cold or very cold | NEWEc_Cold or very cold_6A/7 | 6
18511 | 4347 | ME | NEWEc | Cold or very cold | NEWEc_Cold or very cold_6A/7 | 6
18512 | 4349 | ME | NEWEc | Cold or very cold | NEWEc_Cold or very cold_6A/7 | 6
18513 | 4350 | ME | NEWEc | Cold or very cold | NEWEc_Cold or very cold_6A/7 | 6
18514 | 4351 | ME | NEWEc | Cold or very cold | NEWEc_Cold or very cold_6A/7 | 6
18515 | 4352 | ME | NEWEc | Cold or very cold | NEWEc_Cold or very cold_6A/7 | 6
18516 | 4353 | ME | NEWEc | Cold or very cold | NEWEc_Cold or very cold_6A/7 | 6
18517 | 4355 | ME | NEWEc | Cold or very cold | NEWEc_Cold or very cold_6A/7 | 6
18518 | 4358 | ME | NEWEc | Cold or very cold | NEWEc_Cold or very cold_6A/7 | 6
18519 | 4359 | ME | NEWEc | Cold or very cold | NEWEc_Cold or very cold_6A/7 | 6
18520 | 4360 | ME | NEWEc | Cold or very cold | NEWEc_Cold or very cold_6A/7 | 6
18521 | 4363 | ME | NEWEc | Cold or very cold | NEWEc_Cold or very cold_6A/7 | 6
18522 | 4364 | ME | NEWEc | Cold or very cold | NEWEc_Cold or very cold_6A/7 | 6
18523 | 4901 | ME | NEWEc | Cold or very cold | NEWEc_Cold or very cold_6A/7 | 6
18524 | 4903 | ME | NEWEc | Cold or very cold | NEWEc_Cold or very cold_6A/7 | 6
18525 | 4910 | ME | NEWEc | Cold or very cold | NEWEc_Cold or very cold_6A/7 | 6
18526 | 4917 | ME | NEWEc | Cold or very cold | NEWEc_Cold or very cold_6A/7 | 6
18527 | 4918 | ME | NEWEc | Cold or very cold | NEWEc_Cold or very cold_6A/7 | 6
18528 | 4926 | ME | NEWEc | Cold or very cold | NEWEc_Cold or very cold_6A/7 | 6
18529 | 4927 | ME | NEWEc | Cold or very cold | NEWEc_Cold or very cold_6A/7 | 6
18530 | 4935 | ME | NEWEc | Cold or very cold | NEWEc_Cold or very cold_6A/7 | 6
18531 | 4937 | ME | NEWEc | Cold or very cold | NEWEc_Cold or very cold_6A/7 | 6
18532 | 4962 | ME | NEWEc | Cold or very cold | NEWEc_Cold or very cold_6A/7 | 6
18533 | 4963 | ME | NEWEc | Cold or very cold | NEWEc_Cold or very cold_6A/7 | 6
18534 | 4988 | ME | NEWEc | Cold or very cold | NEWEc_Cold or very cold_6A/7 | 6
18535 | 4989 | ME | NEWEc | Cold or very cold | NEWEc_Cold or very cold_6A/7 | 6
18536 | 4341 | ME | NEWEc | Cold or very cold | NEWEc_Cold or very cold_6A/7 | 6
18537 | 4342 | ME | NEWEc | Cold or very cold | NEWEc_Cold or very cold_6A/7 | 6
18538 | 4348 | ME | NEWEc | Cold or very cold | NEWEc_Cold or very cold_6A/7 | 6
18539 | 4354 | ME | NEWEc | Cold or very cold | NEWEc_Cold or very cold_6A/7 | 6
18540 | 4535 | ME | NEWEc | Cold or very cold | NEWEc_Cold or very cold_6A/7 | 6
18541 | 4537 | ME | NEWEc | Cold or very cold | NEWEc_Cold or very cold_6A/7 | 6
18542 | 4538 | ME | NEWEc | Cold or very cold | NEWEc_Cold or very cold_6A/7 | 6
18543 | 4539 | ME | NEWEc | Cold or very cold | NEWEc_Cold or very cold_6A/7 | 6
18544 | 4541 | ME | NEWEc | Cold or very cold | NEWEc_Cold or very cold_6A/7 | 6
18545 | 4543 | ME | NEWEc | Cold or very cold | NEWEc_Cold or very cold_6A/7 | 6
18546 | 4544 | ME | NEWEc | Cold or very cold | NEWEc_Cold or very cold_6A/7 | 6
18547 | 4551 | ME | NEWEc | Cold or very cold | NEWEc_Cold or very cold_6A/7 | 6
18548 | 4553 | ME | NEWEc | Cold or very cold | NEWEc_Cold or very cold_6A/7 | 6
18549 | 4554 | ME | NEWEc | Cold or very cold | NEWEc_Cold or very cold_6A/7 | 6
18550 | 4555 | ME | NEWEc | Cold or very cold | NEWEc_Cold or very cold_6A/7 | 6
18551 | 4556 | ME | NEWEc | Cold or very cold | NEWEc_Cold or very cold_6A/7 | 6
18552 | 4558 | ME | NEWEc | Cold or very cold | NEWEc_Cold or very cold_6A/7 | 6
18553 | 4564 | ME | NEWEc | Cold or very cold | NEWEc_Cold or very cold_6A/7 | 6
18554 | 4568 | ME | NEWEc | Cold or very cold | NEWEc_Cold or very cold_6A/7 | 6
18555 | 4570 | ME | NEWEc | Cold or very cold | NEWEc_Cold or very cold_6A/7 | 6
18556 | 4571 | ME | NEWEc | Cold or very cold | NEWEc_Cold or very cold_6A/7 | 6
18557 | 4572 | ME | NEWEc | Cold or very cold | NEWEc_Cold or very cold_6A/7 | 6
18558 | 4573 | ME | NEWEc | Cold or very cold | NEWEc_Cold or very cold_6A/7 | 6
18559 | 4575 | ME | NEWEc | Cold or very cold | NEWEc_Cold or very cold_6A/7 | 6
18560 | 4576 | ME | NEWEc | Cold or very cold | NEWEc_Cold or very cold_6A/7 | 6
18561 | 4578 | ME | NEWEc | Cold or very cold | NEWEc_Cold or very cold_6A/7 | 6
18562 | 4852 | ME | NEWEc | Cold or very cold | NEWEc_Cold or very cold_6A/7 | 6
18563 | 4862 | ME | NEWEc | Cold or very cold | NEWEc_Cold or very cold_6A/7 | 6
18564 | 4864 | ME | NEWEc | Cold or very cold | NEWEc_Cold or very cold_6A/7 | 6
18565 | 4438 | ME | NEWEc | Cold or very cold | NEWEc_Cold or very cold_6A/7 | 6
18566 | 4496 | ME | NEWEc | Cold or very cold | NEWEc_Cold or very cold_6A/7 | 6
18567 | 4848 | ME | NEWEc | Cold or very cold | NEWEc_Cold or very cold_6A/7 | 6
18568 | 4849 | ME | NEWEc | Cold or very cold | NEWEc_Cold or very cold_6A/7 | 6
18569 | 4850 | ME | NEWEc | Cold or very cold | NEWEc_Cold or very cold_6A/7 | 6
18570 | 4915 | ME | NEWEc | Cold or very cold | NEWEc_Cold or very cold_6A/7 | 6
18571 | 4921 | ME | NEWEc | Cold or very cold | NEWEc_Cold or very cold_6A/7 | 6
18572 | 4922 | ME | NEWEc | Cold or very cold | NEWEc_Cold or very cold_6A/7 | 6
18573 | 4932 | ME | NEWEc | Cold or very cold | NEWEc_Cold or very cold_6A/7 | 6
18574 | 4941 | ME | NEWEc | Cold or very cold | NEWEc_Cold or very cold_6A/7 | 6
18575 | 4949 | ME | NEWEc | Cold or very cold | NEWEc_Cold or very cold_6A/7 | 6
18576 | 4951 | ME | NEWEc | Cold or very cold | NEWEc_Cold or very cold_6A/7 | 6
18577 | 4952 | ME | NEWEc | Cold or very cold | NEWEc_Cold or very cold_6A/7 | 6
18578 | 4973 | ME | NEWEc | Cold or very cold | NEWEc_Cold or very cold_6A/7 | 6
18579 | 4974 | ME | NEWEc | Cold or very cold | NEWEc_Cold or very cold_6A/7 | 6
18580 | 4981 | ME | NEWEc | Cold or very cold | NEWEc_Cold or very cold_6A/7 | 6
18581 | 4986 | ME | NEWEc | Cold or very cold | NEWEc_Cold or very cold_6A/7 | 6
18582 | 4987 | ME | NEWEc | Cold or very cold | NEWEc_Cold or very cold_6A/7 | 6
18583 | 4401 | ME | NEWEc | Cold or very cold | NEWEc_Cold or very cold_6A/7 | 6
18584 | 4402 | ME | NEWEc | Cold or very cold | NEWEc_Cold or very cold_6A/7 | 6
18585 | 4410 | ME | NEWEc | Cold or very cold | NEWEc_Cold or very cold_6A/7 | 6
18586 | 4411 | ME | NEWEc | Cold or very cold | NEWEc_Cold or very cold_6A/7 | 6
18587 | 4412 | ME | NEWEc | Cold or very cold | NEWEc_Cold or very cold_6A/7 | 6
18588 | 4417 | ME | NEWEc | Cold or very cold | NEWEc_Cold or very cold_6A/7 | 6
18589 | 4418 | ME | NEWEc | Cold or very cold | NEWEc_Cold or very cold_6A/7 | 6
18590 | 4419 | ME | NEWEc | Cold or very cold | NEWEc_Cold or very cold_6A/7 | 6
18591 | 4422 | ME | NEWEc | Cold or very cold | NEWEc_Cold or very cold_6A/7 | 6
18592 | 4427 | ME | NEWEc | Cold or very cold | NEWEc_Cold or very cold_6A/7 | 6
18593 | 4428 | ME | NEWEc | Cold or very cold | NEWEc_Cold or very cold_6A/7 | 6
18594 | 4429 | ME | NEWEc | Cold or very cold | NEWEc_Cold or very cold_6A/7 | 6
18595 | 4430 | ME | NEWEc | Cold or very cold | NEWEc_Cold or very cold_6A/7 | 6
18596 | 4434 | ME | NEWEc | Cold or very cold | NEWEc_Cold or very cold_6A/7 | 6
18597 | 4435 | ME | NEWEc | Cold or very cold | NEWEc_Cold or very cold_6A/7 | 6
18598 | 4444 | ME | NEWEc | Cold or very cold | NEWEc_Cold or very cold_6A/7 | 6
18599 | 4448 | ME | NEWEc | Cold or very cold | NEWEc_Cold or very cold_6A/7 | 6
18600 | 4449 | ME | NEWEc | Cold or very cold | NEWEc_Cold or very cold_6A/7 | 6
18601 | 4450 | ME | NEWEc | Cold or very cold | NEWEc_Cold or very cold_6A/7 | 6
18602 | 4451 | ME | NEWEc | Cold or very cold | NEWEc_Cold or very cold_6A/7 | 6
18603 | 4453 | ME | NEWEc | Cold or very cold | NEWEc_Cold or very cold_6A/7 | 6
18604 | 4455 | ME | NEWEc | Cold or very cold | NEWEc_Cold or very cold_6A/7 | 6
18605 | 4456 | ME | NEWEc | Cold or very cold | NEWEc_Cold or very cold_6A/7 | 6
18606 | 4457 | ME | NEWEc | Cold or very cold | NEWEc_Cold or very cold_6A/7 | 6
18607 | 4459 | ME | NEWEc | Cold or very cold | NEWEc_Cold or very cold_6A/7 | 6
18608 | 4460 | ME | NEWEc | Cold or very cold | NEWEc_Cold or very cold_6A/7 | 6
18609 | 4461 | ME | NEWEc | Cold or very cold | NEWEc_Cold or very cold_6A/7 | 6
18610 | 4462 | ME | NEWEc | Cold or very cold | NEWEc_Cold or very cold_6A/7 | 6
18611 | 4468 | ME | NEWEc | Cold or very cold | NEWEc_Cold or very cold_6A/7 | 6
18612 | 4469 | ME | NEWEc | Cold or very cold | NEWEc_Cold or very cold_6A/7 | 6
18613 | 4473 | ME | NEWEc | Cold or very cold | NEWEc_Cold or very cold_6A/7 | 6
18614 | 4474 | ME | NEWEc | Cold or very cold | NEWEc_Cold or very cold_6A/7 | 6
18615 | 4475 | ME | NEWEc | Cold or very cold | NEWEc_Cold or very cold_6A/7 | 6
18616 | 4487 | ME | NEWEc | Cold or very cold | NEWEc_Cold or very cold_6A/7 | 6
18617 | 4488 | ME | NEWEc | Cold or very cold | NEWEc_Cold or very cold_6A/7 | 6
18618 | 4489 | ME | NEWEc | Cold or very cold | NEWEc_Cold or very cold_6A/7 | 6
18619 | 4493 | ME | NEWEc | Cold or very cold | NEWEc_Cold or very cold_6A/7 | 6
18620 | 4495 | ME | NEWEc | Cold or very cold | NEWEc_Cold or very cold_6A/7 | 6
18621 | 4497 | ME | NEWEc | Cold or very cold | NEWEc_Cold or very cold_6A/7 | 6
18622 | 4733 | ME | NEWEc | Cold or very cold | NEWEc_Cold or very cold_6A/7 | 6
18623 | 4765 | ME | NEWEc | Cold or very cold | NEWEc_Cold or very cold_6A/7 | 6
18624 | 4777 | ME | NEWEc | Cold or very cold | NEWEc_Cold or very cold_6A/7 | 6
18625 | 4928 | ME | NEWEc | Cold or very cold | NEWEc_Cold or very cold_6A/7 | 6
18626 | 4930 | ME | NEWEc | Cold or very cold | NEWEc_Cold or very cold_6A/7 | 6
18627 | 4933 | ME | NEWEc | Cold or very cold | NEWEc_Cold or very cold_6A/7 | 6
18628 | 4939 | ME | NEWEc | Cold or very cold | NEWEc_Cold or very cold_6A/7 | 6
18629 | 4953 | ME | NEWEc | Cold or very cold | NEWEc_Cold or very cold_6A/7 | 6
18630 | 4965 | ME | NEWEc | Cold or very cold | NEWEc_Cold or very cold_6A/7 | 6
18631 | 4969 | ME | NEWEc | Cold or very cold | NEWEc_Cold or very cold_6A/7 | 6
18632 | 4406 | ME | NEWEc | Cold or very cold | NEWEc_Cold or very cold_6A/7 | 6
18633 | 4414 | ME | NEWEc | Cold or very cold | NEWEc_Cold or very cold_6A/7 | 6
18634 | 4415 | ME | NEWEc | Cold or very cold | NEWEc_Cold or very cold_6A/7 | 6
18635 | 4426 | ME | NEWEc | Cold or very cold | NEWEc_Cold or very cold_6A/7 | 6
18636 | 4441 | ME | NEWEc | Cold or very cold | NEWEc_Cold or very cold_6A/7 | 6
18637 | 4442 | ME | NEWEc | Cold or very cold | NEWEc_Cold or very cold_6A/7 | 6
18638 | 4443 | ME | NEWEc | Cold or very cold | NEWEc_Cold or very cold_6A/7 | 6
18639 | 4463 | ME | NEWEc | Cold or very cold | NEWEc_Cold or very cold_6A/7 | 6
18640 | 4464 | ME | NEWEc | Cold or very cold | NEWEc_Cold or very cold_6A/7 | 6
18641 | 4479 | ME | NEWEc | Cold or very cold | NEWEc_Cold or very cold_6A/7 | 6
18642 | 4481 | ME | NEWEc | Cold or very cold | NEWEc_Cold or very cold_6A/7 | 6
18643 | 4485 | ME | NEWEc | Cold or very cold | NEWEc_Cold or very cold_6A/7 | 6
18644 | 4942 | ME | NEWEc | Cold or very cold | NEWEc_Cold or very cold_6A/7 | 6
18645 | 4408 | ME | NEWEc | Cold or very cold | NEWEc_Cold or very cold_6A/7 | 6
18646 | 4416 | ME | NEWEc | Cold or very cold | NEWEc_Cold or very cold_6A/7 | 6
18647 | 4420 | ME | NEWEc | Cold or very cold | NEWEc_Cold or very cold_6A/7 | 6
18648 | 4421 | ME | NEWEc | Cold or very cold | NEWEc_Cold or very cold_6A/7 | 6
18649 | 4431 | ME | NEWEc | Cold or very cold | NEWEc_Cold or very cold_6A/7 | 6
18650 | 4472 | ME | NEWEc | Cold or very cold | NEWEc_Cold or very cold_6A/7 | 6
18651 | 4476 | ME | NEWEc | Cold or very cold | NEWEc_Cold or very cold_6A/7 | 6
18652 | 4605 | ME | NEWEc | Cold or very cold | NEWEc_Cold or very cold_6A/7 | 6
18653 | 4607 | ME | NEWEc | Cold or very cold | NEWEc_Cold or very cold_6A/7 | 6
18654 | 4609 | ME | NEWEc | Cold or very cold | NEWEc_Cold or very cold_6A/7 | 6
18655 | 4612 | ME | NEWEc | Cold or very cold | NEWEc_Cold or very cold_6A/7 | 6
18656 | 4613 | ME | NEWEc | Cold or very cold | NEWEc_Cold or very cold_6A/7 | 6
18657 | 4614 | ME | NEWEc | Cold or very cold | NEWEc_Cold or very cold_6A/7 | 6
18658 | 4616 | ME | NEWEc | Cold or very cold | NEWEc_Cold or very cold_6A/7 | 6
18659 | 4617 | ME | NEWEc | Cold or very cold | NEWEc_Cold or very cold_6A/7 | 6
18660 | 4622 | ME | NEWEc | Cold or very cold | NEWEc_Cold or very cold_6A/7 | 6
18661 | 4624 | ME | NEWEc | Cold or very cold | NEWEc_Cold or very cold_6A/7 | 6
18662 | 4625 | ME | NEWEc | Cold or very cold | NEWEc_Cold or very cold_6A/7 | 6
18663 | 4627 | ME | NEWEc | Cold or very cold | NEWEc_Cold or very cold_6A/7 | 6
18664 | 4629 | ME | NEWEc | Cold or very cold | NEWEc_Cold or very cold_6A/7 | 6
18665 | 4634 | ME | NEWEc | Cold or very cold | NEWEc_Cold or very cold_6A/7 | 6
18666 | 4635 | ME | NEWEc | Cold or very cold | NEWEc_Cold or very cold_6A/7 | 6
18667 | 4640 | ME | NEWEc | Cold or very cold | NEWEc_Cold or very cold_6A/7 | 6
18668 | 4642 | ME | NEWEc | Cold or very cold | NEWEc_Cold or very cold_6A/7 | 6
18669 | 4644 | ME | NEWEc | Cold or very cold | NEWEc_Cold or very cold_6A/7 | 6
18670 | 4646 | ME | NEWEc | Cold or very cold | NEWEc_Cold or very cold_6A/7 | 6
18671 | 4650 | ME | NEWEc | Cold or very cold | NEWEc_Cold or very cold_6A/7 | 6
18672 | 4653 | ME | NEWEc | Cold or very cold | NEWEc_Cold or very cold_6A/7 | 6
18673 | 4660 | ME | NEWEc | Cold or very cold | NEWEc_Cold or very cold_6A/7 | 6
18674 | 4662 | ME | NEWEc | Cold or very cold | NEWEc_Cold or very cold_6A/7 | 6
18675 | 4664 | ME | NEWEc | Cold or very cold | NEWEc_Cold or very cold_6A/7 | 6
18676 | 4669 | ME | NEWEc | Cold or very cold | NEWEc_Cold or very cold_6A/7 | 6
18677 | 4672 | ME | NEWEc | Cold or very cold | NEWEc_Cold or very cold_6A/7 | 6
18678 | 4673 | ME | NEWEc | Cold or very cold | NEWEc_Cold or very cold_6A/7 | 6
18679 | 4674 | ME | NEWEc | Cold or very cold | NEWEc_Cold or very cold_6A/7 | 6
18680 | 4675 | ME | NEWEc | Cold or very cold | NEWEc_Cold or very cold_6A/7 | 6
18681 | 4676 | ME | NEWEc | Cold or very cold | NEWEc_Cold or very cold_6A/7 | 6
18682 | 4677 | ME | NEWEc | Cold or very cold | NEWEc_Cold or very cold_6A/7 | 6
18683 | 4679 | ME | NEWEc | Cold or very cold | NEWEc_Cold or very cold_6A/7 | 6
18684 | 4681 | ME | NEWEc | Cold or very cold | NEWEc_Cold or very cold_6A/7 | 6
18685 | 4683 | ME | NEWEc | Cold or very cold | NEWEc_Cold or very cold_6A/7 | 6
18686 | 4684 | ME | NEWEc | Cold or very cold | NEWEc_Cold or very cold_6A/7 | 6
18687 | 4685 | ME | NEWEc | Cold or very cold | NEWEc_Cold or very cold_6A/7 | 6
18688 | 4693 | ME | NEWEc | Cold or very cold | NEWEc_Cold or very cold_6A/7 | 6
18689 | 4413 | ME | NEWEc | Cold or very cold | NEWEc_Cold or very cold_6A/7 | 6
18690 | 4424 | ME | NEWEc | Cold or very cold | NEWEc_Cold or very cold_6A/7 | 6
18691 | 4454 | ME | NEWEc | Cold or very cold | NEWEc_Cold or very cold_6A/7 | 6
18692 | 4490 | ME | NEWEc | Cold or very cold | NEWEc_Cold or very cold_6A/7 | 6
18693 | 4491 | ME | NEWEc | Cold or very cold | NEWEc_Cold or very cold_6A/7 | 6
18694 | 4492 | ME | NEWEc | Cold or very cold | NEWEc_Cold or very cold_6A/7 | 6
18695 | 4606 | ME | NEWEc | Cold or very cold | NEWEc_Cold or very cold_6A/7 | 6
18696 | 4611 | ME | NEWEc | Cold or very cold | NEWEc_Cold or very cold_6A/7 | 6
18697 | 4619 | ME | NEWEc | Cold or very cold | NEWEc_Cold or very cold_6A/7 | 6
18698 | 4623 | ME | NEWEc | Cold or very cold | NEWEc_Cold or very cold_6A/7 | 6
18699 | 4626 | ME | NEWEc | Cold or very cold | NEWEc_Cold or very cold_6A/7 | 6
18700 | 4628 | ME | NEWEc | Cold or very cold | NEWEc_Cold or very cold_6A/7 | 6
18701 | 4630 | ME | NEWEc | Cold or very cold | NEWEc_Cold or very cold_6A/7 | 6
18702 | 4631 | ME | NEWEc | Cold or very cold | NEWEc_Cold or very cold_6A/7 | 6
18703 | 4637 | ME | NEWEc | Cold or very cold | NEWEc_Cold or very cold_6A/7 | 6
18704 | 4643 | ME | NEWEc | Cold or very cold | NEWEc_Cold or very cold_6A/7 | 6
18705 | 4648 | ME | NEWEc | Cold or very cold | NEWEc_Cold or very cold_6A/7 | 6
18706 | 4649 | ME | NEWEc | Cold or very cold | NEWEc_Cold or very cold_6A/7 | 6
18707 | 4652 | ME | NEWEc | Cold or very cold | NEWEc_Cold or very cold_6A/7 | 6
18708 | 4654 | ME | NEWEc | Cold or very cold | NEWEc_Cold or very cold_6A/7 | 6
18709 | 4655 | ME | NEWEc | Cold or very cold | NEWEc_Cold or very cold_6A/7 | 6
18710 | 4657 | ME | NEWEc | Cold or very cold | NEWEc_Cold or very cold_6A/7 | 6
18711 | 4658 | ME | NEWEc | Cold or very cold | NEWEc_Cold or very cold_6A/7 | 6
18712 | 4666 | ME | NEWEc | Cold or very cold | NEWEc_Cold or very cold_6A/7 | 6
18713 | 4667 | ME | NEWEc | Cold or very cold | NEWEc_Cold or very cold_6A/7 | 6
18714 | 4668 | ME | NEWEc | Cold or very cold | NEWEc_Cold or very cold_6A/7 | 6
18715 | 4671 | ME | NEWEc | Cold or very cold | NEWEc_Cold or very cold_6A/7 | 6
18716 | 4680 | ME | NEWEc | Cold or very cold | NEWEc_Cold or very cold_6A/7 | 6
18717 | 4686 | ME | NEWEc | Cold or very cold | NEWEc_Cold or very cold_6A/7 | 6
18718 | 4691 | ME | NEWEc | Cold or very cold | NEWEc_Cold or very cold_6A/7 | 6
18719 | 4694 | ME | NEWEc | Cold or very cold | NEWEc_Cold or very cold_6A/7 | 6
18720 | 4478 | ME | NEWEc | Cold or very cold | NEWEc_Cold or very cold_6A/7 | 6
18721 | 4911 | ME | NEWEc | Cold or very cold | NEWEc_Cold or very cold_6A/7 | 6
18722 | 4912 | ME | NEWEc | Cold or very cold | NEWEc_Cold or very cold_6A/7 | 6
18723 | 4920 | ME | NEWEc | Cold or very cold | NEWEc_Cold or very cold_6A/7 | 6
18724 | 4923 | ME | NEWEc | Cold or very cold | NEWEc_Cold or very cold_6A/7 | 6
18725 | 4924 | ME | NEWEc | Cold or very cold | NEWEc_Cold or very cold_6A/7 | 6
18726 | 4925 | ME | NEWEc | Cold or very cold | NEWEc_Cold or very cold_6A/7 | 6
18727 | 4929 | ME | NEWEc | Cold or very cold | NEWEc_Cold or very cold_6A/7 | 6
18728 | 4943 | ME | NEWEc | Cold or very cold | NEWEc_Cold or very cold_6A/7 | 6
18729 | 4944 | ME | NEWEc | Cold or very cold | NEWEc_Cold or very cold_6A/7 | 6
18730 | 4945 | ME | NEWEc | Cold or very cold | NEWEc_Cold or very cold_6A/7 | 6
18731 | 4950 | ME | NEWEc | Cold or very cold | NEWEc_Cold or very cold_6A/7 | 6
18732 | 4954 | ME | NEWEc | Cold or very cold | NEWEc_Cold or very cold_6A/7 | 6
18733 | 4957 | ME | NEWEc | Cold or very cold | NEWEc_Cold or very cold_6A/7 | 6
18734 | 4958 | ME | NEWEc | Cold or very cold | NEWEc_Cold or very cold_6A/7 | 6
18735 | 4967 | ME | NEWEc | Cold or very cold | NEWEc_Cold or very cold_6A/7 | 6
18736 | 4971 | ME | NEWEc | Cold or very cold | NEWEc_Cold or very cold_6A/7 | 6
18737 | 4975 | ME | NEWEc | Cold or very cold | NEWEc_Cold or very cold_6A/7 | 6
18738 | 4976 | ME | NEWEc | Cold or very cold | NEWEc_Cold or very cold_6A/7 | 6
18739 | 4978 | ME | NEWEc | Cold or very cold | NEWEc_Cold or very cold_6A/7 | 6
18740 | 4979 | ME | NEWEc | Cold or very cold | NEWEc_Cold or very cold_6A/7 | 6
18741 | 4985 | ME | NEWEc | Cold or very cold | NEWEc_Cold or very cold_6A/7 | 6
18742 | 4547 | ME | NEWEc | Cold or very cold | NEWEc_Cold or very cold_6A/7 | 6
18743 | 4563 | ME | NEWEc | Cold or very cold | NEWEc_Cold or very cold_6A/7 | 6
18744 | 4574 | ME | NEWEc | Cold or very cold | NEWEc_Cold or very cold_6A/7 | 6
18745 | 4645 | ME | NEWEc | Cold or very cold | NEWEc_Cold or very cold_6A/7 | 6
18746 | 4841 | ME | NEWEc | Cold or very cold | NEWEc_Cold or very cold_6A/7 | 6
18747 | 4843 | ME | NEWEc | Cold or very cold | NEWEc_Cold or very cold_6A/7 | 6
18748 | 4847 | ME | NEWEc | Cold or very cold | NEWEc_Cold or very cold_6A/7 | 6
18749 | 4851 | ME | NEWEc | Cold or very cold | NEWEc_Cold or very cold_6A/7 | 6
18750 | 4853 | ME | NEWEc | Cold or very cold | NEWEc_Cold or very cold_6A/7 | 6
18751 | 4854 | ME | NEWEc | Cold or very cold | NEWEc_Cold or very cold_6A/7 | 6
18752 | 4855 | ME | NEWEc | Cold or very cold | NEWEc_Cold or very cold_6A/7 | 6
18753 | 4856 | ME | NEWEc | Cold or very cold | NEWEc_Cold or very cold_6A/7 | 6
18754 | 4858 | ME | NEWEc | Cold or very cold | NEWEc_Cold or very cold_6A/7 | 6
18755 | 4859 | ME | NEWEc | Cold or very cold | NEWEc_Cold or very cold_6A/7 | 6
18756 | 4860 | ME | NEWEc | Cold or very cold | NEWEc_Cold or very cold_6A/7 | 6
18757 | 4861 | ME | NEWEc | Cold or very cold | NEWEc_Cold or very cold_6A/7 | 6
18758 | 4863 | ME | NEWEc | Cold or very cold | NEWEc_Cold or very cold_6A/7 | 6
18759 | 4865 | ME | NEWEc | Cold or very cold | NEWEc_Cold or very cold_6A/7 | 6
18760 | 5001 | VT | NEWEc | Cold or very cold | NEWEc_Cold or very cold_6A/7 | 6
18761 | 5009 | VT | NEWEc | Cold or very cold | NEWEc_Cold or very cold_6A/7 | 6
18762 | 5030 | VT | NEWEc | Cold or very cold | NEWEc_Cold or very cold_6A/7 | 6
18763 | 5031 | VT | NEWEc | Cold or very cold | NEWEc_Cold or very cold_6A/7 | 6
18764 | 5032 | VT | NEWEc | Cold or very cold | NEWEc_Cold or very cold_6A/7 | 6
18765 | 5034 | VT | NEWEc | Cold or very cold | NEWEc_Cold or very cold_6A/7 | 6
18766 | 5035 | VT | NEWEc | Cold or very cold | NEWEc_Cold or very cold_6A/7 | 6
18767 | 5037 | VT | NEWEc | Cold or very cold | NEWEc_Cold or very cold_6A/7 | 6
18768 | 5047 | VT | NEWEc | Cold or very cold | NEWEc_Cold or very cold_6A/7 | 6
18769 | 5048 | VT | NEWEc | Cold or very cold | NEWEc_Cold or very cold_6A/7 | 6
18770 | 5049 | VT | NEWEc | Cold or very cold | NEWEc_Cold or very cold_6A/7 | 6
18771 | 5052 | VT | NEWEc | Cold or very cold | NEWEc_Cold or very cold_6A/7 | 6
18772 | 5053 | VT | NEWEc | Cold or very cold | NEWEc_Cold or very cold_6A/7 | 6
18773 | 5055 | VT | NEWEc | Cold or very cold | NEWEc_Cold or very cold_6A/7 | 6
18774 | 5056 | VT | NEWEc | Cold or very cold | NEWEc_Cold or very cold_6A/7 | 6
18775 | 5059 | VT | NEWEc | Cold or very cold | NEWEc_Cold or very cold_6A/7 | 6
18776 | 5060 | VT | NEWEc | Cold or very cold | NEWEc_Cold or very cold_6A/7 | 6
18777 | 5061 | VT | NEWEc | Cold or very cold | NEWEc_Cold or very cold_6A/7 | 6
18778 | 5062 | VT | NEWEc | Cold or very cold | NEWEc_Cold or very cold_6A/7 | 6
18779 | 5065 | VT | NEWEc | Cold or very cold | NEWEc_Cold or very cold_6A/7 | 6
18780 | 5067 | VT | NEWEc | Cold or very cold | NEWEc_Cold or very cold_6A/7 | 6
18781 | 5068 | VT | NEWEc | Cold or very cold | NEWEc_Cold or very cold_6A/7 | 6
18782 | 5070 | VT | NEWEc | Cold or very cold | NEWEc_Cold or very cold_6A/7 | 6
18783 | 5071 | VT | NEWEc | Cold or very cold | NEWEc_Cold or very cold_6A/7 | 6
18784 | 5072 | VT | NEWEc | Cold or very cold | NEWEc_Cold or very cold_6A/7 | 6
18785 | 5073 | VT | NEWEc | Cold or very cold | NEWEc_Cold or very cold_6A/7 | 6
18786 | 5084 | VT | NEWEc | Cold or very cold | NEWEc_Cold or very cold_6A/7 | 6
18787 | 5088 | VT | NEWEc | Cold or very cold | NEWEc_Cold or very cold_6A/7 | 6
18788 | 5089 | VT | NEWEc | Cold or very cold | NEWEc_Cold or very cold_6A/7 | 6
18789 | 5091 | VT | NEWEc | Cold or very cold | NEWEc_Cold or very cold_6A/7 | 6
18790 | 5142 | VT | NEWEc | Cold or very cold | NEWEc_Cold or very cold_6A/7 | 6
18791 | 5143 | VT | NEWEc | Cold or very cold | NEWEc_Cold or very cold_6A/7 | 6
18792 | 5148 | VT | NEWEc | Cold or very cold | NEWEc_Cold or very cold_6A/7 | 6
18793 | 5149 | VT | NEWEc | Cold or very cold | NEWEc_Cold or very cold_6A/7 | 6
18794 | 5150 | VT | NEWEc | Cold or very cold | NEWEc_Cold or very cold_6A/7 | 6
18795 | 5151 | VT | NEWEc | Cold or very cold | NEWEc_Cold or very cold_6A/7 | 6
18796 | 5153 | VT | NEWEc | Cold or very cold | NEWEc_Cold or very cold_6A/7 | 6
18797 | 5156 | VT | NEWEc | Cold or very cold | NEWEc_Cold or very cold_6A/7 | 6
18798 | 5161 | VT | NEWEc | Cold or very cold | NEWEc_Cold or very cold_6A/7 | 6
18799 | 5746 | VT | NEWEc | Cold or very cold | NEWEc_Cold or very cold_6A/7 | 6
18800 | 5758 | VT | NEWEc | Cold or very cold | NEWEc_Cold or very cold_6A/7 | 6
18801 | 5762 | VT | NEWEc | Cold or very cold | NEWEc_Cold or very cold_6A/7 | 6
18802 | 5767 | VT | NEWEc | Cold or very cold | NEWEc_Cold or very cold_6A/7 | 6
18803 | 5772 | VT | NEWEc | Cold or very cold | NEWEc_Cold or very cold_6A/7 | 6
18804 | 5033 | VT | NEWEc | Cold or very cold | NEWEc_Cold or very cold_6A/7 | 6
18805 | 5036 | VT | NEWEc | Cold or very cold | NEWEc_Cold or very cold_6A/7 | 6
18806 | 5038 | VT | NEWEc | Cold or very cold | NEWEc_Cold or very cold_6A/7 | 6
18807 | 5039 | VT | NEWEc | Cold or very cold | NEWEc_Cold or very cold_6A/7 | 6
18808 | 5040 | VT | NEWEc | Cold or very cold | NEWEc_Cold or very cold_6A/7 | 6
18809 | 5041 | VT | NEWEc | Cold or very cold | NEWEc_Cold or very cold_6A/7 | 6
18810 | 5043 | VT | NEWEc | Cold or very cold | NEWEc_Cold or very cold_6A/7 | 6
18811 | 5045 | VT | NEWEc | Cold or very cold | NEWEc_Cold or very cold_6A/7 | 6
18812 | 5046 | VT | NEWEc | Cold or very cold | NEWEc_Cold or very cold_6A/7 | 6
18813 | 5051 | VT | NEWEc | Cold or very cold | NEWEc_Cold or very cold_6A/7 | 6
18814 | 5054 | VT | NEWEc | Cold or very cold | NEWEc_Cold or very cold_6A/7 | 6
18815 | 5058 | VT | NEWEc | Cold or very cold | NEWEc_Cold or very cold_6A/7 | 6
18816 | 5069 | VT | NEWEc | Cold or very cold | NEWEc_Cold or very cold_6A/7 | 6
18817 | 5074 | VT | NEWEc | Cold or very cold | NEWEc_Cold or very cold_6A/7 | 6
18818 | 5075 | VT | NEWEc | Cold or very cold | NEWEc_Cold or very cold_6A/7 | 6
18819 | 5076 | VT | NEWEc | Cold or very cold | NEWEc_Cold or very cold_6A/7 | 6
18820 | 5077 | VT | NEWEc | Cold or very cold | NEWEc_Cold or very cold_6A/7 | 6
18821 | 5079 | VT | NEWEc | Cold or very cold | NEWEc_Cold or very cold_6A/7 | 6
18822 | 5081 | VT | NEWEc | Cold or very cold | NEWEc_Cold or very cold_6A/7 | 6
18823 | 5083 | VT | NEWEc | Cold or very cold | NEWEc_Cold or very cold_6A/7 | 6
18824 | 5085 | VT | NEWEc | Cold or very cold | NEWEc_Cold or very cold_6A/7 | 6
18825 | 5086 | VT | NEWEc | Cold or very cold | NEWEc_Cold or very cold_6A/7 | 6
18826 | 5641 | VT | NEWEc | Cold or very cold | NEWEc_Cold or very cold_6A/7 | 6
18827 | 5649 | VT | NEWEc | Cold or very cold | NEWEc_Cold or very cold_6A/7 | 6
18828 | 5654 | VT | NEWEc | Cold or very cold | NEWEc_Cold or very cold_6A/7 | 6
18829 | 5663 | VT | NEWEc | Cold or very cold | NEWEc_Cold or very cold_6A/7 | 6
18830 | 5669 | VT | NEWEc | Cold or very cold | NEWEc_Cold or very cold_6A/7 | 6
18831 | 5675 | VT | NEWEc | Cold or very cold | NEWEc_Cold or very cold_6A/7 | 6
18832 | 5679 | VT | NEWEc | Cold or very cold | NEWEc_Cold or very cold_6A/7 | 6
18833 | 5042 | VT | NEWEc | Cold or very cold | NEWEc_Cold or very cold_6A/7 | 6
18834 | 5050 | VT | NEWEc | Cold or very cold | NEWEc_Cold or very cold_6A/7 | 6
18835 | 5647 | VT | NEWEc | Cold or very cold | NEWEc_Cold or very cold_6A/7 | 6
18836 | 5658 | VT | NEWEc | Cold or very cold | NEWEc_Cold or very cold_6A/7 | 6
18837 | 5680 | VT | NEWEc | Cold or very cold | NEWEc_Cold or very cold_6A/7 | 6
18838 | 5819 | VT | NEWEc | Cold or very cold | NEWEc_Cold or very cold_6A/7 | 6
18839 | 5821 | VT | NEWEc | Cold or very cold | NEWEc_Cold or very cold_6A/7 | 6
18840 | 5824 | VT | NEWEc | Cold or very cold | NEWEc_Cold or very cold_6A/7 | 6
18841 | 5828 | VT | NEWEc | Cold or very cold | NEWEc_Cold or very cold_6A/7 | 6
18842 | 5832 | VT | NEWEc | Cold or very cold | NEWEc_Cold or very cold_6A/7 | 6
18843 | 5836 | VT | NEWEc | Cold or very cold | NEWEc_Cold or very cold_6A/7 | 6
18844 | 5837 | VT | NEWEc | Cold or very cold | NEWEc_Cold or very cold_6A/7 | 6
18845 | 5838 | VT | NEWEc | Cold or very cold | NEWEc_Cold or very cold_6A/7 | 6
18846 | 5839 | VT | NEWEc | Cold or very cold | NEWEc_Cold or very cold_6A/7 | 6
18847 | 5841 | VT | NEWEc | Cold or very cold | NEWEc_Cold or very cold_6A/7 | 6
18848 | 5842 | VT | NEWEc | Cold or very cold | NEWEc_Cold or very cold_6A/7 | 6
18849 | 5843 | VT | NEWEc | Cold or very cold | NEWEc_Cold or very cold_6A/7 | 6
18850 | 5848 | VT | NEWEc | Cold or very cold | NEWEc_Cold or very cold_6A/7 | 6
18851 | 5849 | VT | NEWEc | Cold or very cold | NEWEc_Cold or very cold_6A/7 | 6
18852 | 5850 | VT | NEWEc | Cold or very cold | NEWEc_Cold or very cold_6A/7 | 6
18853 | 5851 | VT | NEWEc | Cold or very cold | NEWEc_Cold or very cold_6A/7 | 6
18854 | 5861 | VT | NEWEc | Cold or very cold | NEWEc_Cold or very cold_6A/7 | 6
18855 | 5862 | VT | NEWEc | Cold or very cold | NEWEc_Cold or very cold_6A/7 | 6
18856 | 5863 | VT | NEWEc | Cold or very cold | NEWEc_Cold or very cold_6A/7 | 6
18857 | 5866 | VT | NEWEc | Cold or very cold | NEWEc_Cold or very cold_6A/7 | 6
18858 | 5867 | VT | NEWEc | Cold or very cold | NEWEc_Cold or very cold_6A/7 | 6
18859 | 5871 | VT | NEWEc | Cold or very cold | NEWEc_Cold or very cold_6A/7 | 6
18860 | 5873 | VT | NEWEc | Cold or very cold | NEWEc_Cold or very cold_6A/7 | 6
18861 | 5601 | VT | NEWEc | Cold or very cold | NEWEc_Cold or very cold_6A/7 | 6
18862 | 5602 | VT | NEWEc | Cold or very cold | NEWEc_Cold or very cold_6A/7 | 6
18863 | 5603 | VT | NEWEc | Cold or very cold | NEWEc_Cold or very cold_6A/7 | 6
18864 | 5604 | VT | NEWEc | Cold or very cold | NEWEc_Cold or very cold_6A/7 | 6
18865 | 5609 | VT | NEWEc | Cold or very cold | NEWEc_Cold or very cold_6A/7 | 6
18866 | 5620 | VT | NEWEc | Cold or very cold | NEWEc_Cold or very cold_6A/7 | 6
18867 | 5633 | VT | NEWEc | Cold or very cold | NEWEc_Cold or very cold_6A/7 | 6
18868 | 5640 | VT | NEWEc | Cold or very cold | NEWEc_Cold or very cold_6A/7 | 6
18869 | 5648 | VT | NEWEc | Cold or very cold | NEWEc_Cold or very cold_6A/7 | 6
18870 | 5650 | VT | NEWEc | Cold or very cold | NEWEc_Cold or very cold_6A/7 | 6
18871 | 5651 | VT | NEWEc | Cold or very cold | NEWEc_Cold or very cold_6A/7 | 6
18872 | 5660 | VT | NEWEc | Cold or very cold | NEWEc_Cold or very cold_6A/7 | 6
18873 | 5664 | VT | NEWEc | Cold or very cold | NEWEc_Cold or very cold_6A/7 | 6
18874 | 5666 | VT | NEWEc | Cold or very cold | NEWEc_Cold or very cold_6A/7 | 6
18875 | 5667 | VT | NEWEc | Cold or very cold | NEWEc_Cold or very cold_6A/7 | 6
18876 | 5670 | VT | NEWEc | Cold or very cold | NEWEc_Cold or very cold_6A/7 | 6
18877 | 5671 | VT | NEWEc | Cold or very cold | NEWEc_Cold or very cold_6A/7 | 6
18878 | 5673 | VT | NEWEc | Cold or very cold | NEWEc_Cold or very cold_6A/7 | 6
18879 | 5674 | VT | NEWEc | Cold or very cold | NEWEc_Cold or very cold_6A/7 | 6
18880 | 5676 | VT | NEWEc | Cold or very cold | NEWEc_Cold or very cold_6A/7 | 6
18881 | 5677 | VT | NEWEc | Cold or very cold | NEWEc_Cold or very cold_6A/7 | 6
18882 | 5678 | VT | NEWEc | Cold or very cold | NEWEc_Cold or very cold_6A/7 | 6
18883 | 5681 | VT | NEWEc | Cold or very cold | NEWEc_Cold or very cold_6A/7 | 6
18884 | 5682 | VT | NEWEc | Cold or very cold | NEWEc_Cold or very cold_6A/7 | 6
18885 | 5101 | VT | NEWEc | Cold or very cold | NEWEc_Cold or very cold_6A/7 | 6
18886 | 5141 | VT | NEWEc | Cold or very cold | NEWEc_Cold or very cold_6A/7 | 6
18887 | 5146 | VT | NEWEc | Cold or very cold | NEWEc_Cold or very cold_6A/7 | 6
18888 | 5154 | VT | NEWEc | Cold or very cold | NEWEc_Cold or very cold_6A/7 | 6
18889 | 5155 | VT | NEWEc | Cold or very cold | NEWEc_Cold or very cold_6A/7 | 6
18890 | 5158 | VT | NEWEc | Cold or very cold | NEWEc_Cold or very cold_6A/7 | 6
18891 | 5159 | VT | NEWEc | Cold or very cold | NEWEc_Cold or very cold_6A/7 | 6
18892 | 5301 | VT | NEWEc | Cold or very cold | NEWEc_Cold or very cold_6A/7 | 6
18893 | 5341 | VT | NEWEc | Cold or very cold | NEWEc_Cold or very cold_6A/7 | 6
18894 | 5342 | VT | NEWEc | Cold or very cold | NEWEc_Cold or very cold_6A/7 | 6
18895 | 5343 | VT | NEWEc | Cold or very cold | NEWEc_Cold or very cold_6A/7 | 6
18896 | 5344 | VT | NEWEc | Cold or very cold | NEWEc_Cold or very cold_6A/7 | 6
18897 | 5345 | VT | NEWEc | Cold or very cold | NEWEc_Cold or very cold_6A/7 | 6
18898 | 5346 | VT | NEWEc | Cold or very cold | NEWEc_Cold or very cold_6A/7 | 6
18899 | 5350 | VT | NEWEc | Cold or very cold | NEWEc_Cold or very cold_6A/7 | 6
18900 | 5351 | VT | NEWEc | Cold or very cold | NEWEc_Cold or very cold_6A/7 | 6
18901 | 5353 | VT | NEWEc | Cold or very cold | NEWEc_Cold or very cold_6A/7 | 6
18902 | 5354 | VT | NEWEc | Cold or very cold | NEWEc_Cold or very cold_6A/7 | 6
18903 | 5355 | VT | NEWEc | Cold or very cold | NEWEc_Cold or very cold_6A/7 | 6
18904 | 5356 | VT | NEWEc | Cold or very cold | NEWEc_Cold or very cold_6A/7 | 6
18905 | 5357 | VT | NEWEc | Cold or very cold | NEWEc_Cold or very cold_6A/7 | 6
18906 | 5358 | VT | NEWEc | Cold or very cold | NEWEc_Cold or very cold_6A/7 | 6
18907 | 5359 | VT | NEWEc | Cold or very cold | NEWEc_Cold or very cold_6A/7 | 6
18908 | 5360 | VT | NEWEc | Cold or very cold | NEWEc_Cold or very cold_6A/7 | 6
18909 | 5361 | VT | NEWEc | Cold or very cold | NEWEc_Cold or very cold_6A/7 | 6
18910 | 5362 | VT | NEWEc | Cold or very cold | NEWEc_Cold or very cold_6A/7 | 6
18911 | 5363 | VT | NEWEc | Cold or very cold | NEWEc_Cold or very cold_6A/7 | 6
18912 | 5152 | VT | NEWEc | Cold or very cold | NEWEc_Cold or very cold_6A/7 | 6
18913 | 5201 | VT | NEWEc | Cold or very cold | NEWEc_Cold or very cold_6A/7 | 6
18914 | 5250 | VT | NEWEc | Cold or very cold | NEWEc_Cold or very cold_6A/7 | 6
18915 | 5251 | VT | NEWEc | Cold or very cold | NEWEc_Cold or very cold_6A/7 | 6
18916 | 5252 | VT | NEWEc | Cold or very cold | NEWEc_Cold or very cold_6A/7 | 6
18917 | 5253 | VT | NEWEc | Cold or very cold | NEWEc_Cold or very cold_6A/7 | 6
18918 | 5254 | VT | NEWEc | Cold or very cold | NEWEc_Cold or very cold_6A/7 | 6
18919 | 5255 | VT | NEWEc | Cold or very cold | NEWEc_Cold or very cold_6A/7 | 6
18920 | 5257 | VT | NEWEc | Cold or very cold | NEWEc_Cold or very cold_6A/7 | 6
18921 | 5260 | VT | NEWEc | Cold or very cold | NEWEc_Cold or very cold_6A/7 | 6
18922 | 5261 | VT | NEWEc | Cold or very cold | NEWEc_Cold or very cold_6A/7 | 6
18923 | 5262 | VT | NEWEc | Cold or very cold | NEWEc_Cold or very cold_6A/7 | 6
18924 | 5340 | VT | NEWEc | Cold or very cold | NEWEc_Cold or very cold_6A/7 | 6
18925 | 5352 | VT | NEWEc | Cold or very cold | NEWEc_Cold or very cold_6A/7 | 6
18926 | 5761 | VT | NEWEc | Cold or very cold | NEWEc_Cold or very cold_6A/7 | 6
18927 | 5768 | VT | NEWEc | Cold or very cold | NEWEc_Cold or very cold_6A/7 | 6
18928 | 5775 | VT | NEWEc | Cold or very cold | NEWEc_Cold or very cold_6A/7 | 6
18929 | 5776 | VT | NEWEc | Cold or very cold | NEWEc_Cold or very cold_6A/7 | 6
18930 | 5701 | VT | NEWEc | Cold or very cold | NEWEc_Cold or very cold_6A/7 | 6
18931 | 5702 | VT | NEWEc | Cold or very cold | NEWEc_Cold or very cold_6A/7 | 6
18932 | 5730 | VT | NEWEc | Cold or very cold | NEWEc_Cold or very cold_6A/7 | 6
18933 | 5731 | VT | NEWEc | Cold or very cold | NEWEc_Cold or very cold_6A/7 | 6
18934 | 5732 | VT | NEWEc | Cold or very cold | NEWEc_Cold or very cold_6A/7 | 6
18935 | 5733 | VT | NEWEc | Cold or very cold | NEWEc_Cold or very cold_6A/7 | 6
18936 | 5735 | VT | NEWEc | Cold or very cold | NEWEc_Cold or very cold_6A/7 | 6
18937 | 5736 | VT | NEWEc | Cold or very cold | NEWEc_Cold or very cold_6A/7 | 6
18938 | 5737 | VT | NEWEc | Cold or very cold | NEWEc_Cold or very cold_6A/7 | 6
18939 | 5738 | VT | NEWEc | Cold or very cold | NEWEc_Cold or very cold_6A/7 | 6
18940 | 5739 | VT | NEWEc | Cold or very cold | NEWEc_Cold or very cold_6A/7 | 6
18941 | 5741 | VT | NEWEc | Cold or very cold | NEWEc_Cold or very cold_6A/7 | 6
18942 | 5742 | VT | NEWEc | Cold or very cold | NEWEc_Cold or very cold_6A/7 | 6
18943 | 5743 | VT | NEWEc | Cold or very cold | NEWEc_Cold or very cold_6A/7 | 6
18944 | 5744 | VT | NEWEc | Cold or very cold | NEWEc_Cold or very cold_6A/7 | 6
18945 | 5745 | VT | NEWEc | Cold or very cold | NEWEc_Cold or very cold_6A/7 | 6
18946 | 5750 | VT | NEWEc | Cold or very cold | NEWEc_Cold or very cold_6A/7 | 6
18947 | 5751 | VT | NEWEc | Cold or very cold | NEWEc_Cold or very cold_6A/7 | 6
18948 | 5757 | VT | NEWEc | Cold or very cold | NEWEc_Cold or very cold_6A/7 | 6
18949 | 5759 | VT | NEWEc | Cold or very cold | NEWEc_Cold or very cold_6A/7 | 6
18950 | 5760 | VT | NEWEc | Cold or very cold | NEWEc_Cold or very cold_6A/7 | 6
18951 | 5763 | VT | NEWEc | Cold or very cold | NEWEc_Cold or very cold_6A/7 | 6
18952 | 5764 | VT | NEWEc | Cold or very cold | NEWEc_Cold or very cold_6A/7 | 6
18953 | 5765 | VT | NEWEc | Cold or very cold | NEWEc_Cold or very cold_6A/7 | 6
18954 | 5773 | VT | NEWEc | Cold or very cold | NEWEc_Cold or very cold_6A/7 | 6
18955 | 5774 | VT | NEWEc | Cold or very cold | NEWEc_Cold or very cold_6A/7 | 6
18956 | 5777 | VT | NEWEc | Cold or very cold | NEWEc_Cold or very cold_6A/7 | 6
18957 | 5778 | VT | NEWEc | Cold or very cold | NEWEc_Cold or very cold_6A/7 | 6
18958 | 5401 | VT | NEWEc | Cold or very cold | NEWEc_Cold or very cold_6A/7 | 6
18959 | 5402 | VT | NEWEc | Cold or very cold | NEWEc_Cold or very cold_6A/7 | 6
18960 | 5403 | VT | NEWEc | Cold or very cold | NEWEc_Cold or very cold_6A/7 | 6
18961 | 5404 | VT | NEWEc | Cold or very cold | NEWEc_Cold or very cold_6A/7 | 6
18962 | 5405 | VT | NEWEc | Cold or very cold | NEWEc_Cold or very cold_6A/7 | 6
18963 | 5406 | VT | NEWEc | Cold or very cold | NEWEc_Cold or very cold_6A/7 | 6
18964 | 5407 | VT | NEWEc | Cold or very cold | NEWEc_Cold or very cold_6A/7 | 6
18965 | 5408 | VT | NEWEc | Cold or very cold | NEWEc_Cold or very cold_6A/7 | 6
18966 | 5439 | VT | NEWEc | Cold or very cold | NEWEc_Cold or very cold_6A/7 | 6
18967 | 5445 | VT | NEWEc | Cold or very cold | NEWEc_Cold or very cold_6A/7 | 6
18968 | 5446 | VT | NEWEc | Cold or very cold | NEWEc_Cold or very cold_6A/7 | 6
18969 | 5449 | VT | NEWEc | Cold or very cold | NEWEc_Cold or very cold_6A/7 | 6
18970 | 5451 | VT | NEWEc | Cold or very cold | NEWEc_Cold or very cold_6A/7 | 6
18971 | 5452 | VT | NEWEc | Cold or very cold | NEWEc_Cold or very cold_6A/7 | 6
18972 | 5453 | VT | NEWEc | Cold or very cold | NEWEc_Cold or very cold_6A/7 | 6
18973 | 5454 | VT | NEWEc | Cold or very cold | NEWEc_Cold or very cold_6A/7 | 6
18974 | 5461 | VT | NEWEc | Cold or very cold | NEWEc_Cold or very cold_6A/7 | 6
18975 | 5462 | VT | NEWEc | Cold or very cold | NEWEc_Cold or very cold_6A/7 | 6
18976 | 5465 | VT | NEWEc | Cold or very cold | NEWEc_Cold or very cold_6A/7 | 6
18977 | 5466 | VT | NEWEc | Cold or very cold | NEWEc_Cold or very cold_6A/7 | 6
18978 | 5468 | VT | NEWEc | Cold or very cold | NEWEc_Cold or very cold_6A/7 | 6
18979 | 5477 | VT | NEWEc | Cold or very cold | NEWEc_Cold or very cold_6A/7 | 6
18980 | 5482 | VT | NEWEc | Cold or very cold | NEWEc_Cold or very cold_6A/7 | 6
18981 | 5487 | VT | NEWEc | Cold or very cold | NEWEc_Cold or very cold_6A/7 | 6
18982 | 5489 | VT | NEWEc | Cold or very cold | NEWEc_Cold or very cold_6A/7 | 6
18983 | 5490 | VT | NEWEc | Cold or very cold | NEWEc_Cold or very cold_6A/7 | 6
18984 | 5494 | VT | NEWEc | Cold or very cold | NEWEc_Cold or very cold_6A/7 | 6
18985 | 5495 | VT | NEWEc | Cold or very cold | NEWEc_Cold or very cold_6A/7 | 6
18986 | 5440 | VT | NEWEc | Cold or very cold | NEWEc_Cold or very cold_6A/7 | 6
18987 | 5458 | VT | NEWEc | Cold or very cold | NEWEc_Cold or very cold_6A/7 | 6
18988 | 5463 | VT | NEWEc | Cold or very cold | NEWEc_Cold or very cold_6A/7 | 6
18989 | 5474 | VT | NEWEc | Cold or very cold | NEWEc_Cold or very cold_6A/7 | 6
18990 | 5486 | VT | NEWEc | Cold or very cold | NEWEc_Cold or very cold_6A/7 | 6
18991 | 5441 | VT | NEWEc | Cold or very cold | NEWEc_Cold or very cold_6A/7 | 6
18992 | 5444 | VT | NEWEc | Cold or very cold | NEWEc_Cold or very cold_6A/7 | 6
18993 | 5447 | VT | NEWEc | Cold or very cold | NEWEc_Cold or very cold_6A/7 | 6
18994 | 5448 | VT | NEWEc | Cold or very cold | NEWEc_Cold or very cold_6A/7 | 6
18995 | 5450 | VT | NEWEc | Cold or very cold | NEWEc_Cold or very cold_6A/7 | 6
18996 | 5455 | VT | NEWEc | Cold or very cold | NEWEc_Cold or very cold_6A/7 | 6
18997 | 5457 | VT | NEWEc | Cold or very cold | NEWEc_Cold or very cold_6A/7 | 6
18998 | 5459 | VT | NEWEc | Cold or very cold | NEWEc_Cold or very cold_6A/7 | 6
18999 | 5460 | VT | NEWEc | Cold or very cold | NEWEc_Cold or very cold_6A/7 | 6
19000 | 5464 | VT | NEWEc | Cold or very cold | NEWEc_Cold or very cold_6A/7 | 6
19001 | 5470 | VT | NEWEc | Cold or very cold | NEWEc_Cold or very cold_6A/7 | 6
19002 | 5471 | VT | NEWEc | Cold or very cold | NEWEc_Cold or very cold_6A/7 | 6
19003 | 5476 | VT | NEWEc | Cold or very cold | NEWEc_Cold or very cold_6A/7 | 6
19004 | 5478 | VT | NEWEc | Cold or very cold | NEWEc_Cold or very cold_6A/7 | 6
19005 | 5479 | VT | NEWEc | Cold or very cold | NEWEc_Cold or very cold_6A/7 | 6
19006 | 5481 | VT | NEWEc | Cold or very cold | NEWEc_Cold or very cold_6A/7 | 6
19007 | 5483 | VT | NEWEc | Cold or very cold | NEWEc_Cold or very cold_6A/7 | 6
19008 | 5485 | VT | NEWEc | Cold or very cold | NEWEc_Cold or very cold_6A/7 | 6
19009 | 5488 | VT | NEWEc | Cold or very cold | NEWEc_Cold or very cold_6A/7 | 6
19010 | 5442 | VT | NEWEc | Cold or very cold | NEWEc_Cold or very cold_6A/7 | 6
19011 | 5492 | VT | NEWEc | Cold or very cold | NEWEc_Cold or very cold_6A/7 | 6
19012 | 5652 | VT | NEWEc | Cold or very cold | NEWEc_Cold or very cold_6A/7 | 6
19013 | 5653 | VT | NEWEc | Cold or very cold | NEWEc_Cold or very cold_6A/7 | 6
19014 | 5655 | VT | NEWEc | Cold or very cold | NEWEc_Cold or very cold_6A/7 | 6
19015 | 5656 | VT | NEWEc | Cold or very cold | NEWEc_Cold or very cold_6A/7 | 6
19016 | 5657 | VT | NEWEc | Cold or very cold | NEWEc_Cold or very cold_6A/7 | 6
19017 | 5661 | VT | NEWEc | Cold or very cold | NEWEc_Cold or very cold_6A/7 | 6
19018 | 5662 | VT | NEWEc | Cold or very cold | NEWEc_Cold or very cold_6A/7 | 6
19019 | 5665 | VT | NEWEc | Cold or very cold | NEWEc_Cold or very cold_6A/7 | 6
19020 | 5672 | VT | NEWEc | Cold or very cold | NEWEc_Cold or very cold_6A/7 | 6
19021 | 5826 | VT | NEWEc | Cold or very cold | NEWEc_Cold or very cold_6A/7 | 6
19022 | 5443 | VT | NEWEc | Cold or very cold | NEWEc_Cold or very cold_6A/7 | 6
19023 | 5456 | VT | NEWEc | Cold or very cold | NEWEc_Cold or very cold_6A/7 | 6
19024 | 5469 | VT | NEWEc | Cold or very cold | NEWEc_Cold or very cold_6A/7 | 6
19025 | 5472 | VT | NEWEc | Cold or very cold | NEWEc_Cold or very cold_6A/7 | 6
19026 | 5473 | VT | NEWEc | Cold or very cold | NEWEc_Cold or very cold_6A/7 | 6
19027 | 5491 | VT | NEWEc | Cold or very cold | NEWEc_Cold or very cold_6A/7 | 6
19028 | 5734 | VT | NEWEc | Cold or very cold | NEWEc_Cold or very cold_6A/7 | 6
19029 | 5740 | VT | NEWEc | Cold or very cold | NEWEc_Cold or very cold_6A/7 | 6
19030 | 5747 | VT | NEWEc | Cold or very cold | NEWEc_Cold or very cold_6A/7 | 6
19031 | 5748 | VT | NEWEc | Cold or very cold | NEWEc_Cold or very cold_6A/7 | 6
19032 | 5753 | VT | NEWEc | Cold or very cold | NEWEc_Cold or very cold_6A/7 | 6
19033 | 5766 | VT | NEWEc | Cold or very cold | NEWEc_Cold or very cold_6A/7 | 6
19034 | 5769 | VT | NEWEc | Cold or very cold | NEWEc_Cold or very cold_6A/7 | 6
19035 | 5770 | VT | NEWEc | Cold or very cold | NEWEc_Cold or very cold_6A/7 | 6
19036 | 5820 | VT | NEWEc | Cold or very cold | NEWEc_Cold or very cold_6A/7 | 6
19037 | 5822 | VT | NEWEc | Cold or very cold | NEWEc_Cold or very cold_6A/7 | 6
19038 | 5823 | VT | NEWEc | Cold or very cold | NEWEc_Cold or very cold_6A/7 | 6
19039 | 5825 | VT | NEWEc | Cold or very cold | NEWEc_Cold or very cold_6A/7 | 6
19040 | 5827 | VT | NEWEc | Cold or very cold | NEWEc_Cold or very cold_6A/7 | 6
19041 | 5829 | VT | NEWEc | Cold or very cold | NEWEc_Cold or very cold_6A/7 | 6
19042 | 5830 | VT | NEWEc | Cold or very cold | NEWEc_Cold or very cold_6A/7 | 6
19043 | 5833 | VT | NEWEc | Cold or very cold | NEWEc_Cold or very cold_6A/7 | 6
19044 | 5845 | VT | NEWEc | Cold or very cold | NEWEc_Cold or very cold_6A/7 | 6
19045 | 5846 | VT | NEWEc | Cold or very cold | NEWEc_Cold or very cold_6A/7 | 6
19046 | 5847 | VT | NEWEc | Cold or very cold | NEWEc_Cold or very cold_6A/7 | 6
19047 | 5853 | VT | NEWEc | Cold or very cold | NEWEc_Cold or very cold_6A/7 | 6
19048 | 5855 | VT | NEWEc | Cold or very cold | NEWEc_Cold or very cold_6A/7 | 6
19049 | 5857 | VT | NEWEc | Cold or very cold | NEWEc_Cold or very cold_6A/7 | 6
19050 | 5859 | VT | NEWEc | Cold or very cold | NEWEc_Cold or very cold_6A/7 | 6
19051 | 5860 | VT | NEWEc | Cold or very cold | NEWEc_Cold or very cold_6A/7 | 6
19052 | 5868 | VT | NEWEc | Cold or very cold | NEWEc_Cold or very cold_6A/7 | 6
19053 | 5872 | VT | NEWEc | Cold or very cold | NEWEc_Cold or very cold_6A/7 | 6
19054 | 5874 | VT | NEWEc | Cold or very cold | NEWEc_Cold or very cold_6A/7 | 6
19055 | 5875 | VT | NEWEc | Cold or very cold | NEWEc_Cold or very cold_6A/7 | 6
19056 | 5907 | VT | NEWEc | Cold or very cold | NEWEc_Cold or very cold_6A/7 | 6
19057 | 5840 | VT | NEWEc | Cold or very cold | NEWEc_Cold or very cold_6A/7 | 6
19058 | 5858 | VT | NEWEc | Cold or very cold | NEWEc_Cold or very cold_6A/7 | 6
19059 | 5901 | VT | NEWEc | Cold or very cold | NEWEc_Cold or very cold_6A/7 | 6
19060 | 5902 | VT | NEWEc | Cold or very cold | NEWEc_Cold or very cold_6A/7 | 6
19061 | 5903 | VT | NEWEc | Cold or very cold | NEWEc_Cold or very cold_6A/7 | 6
19062 | 5904 | VT | NEWEc | Cold or very cold | NEWEc_Cold or very cold_6A/7 | 6
19063 | 5905 | VT | NEWEc | Cold or very cold | NEWEc_Cold or very cold_6A/7 | 6
19064 | 5906 | VT | NEWEc | Cold or very cold | NEWEc_Cold or very cold_6A/7 | 6
19065 | 12435 | NY | NYSTc | Cold or very cold | NYSTc_Cold or very cold_6A | 6
19066 | 12458 | NY | NYSTc | Cold or very cold | NYSTc_Cold or very cold_6A | 6
19067 | 12701 | NY | NYSTc | Cold or very cold | NYSTc_Cold or very cold_6A | 6
19068 | 12719 | NY | NYSTc | Cold or very cold | NYSTc_Cold or very cold_6A | 6
19069 | 12720 | NY | NYSTc | Cold or very cold | NYSTc_Cold or very cold_6A | 6
19070 | 12722 | NY | NYSTc | Cold or very cold | NYSTc_Cold or very cold_6A | 6
19071 | 12723 | NY | NYSTc | Cold or very cold | NYSTc_Cold or very cold_6A | 6
19072 | 12724 | NY | NYSTc | Cold or very cold | NYSTc_Cold or very cold_6A | 6
19073 | 12725 | NY | NYSTc | Cold or very cold | NYSTc_Cold or very cold_6A | 6
19074 | 12726 | NY | NYSTc | Cold or very cold | NYSTc_Cold or very cold_6A | 6
19075 | 12732 | NY | NYSTc | Cold or very cold | NYSTc_Cold or very cold_6A | 6
19076 | 12733 | NY | NYSTc | Cold or very cold | NYSTc_Cold or very cold_6A | 6
19077 | 12734 | NY | NYSTc | Cold or very cold | NYSTc_Cold or very cold_6A | 6
19078 | 12736 | NY | NYSTc | Cold or very cold | NYSTc_Cold or very cold_6A | 6
19079 | 12737 | NY | NYSTc | Cold or very cold | NYSTc_Cold or very cold_6A | 6
19080 | 12738 | NY | NYSTc | Cold or very cold | NYSTc_Cold or very cold_6A | 6
19081 | 12740 | NY | NYSTc | Cold or very cold | NYSTc_Cold or very cold_6A | 6
19082 | 12741 | NY | NYSTc | Cold or very cold | NYSTc_Cold or very cold_6A | 6
19083 | 12742 | NY | NYSTc | Cold or very cold | NYSTc_Cold or very cold_6A | 6
19084 | 12743 | NY | NYSTc | Cold or very cold | NYSTc_Cold or very cold_6A | 6
19085 | 12745 | NY | NYSTc | Cold or very cold | NYSTc_Cold or very cold_6A | 6
19086 | 12747 | NY | NYSTc | Cold or very cold | NYSTc_Cold or very cold_6A | 6
19087 | 12748 | NY | NYSTc | Cold or very cold | NYSTc_Cold or very cold_6A | 6
19088 | 12749 | NY | NYSTc | Cold or very cold | NYSTc_Cold or very cold_6A | 6
19089 | 12750 | NY | NYSTc | Cold or very cold | NYSTc_Cold or very cold_6A | 6
19090 | 12751 | NY | NYSTc | Cold or very cold | NYSTc_Cold or very cold_6A | 6
19091 | 12752 | NY | NYSTc | Cold or very cold | NYSTc_Cold or very cold_6A | 6
19092 | 12754 | NY | NYSTc | Cold or very cold | NYSTc_Cold or very cold_6A | 6
19093 | 12758 | NY | NYSTc | Cold or very cold | NYSTc_Cold or very cold_6A | 6
19094 | 12759 | NY | NYSTc | Cold or very cold | NYSTc_Cold or very cold_6A | 6
19095 | 12760 | NY | NYSTc | Cold or very cold | NYSTc_Cold or very cold_6A | 6
19096 | 12762 | NY | NYSTc | Cold or very cold | NYSTc_Cold or very cold_6A | 6
19097 | 12763 | NY | NYSTc | Cold or very cold | NYSTc_Cold or very cold_6A | 6
19098 | 12764 | NY | NYSTc | Cold or very cold | NYSTc_Cold or very cold_6A | 6
19099 | 12765 | NY | NYSTc | Cold or very cold | NYSTc_Cold or very cold_6A | 6
19100 | 12766 | NY | NYSTc | Cold or very cold | NYSTc_Cold or very cold_6A | 6
19101 | 12767 | NY | NYSTc | Cold or very cold | NYSTc_Cold or very cold_6A | 6
19102 | 12768 | NY | NYSTc | Cold or very cold | NYSTc_Cold or very cold_6A | 6
19103 | 12769 | NY | NYSTc | Cold or very cold | NYSTc_Cold or very cold_6A | 6
19104 | 12770 | NY | NYSTc | Cold or very cold | NYSTc_Cold or very cold_6A | 6
19105 | 12775 | NY | NYSTc | Cold or very cold | NYSTc_Cold or very cold_6A | 6
19106 | 12776 | NY | NYSTc | Cold or very cold | NYSTc_Cold or very cold_6A | 6
19107 | 12777 | NY | NYSTc | Cold or very cold | NYSTc_Cold or very cold_6A | 6
19108 | 12778 | NY | NYSTc | Cold or very cold | NYSTc_Cold or very cold_6A | 6
19109 | 12779 | NY | NYSTc | Cold or very cold | NYSTc_Cold or very cold_6A | 6
19110 | 12781 | NY | NYSTc | Cold or very cold | NYSTc_Cold or very cold_6A | 6
19111 | 12783 | NY | NYSTc | Cold or very cold | NYSTc_Cold or very cold_6A | 6
19112 | 12784 | NY | NYSTc | Cold or very cold | NYSTc_Cold or very cold_6A | 6
19113 | 12786 | NY | NYSTc | Cold or very cold | NYSTc_Cold or very cold_6A | 6
19114 | 12787 | NY | NYSTc | Cold or very cold | NYSTc_Cold or very cold_6A | 6
19115 | 12788 | NY | NYSTc | Cold or very cold | NYSTc_Cold or very cold_6A | 6
19116 | 12789 | NY | NYSTc | Cold or very cold | NYSTc_Cold or very cold_6A | 6
19117 | 12790 | NY | NYSTc | Cold or very cold | NYSTc_Cold or very cold_6A | 6
19118 | 12791 | NY | NYSTc | Cold or very cold | NYSTc_Cold or very cold_6A | 6
19119 | 12792 | NY | NYSTc | Cold or very cold | NYSTc_Cold or very cold_6A | 6
19120 | 12025 | NY | NYSTc | Cold or very cold | NYSTc_Cold or very cold_6A | 6
19121 | 12032 | NY | NYSTc | Cold or very cold | NYSTc_Cold or very cold_6A | 6
19122 | 12068 | NY | NYSTc | Cold or very cold | NYSTc_Cold or very cold_6A | 6
19123 | 12070 | NY | NYSTc | Cold or very cold | NYSTc_Cold or very cold_6A | 6
19124 | 12078 | NY | NYSTc | Cold or very cold | NYSTc_Cold or very cold_6A | 6
19125 | 12086 | NY | NYSTc | Cold or very cold | NYSTc_Cold or very cold_6A | 6
19126 | 12095 | NY | NYSTc | Cold or very cold | NYSTc_Cold or very cold_6A | 6
19127 | 12117 | NY | NYSTc | Cold or very cold | NYSTc_Cold or very cold_6A | 6
19128 | 12134 | NY | NYSTc | Cold or very cold | NYSTc_Cold or very cold_6A | 6
19129 | 13329 | NY | NYSTc | Cold or very cold | NYSTc_Cold or very cold_6A | 6
19130 | 13339 | NY | NYSTc | Cold or very cold | NYSTc_Cold or very cold_6A | 6
19131 | 13452 | NY | NYSTc | Cold or very cold | NYSTc_Cold or very cold_6A | 6
19132 | 13454 | NY | NYSTc | Cold or very cold | NYSTc_Cold or very cold_6A | 6
19133 | 13470 | NY | NYSTc | Cold or very cold | NYSTc_Cold or very cold_6A | 6
19134 | 12069 | NY | NYSTc | Cold or very cold | NYSTc_Cold or very cold_6A | 6
19135 | 12072 | NY | NYSTc | Cold or very cold | NYSTc_Cold or very cold_6A | 6
19136 | 12160 | NY | NYSTc | Cold or very cold | NYSTc_Cold or very cold_6A | 6
19137 | 12166 | NY | NYSTc | Cold or very cold | NYSTc_Cold or very cold_6A | 6
19138 | 12177 | NY | NYSTc | Cold or very cold | NYSTc_Cold or very cold_6A | 6
19139 | 13317 | NY | NYSTc | Cold or very cold | NYSTc_Cold or very cold_6A | 6
19140 | 13320 | NY | NYSTc | Cold or very cold | NYSTc_Cold or very cold_6A | 6
19141 | 13410 | NY | NYSTc | Cold or very cold | NYSTc_Cold or very cold_6A | 6
19142 | 13428 | NY | NYSTc | Cold or very cold | NYSTc_Cold or very cold_6A | 6
19143 | 13459 | NY | NYSTc | Cold or very cold | NYSTc_Cold or very cold_6A | 6
19144 | 12031 | NY | NYSTc | Cold or very cold | NYSTc_Cold or very cold_6A | 6
19145 | 12035 | NY | NYSTc | Cold or very cold | NYSTc_Cold or very cold_6A | 6
19146 | 12036 | NY | NYSTc | Cold or very cold | NYSTc_Cold or very cold_6A | 6
19147 | 12043 | NY | NYSTc | Cold or very cold | NYSTc_Cold or very cold_6A | 6
19148 | 12064 | NY | NYSTc | Cold or very cold | NYSTc_Cold or very cold_6A | 6
19149 | 12071 | NY | NYSTc | Cold or very cold | NYSTc_Cold or very cold_6A | 6
19150 | 12073 | NY | NYSTc | Cold or very cold | NYSTc_Cold or very cold_6A | 6
19151 | 12076 | NY | NYSTc | Cold or very cold | NYSTc_Cold or very cold_6A | 6
19152 | 12092 | NY | NYSTc | Cold or very cold | NYSTc_Cold or very cold_6A | 6
19153 | 12093 | NY | NYSTc | Cold or very cold | NYSTc_Cold or very cold_6A | 6
19154 | 12131 | NY | NYSTc | Cold or very cold | NYSTc_Cold or very cold_6A | 6
19155 | 12149 | NY | NYSTc | Cold or very cold | NYSTc_Cold or very cold_6A | 6
19156 | 12167 | NY | NYSTc | Cold or very cold | NYSTc_Cold or very cold_6A | 6
19157 | 12175 | NY | NYSTc | Cold or very cold | NYSTc_Cold or very cold_6A | 6
19158 | 12187 | NY | NYSTc | Cold or very cold | NYSTc_Cold or very cold_6A | 6
19159 | 12194 | NY | NYSTc | Cold or very cold | NYSTc_Cold or very cold_6A | 6
19160 | 12434 | NY | NYSTc | Cold or very cold | NYSTc_Cold or very cold_6A | 6
19161 | 12108 | NY | NYSTc | Cold or very cold | NYSTc_Cold or very cold_6A | 6
19162 | 12139 | NY | NYSTc | Cold or very cold | NYSTc_Cold or very cold_6A | 6
19163 | 12164 | NY | NYSTc | Cold or very cold | NYSTc_Cold or very cold_6A | 6
19164 | 12190 | NY | NYSTc | Cold or very cold | NYSTc_Cold or very cold_6A | 6
19165 | 12812 | NY | NYSTc | Cold or very cold | NYSTc_Cold or very cold_6A | 6
19166 | 12842 | NY | NYSTc | Cold or very cold | NYSTc_Cold or very cold_6A | 6
19167 | 12847 | NY | NYSTc | Cold or very cold | NYSTc_Cold or very cold_6A | 6
19168 | 12864 | NY | NYSTc | Cold or very cold | NYSTc_Cold or very cold_6A | 6
19169 | 13331 | NY | NYSTc | Cold or very cold | NYSTc_Cold or very cold_6A | 6
19170 | 13353 | NY | NYSTc | Cold or very cold | NYSTc_Cold or very cold_6A | 6
19171 | 13360 | NY | NYSTc | Cold or very cold | NYSTc_Cold or very cold_6A | 6
19172 | 13436 | NY | NYSTc | Cold or very cold | NYSTc_Cold or very cold_6A | 6
19173 | 12116 | NY | NYSTc | Cold or very cold | NYSTc_Cold or very cold_6A | 6
19174 | 12155 | NY | NYSTc | Cold or very cold | NYSTc_Cold or very cold_6A | 6
19175 | 12197 | NY | NYSTc | Cold or very cold | NYSTc_Cold or very cold_6A | 6
19176 | 13315 | NY | NYSTc | Cold or very cold | NYSTc_Cold or very cold_6A | 6
19177 | 13326 | NY | NYSTc | Cold or very cold | NYSTc_Cold or very cold_6A | 6
19178 | 13333 | NY | NYSTc | Cold or very cold | NYSTc_Cold or very cold_6A | 6
19179 | 13335 | NY | NYSTc | Cold or very cold | NYSTc_Cold or very cold_6A | 6
19180 | 13337 | NY | NYSTc | Cold or very cold | NYSTc_Cold or very cold_6A | 6
19181 | 13342 | NY | NYSTc | Cold or very cold | NYSTc_Cold or very cold_6A | 6
19182 | 13348 | NY | NYSTc | Cold or very cold | NYSTc_Cold or very cold_6A | 6
19183 | 13361 | NY | NYSTc | Cold or very cold | NYSTc_Cold or very cold_6A | 6
19184 | 13364 | NY | NYSTc | Cold or very cold | NYSTc_Cold or very cold_6A | 6
19185 | 13411 | NY | NYSTc | Cold or very cold | NYSTc_Cold or very cold_6A | 6
19186 | 13415 | NY | NYSTc | Cold or very cold | NYSTc_Cold or very cold_6A | 6
19187 | 13439 | NY | NYSTc | Cold or very cold | NYSTc_Cold or very cold_6A | 6
19188 | 13450 | NY | NYSTc | Cold or very cold | NYSTc_Cold or very cold_6A | 6
19189 | 13457 | NY | NYSTc | Cold or very cold | NYSTc_Cold or very cold_6A | 6
19190 | 13468 | NY | NYSTc | Cold or very cold | NYSTc_Cold or very cold_6A | 6
19191 | 13475 | NY | NYSTc | Cold or very cold | NYSTc_Cold or very cold_6A | 6
19192 | 13482 | NY | NYSTc | Cold or very cold | NYSTc_Cold or very cold_6A | 6
19193 | 13485 | NY | NYSTc | Cold or very cold | NYSTc_Cold or very cold_6A | 6
19194 | 13488 | NY | NYSTc | Cold or very cold | NYSTc_Cold or very cold_6A | 6
19195 | 13491 | NY | NYSTc | Cold or very cold | NYSTc_Cold or very cold_6A | 6
19196 | 13733 | NY | NYSTc | Cold or very cold | NYSTc_Cold or very cold_6A | 6
19197 | 13747 | NY | NYSTc | Cold or very cold | NYSTc_Cold or very cold_6A | 6
19198 | 13750 | NY | NYSTc | Cold or very cold | NYSTc_Cold or very cold_6A | 6
19199 | 13775 | NY | NYSTc | Cold or very cold | NYSTc_Cold or very cold_6A | 6
19200 | 13776 | NY | NYSTc | Cold or very cold | NYSTc_Cold or very cold_6A | 6
19201 | 13796 | NY | NYSTc | Cold or very cold | NYSTc_Cold or very cold_6A | 6
19202 | 13807 | NY | NYSTc | Cold or very cold | NYSTc_Cold or very cold_6A | 6
19203 | 13808 | NY | NYSTc | Cold or very cold | NYSTc_Cold or very cold_6A | 6
19204 | 13809 | NY | NYSTc | Cold or very cold | NYSTc_Cold or very cold_6A | 6
19205 | 13810 | NY | NYSTc | Cold or very cold | NYSTc_Cold or very cold_6A | 6
19206 | 13820 | NY | NYSTc | Cold or very cold | NYSTc_Cold or very cold_6A | 6
19207 | 13825 | NY | NYSTc | Cold or very cold | NYSTc_Cold or very cold_6A | 6
19208 | 13834 | NY | NYSTc | Cold or very cold | NYSTc_Cold or very cold_6A | 6
19209 | 13838 | NY | NYSTc | Cold or very cold | NYSTc_Cold or very cold_6A | 6
19210 | 13843 | NY | NYSTc | Cold or very cold | NYSTc_Cold or very cold_6A | 6
19211 | 13849 | NY | NYSTc | Cold or very cold | NYSTc_Cold or very cold_6A | 6
19212 | 13859 | NY | NYSTc | Cold or very cold | NYSTc_Cold or very cold_6A | 6
19213 | 13861 | NY | NYSTc | Cold or very cold | NYSTc_Cold or very cold_6A | 6
19214 | 12406 | NY | NYSTc | Cold or very cold | NYSTc_Cold or very cold_6A | 6
19215 | 12421 | NY | NYSTc | Cold or very cold | NYSTc_Cold or very cold_6A | 6
19216 | 12438 | NY | NYSTc | Cold or very cold | NYSTc_Cold or very cold_6A | 6
19217 | 12455 | NY | NYSTc | Cold or very cold | NYSTc_Cold or very cold_6A | 6
19218 | 12459 | NY | NYSTc | Cold or very cold | NYSTc_Cold or very cold_6A | 6
19219 | 12465 | NY | NYSTc | Cold or very cold | NYSTc_Cold or very cold_6A | 6
19220 | 12474 | NY | NYSTc | Cold or very cold | NYSTc_Cold or very cold_6A | 6
19221 | 13731 | NY | NYSTc | Cold or very cold | NYSTc_Cold or very cold_6A | 6
19222 | 13739 | NY | NYSTc | Cold or very cold | NYSTc_Cold or very cold_6A | 6
19223 | 13740 | NY | NYSTc | Cold or very cold | NYSTc_Cold or very cold_6A | 6
19224 | 13751 | NY | NYSTc | Cold or very cold | NYSTc_Cold or very cold_6A | 6
19225 | 13752 | NY | NYSTc | Cold or very cold | NYSTc_Cold or very cold_6A | 6
19226 | 13753 | NY | NYSTc | Cold or very cold | NYSTc_Cold or very cold_6A | 6
19227 | 13754 | NY | NYSTc | Cold or very cold | NYSTc_Cold or very cold_6A | 6
19228 | 13755 | NY | NYSTc | Cold or very cold | NYSTc_Cold or very cold_6A | 6
19229 | 13756 | NY | NYSTc | Cold or very cold | NYSTc_Cold or very cold_6A | 6
19230 | 13757 | NY | NYSTc | Cold or very cold | NYSTc_Cold or very cold_6A | 6
19231 | 13774 | NY | NYSTc | Cold or very cold | NYSTc_Cold or very cold_6A | 6
19232 | 13782 | NY | NYSTc | Cold or very cold | NYSTc_Cold or very cold_6A | 6
19233 | 13783 | NY | NYSTc | Cold or very cold | NYSTc_Cold or very cold_6A | 6
19234 | 13786 | NY | NYSTc | Cold or very cold | NYSTc_Cold or very cold_6A | 6
19235 | 13788 | NY | NYSTc | Cold or very cold | NYSTc_Cold or very cold_6A | 6
19236 | 13804 | NY | NYSTc | Cold or very cold | NYSTc_Cold or very cold_6A | 6
19237 | 13806 | NY | NYSTc | Cold or very cold | NYSTc_Cold or very cold_6A | 6
19238 | 13839 | NY | NYSTc | Cold or very cold | NYSTc_Cold or very cold_6A | 6
19239 | 13842 | NY | NYSTc | Cold or very cold | NYSTc_Cold or very cold_6A | 6
19240 | 13846 | NY | NYSTc | Cold or very cold | NYSTc_Cold or very cold_6A | 6
19241 | 13847 | NY | NYSTc | Cold or very cold | NYSTc_Cold or very cold_6A | 6
19242 | 13856 | NY | NYSTc | Cold or very cold | NYSTc_Cold or very cold_6A | 6
19243 | 13860 | NY | NYSTc | Cold or very cold | NYSTc_Cold or very cold_6A | 6
19244 | 12401 | NY | NYSTc | Cold or very cold | NYSTc_Cold or very cold_6A | 6
19245 | 12402 | NY | NYSTc | Cold or very cold | NYSTc_Cold or very cold_6A | 6
19246 | 12404 | NY | NYSTc | Cold or very cold | NYSTc_Cold or very cold_6A | 6
19247 | 12409 | NY | NYSTc | Cold or very cold | NYSTc_Cold or very cold_6A | 6
19248 | 12410 | NY | NYSTc | Cold or very cold | NYSTc_Cold or very cold_6A | 6
19249 | 12411 | NY | NYSTc | Cold or very cold | NYSTc_Cold or very cold_6A | 6
19250 | 12412 | NY | NYSTc | Cold or very cold | NYSTc_Cold or very cold_6A | 6
19251 | 12416 | NY | NYSTc | Cold or very cold | NYSTc_Cold or very cold_6A | 6
19252 | 12417 | NY | NYSTc | Cold or very cold | NYSTc_Cold or very cold_6A | 6
19253 | 12419 | NY | NYSTc | Cold or very cold | NYSTc_Cold or very cold_6A | 6
19254 | 12420 | NY | NYSTc | Cold or very cold | NYSTc_Cold or very cold_6A | 6
19255 | 12428 | NY | NYSTc | Cold or very cold | NYSTc_Cold or very cold_6A | 6
19256 | 12429 | NY | NYSTc | Cold or very cold | NYSTc_Cold or very cold_6A | 6
19257 | 12432 | NY | NYSTc | Cold or very cold | NYSTc_Cold or very cold_6A | 6
19258 | 12433 | NY | NYSTc | Cold or very cold | NYSTc_Cold or very cold_6A | 6
19259 | 12440 | NY | NYSTc | Cold or very cold | NYSTc_Cold or very cold_6A | 6
19260 | 12441 | NY | NYSTc | Cold or very cold | NYSTc_Cold or very cold_6A | 6
19261 | 12443 | NY | NYSTc | Cold or very cold | NYSTc_Cold or very cold_6A | 6
19262 | 12446 | NY | NYSTc | Cold or very cold | NYSTc_Cold or very cold_6A | 6
19263 | 12448 | NY | NYSTc | Cold or very cold | NYSTc_Cold or very cold_6A | 6
19264 | 12449 | NY | NYSTc | Cold or very cold | NYSTc_Cold or very cold_6A | 6
19265 | 12453 | NY | NYSTc | Cold or very cold | NYSTc_Cold or very cold_6A | 6
19266 | 12456 | NY | NYSTc | Cold or very cold | NYSTc_Cold or very cold_6A | 6
19267 | 12457 | NY | NYSTc | Cold or very cold | NYSTc_Cold or very cold_6A | 6
19268 | 12461 | NY | NYSTc | Cold or very cold | NYSTc_Cold or very cold_6A | 6
19269 | 12464 | NY | NYSTc | Cold or very cold | NYSTc_Cold or very cold_6A | 6
19270 | 12466 | NY | NYSTc | Cold or very cold | NYSTc_Cold or very cold_6A | 6
19271 | 12471 | NY | NYSTc | Cold or very cold | NYSTc_Cold or very cold_6A | 6
19272 | 12472 | NY | NYSTc | Cold or very cold | NYSTc_Cold or very cold_6A | 6
19273 | 12475 | NY | NYSTc | Cold or very cold | NYSTc_Cold or very cold_6A | 6
19274 | 12481 | NY | NYSTc | Cold or very cold | NYSTc_Cold or very cold_6A | 6
19275 | 12483 | NY | NYSTc | Cold or very cold | NYSTc_Cold or very cold_6A | 6
19276 | 12484 | NY | NYSTc | Cold or very cold | NYSTc_Cold or very cold_6A | 6
19277 | 12486 | NY | NYSTc | Cold or very cold | NYSTc_Cold or very cold_6A | 6
19278 | 12487 | NY | NYSTc | Cold or very cold | NYSTc_Cold or very cold_6A | 6
19279 | 12489 | NY | NYSTc | Cold or very cold | NYSTc_Cold or very cold_6A | 6
19280 | 12490 | NY | NYSTc | Cold or very cold | NYSTc_Cold or very cold_6A | 6
19281 | 12491 | NY | NYSTc | Cold or very cold | NYSTc_Cold or very cold_6A | 6
19282 | 12493 | NY | NYSTc | Cold or very cold | NYSTc_Cold or very cold_6A | 6
19283 | 12494 | NY | NYSTc | Cold or very cold | NYSTc_Cold or very cold_6A | 6
19284 | 12495 | NY | NYSTc | Cold or very cold | NYSTc_Cold or very cold_6A | 6
19285 | 12498 | NY | NYSTc | Cold or very cold | NYSTc_Cold or very cold_6A | 6
19286 | 12515 | NY | NYSTc | Cold or very cold | NYSTc_Cold or very cold_6A | 6
19287 | 12525 | NY | NYSTc | Cold or very cold | NYSTc_Cold or very cold_6A | 6
19288 | 12528 | NY | NYSTc | Cold or very cold | NYSTc_Cold or very cold_6A | 6
19289 | 12547 | NY | NYSTc | Cold or very cold | NYSTc_Cold or very cold_6A | 6
19290 | 12548 | NY | NYSTc | Cold or very cold | NYSTc_Cold or very cold_6A | 6
19291 | 12561 | NY | NYSTc | Cold or very cold | NYSTc_Cold or very cold_6A | 6
19292 | 12568 | NY | NYSTc | Cold or very cold | NYSTc_Cold or very cold_6A | 6
19293 | 12588 | NY | NYSTc | Cold or very cold | NYSTc_Cold or very cold_6A | 6
19294 | 12801 | NY | NYSTc | Cold or very cold | NYSTc_Cold or very cold_6A | 6
19295 | 12808 | NY | NYSTc | Cold or very cold | NYSTc_Cold or very cold_6A | 6
19296 | 12810 | NY | NYSTc | Cold or very cold | NYSTc_Cold or very cold_6A | 6
19297 | 12811 | NY | NYSTc | Cold or very cold | NYSTc_Cold or very cold_6A | 6
19298 | 12814 | NY | NYSTc | Cold or very cold | NYSTc_Cold or very cold_6A | 6
19299 | 12815 | NY | NYSTc | Cold or very cold | NYSTc_Cold or very cold_6A | 6
19300 | 12817 | NY | NYSTc | Cold or very cold | NYSTc_Cold or very cold_6A | 6
19301 | 12820 | NY | NYSTc | Cold or very cold | NYSTc_Cold or very cold_6A | 6
19302 | 12824 | NY | NYSTc | Cold or very cold | NYSTc_Cold or very cold_6A | 6
19303 | 12836 | NY | NYSTc | Cold or very cold | NYSTc_Cold or very cold_6A | 6
19304 | 12843 | NY | NYSTc | Cold or very cold | NYSTc_Cold or very cold_6A | 6
19305 | 12845 | NY | NYSTc | Cold or very cold | NYSTc_Cold or very cold_6A | 6
19306 | 12846 | NY | NYSTc | Cold or very cold | NYSTc_Cold or very cold_6A | 6
19307 | 12853 | NY | NYSTc | Cold or very cold | NYSTc_Cold or very cold_6A | 6
19308 | 12856 | NY | NYSTc | Cold or very cold | NYSTc_Cold or very cold_6A | 6
19309 | 12857 | NY | NYSTc | Cold or very cold | NYSTc_Cold or very cold_6A | 6
19310 | 12860 | NY | NYSTc | Cold or very cold | NYSTc_Cold or very cold_6A | 6
19311 | 12862 | NY | NYSTc | Cold or very cold | NYSTc_Cold or very cold_6A | 6
19312 | 12870 | NY | NYSTc | Cold or very cold | NYSTc_Cold or very cold_6A | 6
19313 | 12874 | NY | NYSTc | Cold or very cold | NYSTc_Cold or very cold_6A | 6
19314 | 12878 | NY | NYSTc | Cold or very cold | NYSTc_Cold or very cold_6A | 6
19315 | 12885 | NY | NYSTc | Cold or very cold | NYSTc_Cold or very cold_6A | 6
19316 | 12886 | NY | NYSTc | Cold or very cold | NYSTc_Cold or very cold_6A | 6
19317 | 12851 | NY | NYSTc | Cold or very cold | NYSTc_Cold or very cold_6A | 6
19318 | 12852 | NY | NYSTc | Cold or very cold | NYSTc_Cold or very cold_6A | 6
19319 | 12855 | NY | NYSTc | Cold or very cold | NYSTc_Cold or very cold_6A | 6
19320 | 12858 | NY | NYSTc | Cold or very cold | NYSTc_Cold or very cold_6A | 6
19321 | 12872 | NY | NYSTc | Cold or very cold | NYSTc_Cold or very cold_6A | 6
19322 | 12879 | NY | NYSTc | Cold or very cold | NYSTc_Cold or very cold_6A | 6
19323 | 12911 | NY | NYSTc | Cold or very cold | NYSTc_Cold or very cold_6A | 6
19324 | 12912 | NY | NYSTc | Cold or very cold | NYSTc_Cold or very cold_6A | 6
19325 | 12913 | NY | NYSTc | Cold or very cold | NYSTc_Cold or very cold_6A | 6
19326 | 12928 | NY | NYSTc | Cold or very cold | NYSTc_Cold or very cold_6A | 6
19327 | 12932 | NY | NYSTc | Cold or very cold | NYSTc_Cold or very cold_6A | 6
19328 | 12936 | NY | NYSTc | Cold or very cold | NYSTc_Cold or very cold_6A | 6
19329 | 12941 | NY | NYSTc | Cold or very cold | NYSTc_Cold or very cold_6A | 6
19330 | 12942 | NY | NYSTc | Cold or very cold | NYSTc_Cold or very cold_6A | 6
19331 | 12943 | NY | NYSTc | Cold or very cold | NYSTc_Cold or very cold_6A | 6
19332 | 12944 | NY | NYSTc | Cold or very cold | NYSTc_Cold or very cold_6A | 6
19333 | 12946 | NY | NYSTc | Cold or very cold | NYSTc_Cold or very cold_6A | 6
19334 | 12950 | NY | NYSTc | Cold or very cold | NYSTc_Cold or very cold_6A | 6
19335 | 12956 | NY | NYSTc | Cold or very cold | NYSTc_Cold or very cold_6A | 6
19336 | 12960 | NY | NYSTc | Cold or very cold | NYSTc_Cold or very cold_6A | 6
19337 | 12961 | NY | NYSTc | Cold or very cold | NYSTc_Cold or very cold_6A | 6
19338 | 12964 | NY | NYSTc | Cold or very cold | NYSTc_Cold or very cold_6A | 6
19339 | 12972 | NY | NYSTc | Cold or very cold | NYSTc_Cold or very cold_6A | 6
19340 | 12974 | NY | NYSTc | Cold or very cold | NYSTc_Cold or very cold_6A | 6
19341 | 12975 | NY | NYSTc | Cold or very cold | NYSTc_Cold or very cold_6A | 6
19342 | 12977 | NY | NYSTc | Cold or very cold | NYSTc_Cold or very cold_6A | 6
19343 | 12983 | NY | NYSTc | Cold or very cold | NYSTc_Cold or very cold_6A | 6
19344 | 12987 | NY | NYSTc | Cold or very cold | NYSTc_Cold or very cold_6A | 6
19345 | 12989 | NY | NYSTc | Cold or very cold | NYSTc_Cold or very cold_6A | 6
19346 | 12993 | NY | NYSTc | Cold or very cold | NYSTc_Cold or very cold_6A | 6
19347 | 12996 | NY | NYSTc | Cold or very cold | NYSTc_Cold or very cold_6A | 6
19348 | 12997 | NY | NYSTc | Cold or very cold | NYSTc_Cold or very cold_6A | 6
19349 | 12998 | NY | NYSTc | Cold or very cold | NYSTc_Cold or very cold_6A | 6
19350 | 12901 | NY | NYSTc | Cold or very cold | NYSTc_Cold or very cold_6A | 6
19351 | 12903 | NY | NYSTc | Cold or very cold | NYSTc_Cold or very cold_6A | 6
19352 | 12910 | NY | NYSTc | Cold or very cold | NYSTc_Cold or very cold_6A | 6
19353 | 12918 | NY | NYSTc | Cold or very cold | NYSTc_Cold or very cold_6A | 6
19354 | 12919 | NY | NYSTc | Cold or very cold | NYSTc_Cold or very cold_6A | 6
19355 | 12920 | NY | NYSTc | Cold or very cold | NYSTc_Cold or very cold_6A | 6
19356 | 12921 | NY | NYSTc | Cold or very cold | NYSTc_Cold or very cold_6A | 6
19357 | 12923 | NY | NYSTc | Cold or very cold | NYSTc_Cold or very cold_6A | 6
19358 | 12924 | NY | NYSTc | Cold or very cold | NYSTc_Cold or very cold_6A | 6
19359 | 12929 | NY | NYSTc | Cold or very cold | NYSTc_Cold or very cold_6A | 6
19360 | 12933 | NY | NYSTc | Cold or very cold | NYSTc_Cold or very cold_6A | 6
19361 | 12934 | NY | NYSTc | Cold or very cold | NYSTc_Cold or very cold_6A | 6
19362 | 12935 | NY | NYSTc | Cold or very cold | NYSTc_Cold or very cold_6A | 6
19363 | 12952 | NY | NYSTc | Cold or very cold | NYSTc_Cold or very cold_6A | 6
19364 | 12955 | NY | NYSTc | Cold or very cold | NYSTc_Cold or very cold_6A | 6
19365 | 12958 | NY | NYSTc | Cold or very cold | NYSTc_Cold or very cold_6A | 6
19366 | 12959 | NY | NYSTc | Cold or very cold | NYSTc_Cold or very cold_6A | 6
19367 | 12962 | NY | NYSTc | Cold or very cold | NYSTc_Cold or very cold_6A | 6
19368 | 12978 | NY | NYSTc | Cold or very cold | NYSTc_Cold or very cold_6A | 6
19369 | 12979 | NY | NYSTc | Cold or very cold | NYSTc_Cold or very cold_6A | 6
19370 | 12981 | NY | NYSTc | Cold or very cold | NYSTc_Cold or very cold_6A | 6
19371 | 12985 | NY | NYSTc | Cold or very cold | NYSTc_Cold or very cold_6A | 6
19372 | 12992 | NY | NYSTc | Cold or very cold | NYSTc_Cold or very cold_6A | 6
19373 | 12914 | NY | NYSTc | Cold or very cold | NYSTc_Cold or very cold_6A | 6
19374 | 12915 | NY | NYSTc | Cold or very cold | NYSTc_Cold or very cold_6A | 6
19375 | 12916 | NY | NYSTc | Cold or very cold | NYSTc_Cold or very cold_6A | 6
19376 | 12917 | NY | NYSTc | Cold or very cold | NYSTc_Cold or very cold_6A | 6
19377 | 12926 | NY | NYSTc | Cold or very cold | NYSTc_Cold or very cold_6A | 6
19378 | 12930 | NY | NYSTc | Cold or very cold | NYSTc_Cold or very cold_6A | 6
19379 | 12937 | NY | NYSTc | Cold or very cold | NYSTc_Cold or very cold_6A | 6
19380 | 12939 | NY | NYSTc | Cold or very cold | NYSTc_Cold or very cold_6A | 6
19381 | 12945 | NY | NYSTc | Cold or very cold | NYSTc_Cold or very cold_6A | 6
19382 | 12953 | NY | NYSTc | Cold or very cold | NYSTc_Cold or very cold_6A | 6
19383 | 12957 | NY | NYSTc | Cold or very cold | NYSTc_Cold or very cold_6A | 6
19384 | 12966 | NY | NYSTc | Cold or very cold | NYSTc_Cold or very cold_6A | 6
19385 | 12967 | NY | NYSTc | Cold or very cold | NYSTc_Cold or very cold_6A | 6
19386 | 12969 | NY | NYSTc | Cold or very cold | NYSTc_Cold or very cold_6A | 6
19387 | 12970 | NY | NYSTc | Cold or very cold | NYSTc_Cold or very cold_6A | 6
19388 | 12976 | NY | NYSTc | Cold or very cold | NYSTc_Cold or very cold_6A | 6
19389 | 12980 | NY | NYSTc | Cold or very cold | NYSTc_Cold or very cold_6A | 6
19390 | 12986 | NY | NYSTc | Cold or very cold | NYSTc_Cold or very cold_6A | 6
19391 | 12995 | NY | NYSTc | Cold or very cold | NYSTc_Cold or very cold_6A | 6
19392 | 13655 | NY | NYSTc | Cold or very cold | NYSTc_Cold or very cold_6A | 6
19393 | 13683 | NY | NYSTc | Cold or very cold | NYSTc_Cold or very cold_6A | 6
19394 | 12922 | NY | NYSTc | Cold or very cold | NYSTc_Cold or very cold_6A | 6
19395 | 12927 | NY | NYSTc | Cold or very cold | NYSTc_Cold or very cold_6A | 6
19396 | 12949 | NY | NYSTc | Cold or very cold | NYSTc_Cold or very cold_6A | 6
19397 | 12965 | NY | NYSTc | Cold or very cold | NYSTc_Cold or very cold_6A | 6
19398 | 12973 | NY | NYSTc | Cold or very cold | NYSTc_Cold or very cold_6A | 6
19399 | 13608 | NY | NYSTc | Cold or very cold | NYSTc_Cold or very cold_6A | 6
19400 | 13613 | NY | NYSTc | Cold or very cold | NYSTc_Cold or very cold_6A | 6
19401 | 13614 | NY | NYSTc | Cold or very cold | NYSTc_Cold or very cold_6A | 6
19402 | 13617 | NY | NYSTc | Cold or very cold | NYSTc_Cold or very cold_6A | 6
19403 | 13621 | NY | NYSTc | Cold or very cold | NYSTc_Cold or very cold_6A | 6
19404 | 13623 | NY | NYSTc | Cold or very cold | NYSTc_Cold or very cold_6A | 6
19405 | 13625 | NY | NYSTc | Cold or very cold | NYSTc_Cold or very cold_6A | 6
19406 | 13630 | NY | NYSTc | Cold or very cold | NYSTc_Cold or very cold_6A | 6
19407 | 13633 | NY | NYSTc | Cold or very cold | NYSTc_Cold or very cold_6A | 6
19408 | 13635 | NY | NYSTc | Cold or very cold | NYSTc_Cold or very cold_6A | 6
19409 | 13639 | NY | NYSTc | Cold or very cold | NYSTc_Cold or very cold_6A | 6
19410 | 13642 | NY | NYSTc | Cold or very cold | NYSTc_Cold or very cold_6A | 6
19411 | 13645 | NY | NYSTc | Cold or very cold | NYSTc_Cold or very cold_6A | 6
19412 | 13646 | NY | NYSTc | Cold or very cold | NYSTc_Cold or very cold_6A | 6
19413 | 13647 | NY | NYSTc | Cold or very cold | NYSTc_Cold or very cold_6A | 6
19414 | 13648 | NY | NYSTc | Cold or very cold | NYSTc_Cold or very cold_6A | 6
19415 | 13649 | NY | NYSTc | Cold or very cold | NYSTc_Cold or very cold_6A | 6
19416 | 13652 | NY | NYSTc | Cold or very cold | NYSTc_Cold or very cold_6A | 6
19417 | 13654 | NY | NYSTc | Cold or very cold | NYSTc_Cold or very cold_6A | 6
19418 | 13658 | NY | NYSTc | Cold or very cold | NYSTc_Cold or very cold_6A | 6
19419 | 13660 | NY | NYSTc | Cold or very cold | NYSTc_Cold or very cold_6A | 6
19420 | 13662 | NY | NYSTc | Cold or very cold | NYSTc_Cold or very cold_6A | 6
19421 | 13664 | NY | NYSTc | Cold or very cold | NYSTc_Cold or very cold_6A | 6
19422 | 13666 | NY | NYSTc | Cold or very cold | NYSTc_Cold or very cold_6A | 6
19423 | 13667 | NY | NYSTc | Cold or very cold | NYSTc_Cold or very cold_6A | 6
19424 | 13668 | NY | NYSTc | Cold or very cold | NYSTc_Cold or very cold_6A | 6
19425 | 13669 | NY | NYSTc | Cold or very cold | NYSTc_Cold or very cold_6A | 6
19426 | 13670 | NY | NYSTc | Cold or very cold | NYSTc_Cold or very cold_6A | 6
19427 | 13672 | NY | NYSTc | Cold or very cold | NYSTc_Cold or very cold_6A | 6
19428 | 13676 | NY | NYSTc | Cold or very cold | NYSTc_Cold or very cold_6A | 6
19429 | 13677 | NY | NYSTc | Cold or very cold | NYSTc_Cold or very cold_6A | 6
19430 | 13678 | NY | NYSTc | Cold or very cold | NYSTc_Cold or very cold_6A | 6
19431 | 13679 | NY | NYSTc | Cold or very cold | NYSTc_Cold or very cold_6A | 6
19432 | 13680 | NY | NYSTc | Cold or very cold | NYSTc_Cold or very cold_6A | 6
19433 | 13681 | NY | NYSTc | Cold or very cold | NYSTc_Cold or very cold_6A | 6
19434 | 13684 | NY | NYSTc | Cold or very cold | NYSTc_Cold or very cold_6A | 6
19435 | 13687 | NY | NYSTc | Cold or very cold | NYSTc_Cold or very cold_6A | 6
19436 | 13690 | NY | NYSTc | Cold or very cold | NYSTc_Cold or very cold_6A | 6
19437 | 13691 | NY | NYSTc | Cold or very cold | NYSTc_Cold or very cold_6A | 6
19438 | 13694 | NY | NYSTc | Cold or very cold | NYSTc_Cold or very cold_6A | 6
19439 | 13695 | NY | NYSTc | Cold or very cold | NYSTc_Cold or very cold_6A | 6
19440 | 13696 | NY | NYSTc | Cold or very cold | NYSTc_Cold or very cold_6A | 6
19441 | 13697 | NY | NYSTc | Cold or very cold | NYSTc_Cold or very cold_6A | 6
19442 | 13699 | NY | NYSTc | Cold or very cold | NYSTc_Cold or very cold_6A | 6
19443 | 13032 | NY | NYSTc | Cold or very cold | NYSTc_Cold or very cold_6A | 6
19444 | 13043 | NY | NYSTc | Cold or very cold | NYSTc_Cold or very cold_6A | 6
19445 | 13061 | NY | NYSTc | Cold or very cold | NYSTc_Cold or very cold_6A | 6
19446 | 13072 | NY | NYSTc | Cold or very cold | NYSTc_Cold or very cold_6A | 6
19447 | 13134 | NY | NYSTc | Cold or very cold | NYSTc_Cold or very cold_6A | 6
19448 | 13163 | NY | NYSTc | Cold or very cold | NYSTc_Cold or very cold_6A | 6
19449 | 13310 | NY | NYSTc | Cold or very cold | NYSTc_Cold or very cold_6A | 6
19450 | 13314 | NY | NYSTc | Cold or very cold | NYSTc_Cold or very cold_6A | 6
19451 | 13332 | NY | NYSTc | Cold or very cold | NYSTc_Cold or very cold_6A | 6
19452 | 13334 | NY | NYSTc | Cold or very cold | NYSTc_Cold or very cold_6A | 6
19453 | 13346 | NY | NYSTc | Cold or very cold | NYSTc_Cold or very cold_6A | 6
19454 | 13355 | NY | NYSTc | Cold or very cold | NYSTc_Cold or very cold_6A | 6
19455 | 13402 | NY | NYSTc | Cold or very cold | NYSTc_Cold or very cold_6A | 6
19456 | 13408 | NY | NYSTc | Cold or very cold | NYSTc_Cold or very cold_6A | 6
19457 | 13409 | NY | NYSTc | Cold or very cold | NYSTc_Cold or very cold_6A | 6
19458 | 13418 | NY | NYSTc | Cold or very cold | NYSTc_Cold or very cold_6A | 6
19459 | 13421 | NY | NYSTc | Cold or very cold | NYSTc_Cold or very cold_6A | 6
19460 | 13425 | NY | NYSTc | Cold or very cold | NYSTc_Cold or very cold_6A | 6
19461 | 13460 | NY | NYSTc | Cold or very cold | NYSTc_Cold or very cold_6A | 6
19462 | 13464 | NY | NYSTc | Cold or very cold | NYSTc_Cold or very cold_6A | 6
19463 | 13480 | NY | NYSTc | Cold or very cold | NYSTc_Cold or very cold_6A | 6
19464 | 13484 | NY | NYSTc | Cold or very cold | NYSTc_Cold or very cold_6A | 6
19465 | 13054 | NY | NYSTc | Cold or very cold | NYSTc_Cold or very cold_6A | 6
19466 | 13123 | NY | NYSTc | Cold or very cold | NYSTc_Cold or very cold_6A | 6
19467 | 13157 | NY | NYSTc | Cold or very cold | NYSTc_Cold or very cold_6A | 6
19468 | 13162 | NY | NYSTc | Cold or very cold | NYSTc_Cold or very cold_6A | 6
19469 | 13301 | NY | NYSTc | Cold or very cold | NYSTc_Cold or very cold_6A | 6
19470 | 13303 | NY | NYSTc | Cold or very cold | NYSTc_Cold or very cold_6A | 6
19471 | 13304 | NY | NYSTc | Cold or very cold | NYSTc_Cold or very cold_6A | 6
19472 | 13308 | NY | NYSTc | Cold or very cold | NYSTc_Cold or very cold_6A | 6
19473 | 13309 | NY | NYSTc | Cold or very cold | NYSTc_Cold or very cold_6A | 6
19474 | 13313 | NY | NYSTc | Cold or very cold | NYSTc_Cold or very cold_6A | 6
19475 | 13318 | NY | NYSTc | Cold or very cold | NYSTc_Cold or very cold_6A | 6
19476 | 13319 | NY | NYSTc | Cold or very cold | NYSTc_Cold or very cold_6A | 6
19477 | 13321 | NY | NYSTc | Cold or very cold | NYSTc_Cold or very cold_6A | 6
19478 | 13322 | NY | NYSTc | Cold or very cold | NYSTc_Cold or very cold_6A | 6
19479 | 13323 | NY | NYSTc | Cold or very cold | NYSTc_Cold or very cold_6A | 6
19480 | 13328 | NY | NYSTc | Cold or very cold | NYSTc_Cold or very cold_6A | 6
19481 | 13338 | NY | NYSTc | Cold or very cold | NYSTc_Cold or very cold_6A | 6
19482 | 13341 | NY | NYSTc | Cold or very cold | NYSTc_Cold or very cold_6A | 6
19483 | 13352 | NY | NYSTc | Cold or very cold | NYSTc_Cold or very cold_6A | 6
19484 | 13354 | NY | NYSTc | Cold or very cold | NYSTc_Cold or very cold_6A | 6
19485 | 13362 | NY | NYSTc | Cold or very cold | NYSTc_Cold or very cold_6A | 6
19486 | 13363 | NY | NYSTc | Cold or very cold | NYSTc_Cold or very cold_6A | 6
19487 | 13401 | NY | NYSTc | Cold or very cold | NYSTc_Cold or very cold_6A | 6
19488 | 13403 | NY | NYSTc | Cold or very cold | NYSTc_Cold or very cold_6A | 6
19489 | 13413 | NY | NYSTc | Cold or very cold | NYSTc_Cold or very cold_6A | 6
19490 | 13417 | NY | NYSTc | Cold or very cold | NYSTc_Cold or very cold_6A | 6
19491 | 13424 | NY | NYSTc | Cold or very cold | NYSTc_Cold or very cold_6A | 6
19492 | 13431 | NY | NYSTc | Cold or very cold | NYSTc_Cold or very cold_6A | 6
19493 | 13435 | NY | NYSTc | Cold or very cold | NYSTc_Cold or very cold_6A | 6
19494 | 13438 | NY | NYSTc | Cold or very cold | NYSTc_Cold or very cold_6A | 6
19495 | 13440 | NY | NYSTc | Cold or very cold | NYSTc_Cold or very cold_6A | 6
19496 | 13441 | NY | NYSTc | Cold or very cold | NYSTc_Cold or very cold_6A | 6
19497 | 13442 | NY | NYSTc | Cold or very cold | NYSTc_Cold or very cold_6A | 6
19498 | 13455 | NY | NYSTc | Cold or very cold | NYSTc_Cold or very cold_6A | 6
19499 | 13456 | NY | NYSTc | Cold or very cold | NYSTc_Cold or very cold_6A | 6
19500 | 13461 | NY | NYSTc | Cold or very cold | NYSTc_Cold or very cold_6A | 6
19501 | 13469 | NY | NYSTc | Cold or very cold | NYSTc_Cold or very cold_6A | 6
19502 | 13471 | NY | NYSTc | Cold or very cold | NYSTc_Cold or very cold_6A | 6
19503 | 13476 | NY | NYSTc | Cold or very cold | NYSTc_Cold or very cold_6A | 6
19504 | 13477 | NY | NYSTc | Cold or very cold | NYSTc_Cold or very cold_6A | 6
19505 | 13478 | NY | NYSTc | Cold or very cold | NYSTc_Cold or very cold_6A | 6
19506 | 13479 | NY | NYSTc | Cold or very cold | NYSTc_Cold or very cold_6A | 6
19507 | 13486 | NY | NYSTc | Cold or very cold | NYSTc_Cold or very cold_6A | 6
19508 | 13489 | NY | NYSTc | Cold or very cold | NYSTc_Cold or very cold_6A | 6
19509 | 13490 | NY | NYSTc | Cold or very cold | NYSTc_Cold or very cold_6A | 6
19510 | 13492 | NY | NYSTc | Cold or very cold | NYSTc_Cold or very cold_6A | 6
19511 | 13494 | NY | NYSTc | Cold or very cold | NYSTc_Cold or very cold_6A | 6
19512 | 13495 | NY | NYSTc | Cold or very cold | NYSTc_Cold or very cold_6A | 6
19513 | 13501 | NY | NYSTc | Cold or very cold | NYSTc_Cold or very cold_6A | 6
19514 | 13502 | NY | NYSTc | Cold or very cold | NYSTc_Cold or very cold_6A | 6
19515 | 13503 | NY | NYSTc | Cold or very cold | NYSTc_Cold or very cold_6A | 6
19516 | 13504 | NY | NYSTc | Cold or very cold | NYSTc_Cold or very cold_6A | 6
19517 | 13505 | NY | NYSTc | Cold or very cold | NYSTc_Cold or very cold_6A | 6
19518 | 13124 | NY | NYSTc | Cold or very cold | NYSTc_Cold or very cold_6A | 6
19519 | 13136 | NY | NYSTc | Cold or very cold | NYSTc_Cold or very cold_6A | 6
19520 | 13155 | NY | NYSTc | Cold or very cold | NYSTc_Cold or very cold_6A | 6
19521 | 13730 | NY | NYSTc | Cold or very cold | NYSTc_Cold or very cold_6A | 6
19522 | 13746 | NY | NYSTc | Cold or very cold | NYSTc_Cold or very cold_6A | 6
19523 | 13758 | NY | NYSTc | Cold or very cold | NYSTc_Cold or very cold_6A | 6
19524 | 13778 | NY | NYSTc | Cold or very cold | NYSTc_Cold or very cold_6A | 6
19525 | 13780 | NY | NYSTc | Cold or very cold | NYSTc_Cold or very cold_6A | 6
19526 | 13787 | NY | NYSTc | Cold or very cold | NYSTc_Cold or very cold_6A | 6
19527 | 13801 | NY | NYSTc | Cold or very cold | NYSTc_Cold or very cold_6A | 6
19528 | 13813 | NY | NYSTc | Cold or very cold | NYSTc_Cold or very cold_6A | 6
19529 | 13814 | NY | NYSTc | Cold or very cold | NYSTc_Cold or very cold_6A | 6
19530 | 13815 | NY | NYSTc | Cold or very cold | NYSTc_Cold or very cold_6A | 6
19531 | 13830 | NY | NYSTc | Cold or very cold | NYSTc_Cold or very cold_6A | 6
19532 | 13832 | NY | NYSTc | Cold or very cold | NYSTc_Cold or very cold_6A | 6
19533 | 13844 | NY | NYSTc | Cold or very cold | NYSTc_Cold or very cold_6A | 6
19534 | 13062 | NY | NYSTc | Cold or very cold | NYSTc_Cold or very cold_6A | 6
19535 | 13068 | NY | NYSTc | Cold or very cold | NYSTc_Cold or very cold_6A | 6
19536 | 13102 | NY | NYSTc | Cold or very cold | NYSTc_Cold or very cold_6A | 6
19537 | 13736 | NY | NYSTc | Cold or very cold | NYSTc_Cold or very cold_6A | 6
19538 | 13864 | NY | NYSTc | Cold or very cold | NYSTc_Cold or very cold_6A | 6
19539 | 14817 | NY | NYSTc | Cold or very cold | NYSTc_Cold or very cold_6A | 6
19540 | 14850 | NY | NYSTc | Cold or very cold | NYSTc_Cold or very cold_6A | 6
19541 | 14851 | NY | NYSTc | Cold or very cold | NYSTc_Cold or very cold_6A | 6
19542 | 14852 | NY | NYSTc | Cold or very cold | NYSTc_Cold or very cold_6A | 6
19543 | 14853 | NY | NYSTc | Cold or very cold | NYSTc_Cold or very cold_6A | 6
19544 | 14854 | NY | NYSTc | Cold or very cold | NYSTc_Cold or very cold_6A | 6
19545 | 14867 | NY | NYSTc | Cold or very cold | NYSTc_Cold or very cold_6A | 6
19546 | 14881 | NY | NYSTc | Cold or very cold | NYSTc_Cold or very cold_6A | 6
19547 | 14883 | NY | NYSTc | Cold or very cold | NYSTc_Cold or very cold_6A | 6
19548 | 14886 | NY | NYSTc | Cold or very cold | NYSTc_Cold or very cold_6A | 6
19549 | 13601 | NY | NYSTc | Cold or very cold | NYSTc_Cold or very cold_6A | 6
19550 | 13602 | NY | NYSTc | Cold or very cold | NYSTc_Cold or very cold_6A | 6
19551 | 13603 | NY | NYSTc | Cold or very cold | NYSTc_Cold or very cold_6A | 6
19552 | 13605 | NY | NYSTc | Cold or very cold | NYSTc_Cold or very cold_6A | 6
19553 | 13606 | NY | NYSTc | Cold or very cold | NYSTc_Cold or very cold_6A | 6
19554 | 13607 | NY | NYSTc | Cold or very cold | NYSTc_Cold or very cold_6A | 6
19555 | 13611 | NY | NYSTc | Cold or very cold | NYSTc_Cold or very cold_6A | 6
19556 | 13612 | NY | NYSTc | Cold or very cold | NYSTc_Cold or very cold_6A | 6
19557 | 13615 | NY | NYSTc | Cold or very cold | NYSTc_Cold or very cold_6A | 6
19558 | 13616 | NY | NYSTc | Cold or very cold | NYSTc_Cold or very cold_6A | 6
19559 | 13618 | NY | NYSTc | Cold or very cold | NYSTc_Cold or very cold_6A | 6
19560 | 13619 | NY | NYSTc | Cold or very cold | NYSTc_Cold or very cold_6A | 6
19561 | 13622 | NY | NYSTc | Cold or very cold | NYSTc_Cold or very cold_6A | 6
19562 | 13624 | NY | NYSTc | Cold or very cold | NYSTc_Cold or very cold_6A | 6
19563 | 13626 | NY | NYSTc | Cold or very cold | NYSTc_Cold or very cold_6A | 6
19564 | 13628 | NY | NYSTc | Cold or very cold | NYSTc_Cold or very cold_6A | 6
19565 | 13631 | NY | NYSTc | Cold or very cold | NYSTc_Cold or very cold_6A | 6
19566 | 13632 | NY | NYSTc | Cold or very cold | NYSTc_Cold or very cold_6A | 6
19567 | 13634 | NY | NYSTc | Cold or very cold | NYSTc_Cold or very cold_6A | 6
19568 | 13636 | NY | NYSTc | Cold or very cold | NYSTc_Cold or very cold_6A | 6
19569 | 13637 | NY | NYSTc | Cold or very cold | NYSTc_Cold or very cold_6A | 6
19570 | 13638 | NY | NYSTc | Cold or very cold | NYSTc_Cold or very cold_6A | 6
19571 | 13640 | NY | NYSTc | Cold or very cold | NYSTc_Cold or very cold_6A | 6
19572 | 13641 | NY | NYSTc | Cold or very cold | NYSTc_Cold or very cold_6A | 6
19573 | 13643 | NY | NYSTc | Cold or very cold | NYSTc_Cold or very cold_6A | 6
19574 | 13650 | NY | NYSTc | Cold or very cold | NYSTc_Cold or very cold_6A | 6
19575 | 13651 | NY | NYSTc | Cold or very cold | NYSTc_Cold or very cold_6A | 6
19576 | 13656 | NY | NYSTc | Cold or very cold | NYSTc_Cold or very cold_6A | 6
19577 | 13659 | NY | NYSTc | Cold or very cold | NYSTc_Cold or very cold_6A | 6
19578 | 13665 | NY | NYSTc | Cold or very cold | NYSTc_Cold or very cold_6A | 6
19579 | 13671 | NY | NYSTc | Cold or very cold | NYSTc_Cold or very cold_6A | 6
19580 | 13673 | NY | NYSTc | Cold or very cold | NYSTc_Cold or very cold_6A | 6
19581 | 13674 | NY | NYSTc | Cold or very cold | NYSTc_Cold or very cold_6A | 6
19582 | 13675 | NY | NYSTc | Cold or very cold | NYSTc_Cold or very cold_6A | 6
19583 | 13682 | NY | NYSTc | Cold or very cold | NYSTc_Cold or very cold_6A | 6
19584 | 13685 | NY | NYSTc | Cold or very cold | NYSTc_Cold or very cold_6A | 6
19585 | 13692 | NY | NYSTc | Cold or very cold | NYSTc_Cold or very cold_6A | 6
19586 | 13693 | NY | NYSTc | Cold or very cold | NYSTc_Cold or very cold_6A | 6
19587 | 13324 | NY | NYSTc | Cold or very cold | NYSTc_Cold or very cold_6A | 6
19588 | 13340 | NY | NYSTc | Cold or very cold | NYSTc_Cold or very cold_6A | 6
19589 | 13350 | NY | NYSTc | Cold or very cold | NYSTc_Cold or very cold_6A | 6
19590 | 13357 | NY | NYSTc | Cold or very cold | NYSTc_Cold or very cold_6A | 6
19591 | 13365 | NY | NYSTc | Cold or very cold | NYSTc_Cold or very cold_6A | 6
19592 | 13367 | NY | NYSTc | Cold or very cold | NYSTc_Cold or very cold_6A | 6
19593 | 13406 | NY | NYSTc | Cold or very cold | NYSTc_Cold or very cold_6A | 6
19594 | 13407 | NY | NYSTc | Cold or very cold | NYSTc_Cold or very cold_6A | 6
19595 | 13416 | NY | NYSTc | Cold or very cold | NYSTc_Cold or very cold_6A | 6
19596 | 13420 | NY | NYSTc | Cold or very cold | NYSTc_Cold or very cold_6A | 6
19597 | 13472 | NY | NYSTc | Cold or very cold | NYSTc_Cold or very cold_6A | 6
19598 | 13305 | NY | NYSTc | Cold or very cold | NYSTc_Cold or very cold_6A | 6
19599 | 13312 | NY | NYSTc | Cold or very cold | NYSTc_Cold or very cold_6A | 6
19600 | 13325 | NY | NYSTc | Cold or very cold | NYSTc_Cold or very cold_6A | 6
19601 | 13327 | NY | NYSTc | Cold or very cold | NYSTc_Cold or very cold_6A | 6
19602 | 13343 | NY | NYSTc | Cold or very cold | NYSTc_Cold or very cold_6A | 6
19603 | 13345 | NY | NYSTc | Cold or very cold | NYSTc_Cold or very cold_6A | 6
19604 | 13368 | NY | NYSTc | Cold or very cold | NYSTc_Cold or very cold_6A | 6
19605 | 13404 | NY | NYSTc | Cold or very cold | NYSTc_Cold or very cold_6A | 6
19606 | 13433 | NY | NYSTc | Cold or very cold | NYSTc_Cold or very cold_6A | 6
19607 | 13473 | NY | NYSTc | Cold or very cold | NYSTc_Cold or very cold_6A | 6
19608 | 13620 | NY | NYSTc | Cold or very cold | NYSTc_Cold or very cold_6A | 6
19609 | 13737 | NY | NYSTc | Cold or very cold | NYSTc_Cold or very cold_6A | 6
19610 | 13744 | NY | NYSTc | Cold or very cold | NYSTc_Cold or very cold_6A | 6
19611 | 13745 | NY | NYSTc | Cold or very cold | NYSTc_Cold or very cold_6A | 6
19612 | 13748 | NY | NYSTc | Cold or very cold | NYSTc_Cold or very cold_6A | 6
19613 | 13749 | NY | NYSTc | Cold or very cold | NYSTc_Cold or very cold_6A | 6
19614 | 13760 | NY | NYSTc | Cold or very cold | NYSTc_Cold or very cold_6A | 6
19615 | 13761 | NY | NYSTc | Cold or very cold | NYSTc_Cold or very cold_6A | 6
19616 | 13762 | NY | NYSTc | Cold or very cold | NYSTc_Cold or very cold_6A | 6
19617 | 13777 | NY | NYSTc | Cold or very cold | NYSTc_Cold or very cold_6A | 6
19618 | 13790 | NY | NYSTc | Cold or very cold | NYSTc_Cold or very cold_6A | 6
19619 | 13794 | NY | NYSTc | Cold or very cold | NYSTc_Cold or very cold_6A | 6
19620 | 13795 | NY | NYSTc | Cold or very cold | NYSTc_Cold or very cold_6A | 6
19621 | 13797 | NY | NYSTc | Cold or very cold | NYSTc_Cold or very cold_6A | 6
19622 | 13802 | NY | NYSTc | Cold or very cold | NYSTc_Cold or very cold_6A | 6
19623 | 13811 | NY | NYSTc | Cold or very cold | NYSTc_Cold or very cold_6A | 6
19624 | 13826 | NY | NYSTc | Cold or very cold | NYSTc_Cold or very cold_6A | 6
19625 | 13833 | NY | NYSTc | Cold or very cold | NYSTc_Cold or very cold_6A | 6
19626 | 13848 | NY | NYSTc | Cold or very cold | NYSTc_Cold or very cold_6A | 6
19627 | 13850 | NY | NYSTc | Cold or very cold | NYSTc_Cold or very cold_6A | 6
19628 | 13851 | NY | NYSTc | Cold or very cold | NYSTc_Cold or very cold_6A | 6
19629 | 13865 | NY | NYSTc | Cold or very cold | NYSTc_Cold or very cold_6A | 6
19630 | 13901 | NY | NYSTc | Cold or very cold | NYSTc_Cold or very cold_6A | 6
19631 | 13902 | NY | NYSTc | Cold or very cold | NYSTc_Cold or very cold_6A | 6
19632 | 13903 | NY | NYSTc | Cold or very cold | NYSTc_Cold or very cold_6A | 6
19633 | 13904 | NY | NYSTc | Cold or very cold | NYSTc_Cold or very cold_6A | 6
19634 | 13905 | NY | NYSTc | Cold or very cold | NYSTc_Cold or very cold_6A | 6
19635 | 14024 | NY | NYSTc | Cold or very cold | NYSTc_Cold or very cold_6A | 6
19636 | 14039 | NY | NYSTc | Cold or very cold | NYSTc_Cold or very cold_6A | 6
19637 | 14042 | NY | NYSTc | Cold or very cold | NYSTc_Cold or very cold_6A | 6
19638 | 14066 | NY | NYSTc | Cold or very cold | NYSTc_Cold or very cold_6A | 6
19639 | 14082 | NY | NYSTc | Cold or very cold | NYSTc_Cold or very cold_6A | 6
19640 | 14083 | NY | NYSTc | Cold or very cold | NYSTc_Cold or very cold_6A | 6
19641 | 14113 | NY | NYSTc | Cold or very cold | NYSTc_Cold or very cold_6A | 6
19642 | 14130 | NY | NYSTc | Cold or very cold | NYSTc_Cold or very cold_6A | 6
19643 | 14167 | NY | NYSTc | Cold or very cold | NYSTc_Cold or very cold_6A | 6
19644 | 14427 | NY | NYSTc | Cold or very cold | NYSTc_Cold or very cold_6A | 6
19645 | 14481 | NY | NYSTc | Cold or very cold | NYSTc_Cold or very cold_6A | 6
19646 | 14530 | NY | NYSTc | Cold or very cold | NYSTc_Cold or very cold_6A | 6
19647 | 14533 | NY | NYSTc | Cold or very cold | NYSTc_Cold or very cold_6A | 6
19648 | 14536 | NY | NYSTc | Cold or very cold | NYSTc_Cold or very cold_6A | 6
19649 | 14549 | NY | NYSTc | Cold or very cold | NYSTc_Cold or very cold_6A | 6
19650 | 14550 | NY | NYSTc | Cold or very cold | NYSTc_Cold or very cold_6A | 6
19651 | 14569 | NY | NYSTc | Cold or very cold | NYSTc_Cold or very cold_6A | 6
19652 | 14735 | NY | NYSTc | Cold or very cold | NYSTc_Cold or very cold_6A | 6
19653 | 14041 | NY | NYSTc | Cold or very cold | NYSTc_Cold or very cold_6A | 6
19654 | 14060 | NY | NYSTc | Cold or very cold | NYSTc_Cold or very cold_6A | 6
19655 | 14062 | NY | NYSTc | Cold or very cold | NYSTc_Cold or very cold_6A | 6
19656 | 14065 | NY | NYSTc | Cold or very cold | NYSTc_Cold or very cold_6A | 6
19657 | 14101 | NY | NYSTc | Cold or very cold | NYSTc_Cold or very cold_6A | 6
19658 | 14129 | NY | NYSTc | Cold or very cold | NYSTc_Cold or very cold_6A | 6
19659 | 14138 | NY | NYSTc | Cold or very cold | NYSTc_Cold or very cold_6A | 6
19660 | 14168 | NY | NYSTc | Cold or very cold | NYSTc_Cold or very cold_6A | 6
19661 | 14171 | NY | NYSTc | Cold or very cold | NYSTc_Cold or very cold_6A | 6
19662 | 14706 | NY | NYSTc | Cold or very cold | NYSTc_Cold or very cold_6A | 6
19663 | 14719 | NY | NYSTc | Cold or very cold | NYSTc_Cold or very cold_6A | 6
19664 | 14726 | NY | NYSTc | Cold or very cold | NYSTc_Cold or very cold_6A | 6
19665 | 14727 | NY | NYSTc | Cold or very cold | NYSTc_Cold or very cold_6A | 6
19666 | 14729 | NY | NYSTc | Cold or very cold | NYSTc_Cold or very cold_6A | 6
19667 | 14730 | NY | NYSTc | Cold or very cold | NYSTc_Cold or very cold_6A | 6
19668 | 14731 | NY | NYSTc | Cold or very cold | NYSTc_Cold or very cold_6A | 6
19669 | 14737 | NY | NYSTc | Cold or very cold | NYSTc_Cold or very cold_6A | 6
19670 | 14738 | NY | NYSTc | Cold or very cold | NYSTc_Cold or very cold_6A | 6
19671 | 14741 | NY | NYSTc | Cold or very cold | NYSTc_Cold or very cold_6A | 6
19672 | 14743 | NY | NYSTc | Cold or very cold | NYSTc_Cold or very cold_6A | 6
19673 | 14747 | NY | NYSTc | Cold or very cold | NYSTc_Cold or very cold_6A | 6
19674 | 14748 | NY | NYSTc | Cold or very cold | NYSTc_Cold or very cold_6A | 6
19675 | 14751 | NY | NYSTc | Cold or very cold | NYSTc_Cold or very cold_6A | 6
19676 | 14753 | NY | NYSTc | Cold or very cold | NYSTc_Cold or very cold_6A | 6
19677 | 14755 | NY | NYSTc | Cold or very cold | NYSTc_Cold or very cold_6A | 6
19678 | 14760 | NY | NYSTc | Cold or very cold | NYSTc_Cold or very cold_6A | 6
19679 | 14766 | NY | NYSTc | Cold or very cold | NYSTc_Cold or very cold_6A | 6
19680 | 14770 | NY | NYSTc | Cold or very cold | NYSTc_Cold or very cold_6A | 6
19681 | 14772 | NY | NYSTc | Cold or very cold | NYSTc_Cold or very cold_6A | 6
19682 | 14778 | NY | NYSTc | Cold or very cold | NYSTc_Cold or very cold_6A | 6
19683 | 14779 | NY | NYSTc | Cold or very cold | NYSTc_Cold or very cold_6A | 6
19684 | 14783 | NY | NYSTc | Cold or very cold | NYSTc_Cold or very cold_6A | 6
19685 | 14788 | NY | NYSTc | Cold or very cold | NYSTc_Cold or very cold_6A | 6
19686 | 14029 | NY | NYSTc | Cold or very cold | NYSTc_Cold or very cold_6A | 6
19687 | 14437 | NY | NYSTc | Cold or very cold | NYSTc_Cold or very cold_6A | 6
19688 | 14707 | NY | NYSTc | Cold or very cold | NYSTc_Cold or very cold_6A | 6
19689 | 14708 | NY | NYSTc | Cold or very cold | NYSTc_Cold or very cold_6A | 6
19690 | 14709 | NY | NYSTc | Cold or very cold | NYSTc_Cold or very cold_6A | 6
19691 | 14711 | NY | NYSTc | Cold or very cold | NYSTc_Cold or very cold_6A | 6
19692 | 14714 | NY | NYSTc | Cold or very cold | NYSTc_Cold or very cold_6A | 6
19693 | 14715 | NY | NYSTc | Cold or very cold | NYSTc_Cold or very cold_6A | 6
19694 | 14717 | NY | NYSTc | Cold or very cold | NYSTc_Cold or very cold_6A | 6
19695 | 14721 | NY | NYSTc | Cold or very cold | NYSTc_Cold or very cold_6A | 6
19696 | 14739 | NY | NYSTc | Cold or very cold | NYSTc_Cold or very cold_6A | 6
19697 | 14744 | NY | NYSTc | Cold or very cold | NYSTc_Cold or very cold_6A | 6
19698 | 14745 | NY | NYSTc | Cold or very cold | NYSTc_Cold or very cold_6A | 6
19699 | 14754 | NY | NYSTc | Cold or very cold | NYSTc_Cold or very cold_6A | 6
19700 | 14774 | NY | NYSTc | Cold or very cold | NYSTc_Cold or very cold_6A | 6
19701 | 14777 | NY | NYSTc | Cold or very cold | NYSTc_Cold or very cold_6A | 6
19702 | 14786 | NY | NYSTc | Cold or very cold | NYSTc_Cold or very cold_6A | 6
19703 | 14802 | NY | NYSTc | Cold or very cold | NYSTc_Cold or very cold_6A | 6
19704 | 14803 | NY | NYSTc | Cold or very cold | NYSTc_Cold or very cold_6A | 6
19705 | 14804 | NY | NYSTc | Cold or very cold | NYSTc_Cold or very cold_6A | 6
19706 | 14806 | NY | NYSTc | Cold or very cold | NYSTc_Cold or very cold_6A | 6
19707 | 14807 | NY | NYSTc | Cold or very cold | NYSTc_Cold or very cold_6A | 6
19708 | 14813 | NY | NYSTc | Cold or very cold | NYSTc_Cold or very cold_6A | 6
19709 | 14822 | NY | NYSTc | Cold or very cold | NYSTc_Cold or very cold_6A | 6
19710 | 14836 | NY | NYSTc | Cold or very cold | NYSTc_Cold or very cold_6A | 6
19711 | 14843 | NY | NYSTc | Cold or very cold | NYSTc_Cold or very cold_6A | 6
19712 | 14846 | NY | NYSTc | Cold or very cold | NYSTc_Cold or very cold_6A | 6
19713 | 14880 | NY | NYSTc | Cold or very cold | NYSTc_Cold or very cold_6A | 6
19714 | 14884 | NY | NYSTc | Cold or very cold | NYSTc_Cold or very cold_6A | 6
19715 | 14895 | NY | NYSTc | Cold or very cold | NYSTc_Cold or very cold_6A | 6
19716 | 14897 | NY | NYSTc | Cold or very cold | NYSTc_Cold or very cold_6A | 6
19717 | 14529 | NY | NYSTc | Cold or very cold | NYSTc_Cold or very cold_6A | 6
19718 | 14801 | NY | NYSTc | Cold or very cold | NYSTc_Cold or very cold_6A | 6
19719 | 14808 | NY | NYSTc | Cold or very cold | NYSTc_Cold or very cold_6A | 6
19720 | 14809 | NY | NYSTc | Cold or very cold | NYSTc_Cold or very cold_6A | 6
19721 | 14810 | NY | NYSTc | Cold or very cold | NYSTc_Cold or very cold_6A | 6
19722 | 14812 | NY | NYSTc | Cold or very cold | NYSTc_Cold or very cold_6A | 6
19723 | 14814 | NY | NYSTc | Cold or very cold | NYSTc_Cold or very cold_6A | 6
19724 | 14815 | NY | NYSTc | Cold or very cold | NYSTc_Cold or very cold_6A | 6
19725 | 14819 | NY | NYSTc | Cold or very cold | NYSTc_Cold or very cold_6A | 6
19726 | 14820 | NY | NYSTc | Cold or very cold | NYSTc_Cold or very cold_6A | 6
19727 | 14821 | NY | NYSTc | Cold or very cold | NYSTc_Cold or very cold_6A | 6
19728 | 14823 | NY | NYSTc | Cold or very cold | NYSTc_Cold or very cold_6A | 6
19729 | 14826 | NY | NYSTc | Cold or very cold | NYSTc_Cold or very cold_6A | 6
19730 | 14827 | NY | NYSTc | Cold or very cold | NYSTc_Cold or very cold_6A | 6
19731 | 14830 | NY | NYSTc | Cold or very cold | NYSTc_Cold or very cold_6A | 6
19732 | 14831 | NY | NYSTc | Cold or very cold | NYSTc_Cold or very cold_6A | 6
19733 | 14839 | NY | NYSTc | Cold or very cold | NYSTc_Cold or very cold_6A | 6
19734 | 14840 | NY | NYSTc | Cold or very cold | NYSTc_Cold or very cold_6A | 6
19735 | 14855 | NY | NYSTc | Cold or very cold | NYSTc_Cold or very cold_6A | 6
19736 | 14856 | NY | NYSTc | Cold or very cold | NYSTc_Cold or very cold_6A | 6
19737 | 14858 | NY | NYSTc | Cold or very cold | NYSTc_Cold or very cold_6A | 6
19738 | 14870 | NY | NYSTc | Cold or very cold | NYSTc_Cold or very cold_6A | 6
19739 | 14871 | NY | NYSTc | Cold or very cold | NYSTc_Cold or very cold_6A | 6
19740 | 14874 | NY | NYSTc | Cold or very cold | NYSTc_Cold or very cold_6A | 6
19741 | 14877 | NY | NYSTc | Cold or very cold | NYSTc_Cold or very cold_6A | 6
19742 | 14879 | NY | NYSTc | Cold or very cold | NYSTc_Cold or very cold_6A | 6
19743 | 14885 | NY | NYSTc | Cold or very cold | NYSTc_Cold or very cold_6A | 6
19744 | 14898 | NY | NYSTc | Cold or very cold | NYSTc_Cold or very cold_6A | 6
19745 | 14805 | NY | NYSTc | Cold or very cold | NYSTc_Cold or very cold_6A | 6
19746 | 14818 | NY | NYSTc | Cold or very cold | NYSTc_Cold or very cold_6A | 6
19747 | 14824 | NY | NYSTc | Cold or very cold | NYSTc_Cold or very cold_6A | 6
19748 | 14838 | NY | NYSTc | Cold or very cold | NYSTc_Cold or very cold_6A | 6
19749 | 14845 | NY | NYSTc | Cold or very cold | NYSTc_Cold or very cold_6A | 6
19750 | 14863 | NY | NYSTc | Cold or very cold | NYSTc_Cold or very cold_6A | 6
19751 | 14864 | NY | NYSTc | Cold or very cold | NYSTc_Cold or very cold_6A | 6
19752 | 14865 | NY | NYSTc | Cold or very cold | NYSTc_Cold or very cold_6A | 6
19753 | 14869 | NY | NYSTc | Cold or very cold | NYSTc_Cold or very cold_6A | 6
19754 | 14876 | NY | NYSTc | Cold or very cold | NYSTc_Cold or very cold_6A | 6
19755 | 14887 | NY | NYSTc | Cold or very cold | NYSTc_Cold or very cold_6A | 6
19756 | 14891 | NY | NYSTc | Cold or very cold | NYSTc_Cold or very cold_6A | 6
19757 | 14893 | NY | NYSTc | Cold or very cold | NYSTc_Cold or very cold_6A | 6
19758 | 15721 | PA | RFCEc | Cold or very cold | RFCEc_Cold or very cold_6A | 6
19759 | 15753 | PA | RFCEc | Cold or very cold | RFCEc_Cold or very cold_6A | 6
19760 | 15848 | PA | RFCEc | Cold or very cold | RFCEc_Cold or very cold_6A | 6
19761 | 15849 | PA | RFCEc | Cold or very cold | RFCEc_Cold or very cold_6A | 6
19762 | 15856 | PA | RFCEc | Cold or very cold | RFCEc_Cold or very cold_6A | 6
19763 | 15866 | PA | RFCEc | Cold or very cold | RFCEc_Cold or very cold_6A | 6
19764 | 16616 | PA | RFCEc | Cold or very cold | RFCEc_Cold or very cold_6A | 6
19765 | 16620 | PA | RFCEc | Cold or very cold | RFCEc_Cold or very cold_6A | 6
19766 | 16645 | PA | RFCEc | Cold or very cold | RFCEc_Cold or very cold_6A | 6
19767 | 16651 | PA | RFCEc | Cold or very cold | RFCEc_Cold or very cold_6A | 6
19768 | 16656 | PA | RFCEc | Cold or very cold | RFCEc_Cold or very cold_6A | 6
19769 | 16661 | PA | RFCEc | Cold or very cold | RFCEc_Cold or very cold_6A | 6
19770 | 16663 | PA | RFCEc | Cold or very cold | RFCEc_Cold or very cold_6A | 6
19771 | 16666 | PA | RFCEc | Cold or very cold | RFCEc_Cold or very cold_6A | 6
19772 | 16671 | PA | RFCEc | Cold or very cold | RFCEc_Cold or very cold_6A | 6
19773 | 16680 | PA | RFCEc | Cold or very cold | RFCEc_Cold or very cold_6A | 6
19774 | 16681 | PA | RFCEc | Cold or very cold | RFCEc_Cold or very cold_6A | 6
19775 | 16692 | PA | RFCEc | Cold or very cold | RFCEc_Cold or very cold_6A | 6
19776 | 16821 | PA | RFCEc | Cold or very cold | RFCEc_Cold or very cold_6A | 6
19777 | 16825 | PA | RFCEc | Cold or very cold | RFCEc_Cold or very cold_6A | 6
19778 | 16830 | PA | RFCEc | Cold or very cold | RFCEc_Cold or very cold_6A | 6
19779 | 16833 | PA | RFCEc | Cold or very cold | RFCEc_Cold or very cold_6A | 6
19780 | 16834 | PA | RFCEc | Cold or very cold | RFCEc_Cold or very cold_6A | 6
19781 | 16836 | PA | RFCEc | Cold or very cold | RFCEc_Cold or very cold_6A | 6
19782 | 16837 | PA | RFCEc | Cold or very cold | RFCEc_Cold or very cold_6A | 6
19783 | 16838 | PA | RFCEc | Cold or very cold | RFCEc_Cold or very cold_6A | 6
19784 | 16839 | PA | RFCEc | Cold or very cold | RFCEc_Cold or very cold_6A | 6
19785 | 16840 | PA | RFCEc | Cold or very cold | RFCEc_Cold or very cold_6A | 6
19786 | 16843 | PA | RFCEc | Cold or very cold | RFCEc_Cold or very cold_6A | 6
19787 | 16845 | PA | RFCEc | Cold or very cold | RFCEc_Cold or very cold_6A | 6
19788 | 16847 | PA | RFCEc | Cold or very cold | RFCEc_Cold or very cold_6A | 6
19789 | 16849 | PA | RFCEc | Cold or very cold | RFCEc_Cold or very cold_6A | 6
19790 | 16850 | PA | RFCEc | Cold or very cold | RFCEc_Cold or very cold_6A | 6
19791 | 16855 | PA | RFCEc | Cold or very cold | RFCEc_Cold or very cold_6A | 6
19792 | 16858 | PA | RFCEc | Cold or very cold | RFCEc_Cold or very cold_6A | 6
19793 | 16860 | PA | RFCEc | Cold or very cold | RFCEc_Cold or very cold_6A | 6
19794 | 16861 | PA | RFCEc | Cold or very cold | RFCEc_Cold or very cold_6A | 6
19795 | 16863 | PA | RFCEc | Cold or very cold | RFCEc_Cold or very cold_6A | 6
19796 | 16866 | PA | RFCEc | Cold or very cold | RFCEc_Cold or very cold_6A | 6
19797 | 16871 | PA | RFCEc | Cold or very cold | RFCEc_Cold or very cold_6A | 6
19798 | 16873 | PA | RFCEc | Cold or very cold | RFCEc_Cold or very cold_6A | 6
19799 | 16876 | PA | RFCEc | Cold or very cold | RFCEc_Cold or very cold_6A | 6
19800 | 16878 | PA | RFCEc | Cold or very cold | RFCEc_Cold or very cold_6A | 6
19801 | 16879 | PA | RFCEc | Cold or very cold | RFCEc_Cold or very cold_6A | 6
19802 | 16881 | PA | RFCEc | Cold or very cold | RFCEc_Cold or very cold_6A | 6
19803 | 15821 | PA | RFCEc | Cold or very cold | RFCEc_Cold or very cold_6A | 6
19804 | 15822 | PA | RFCEc | Cold or very cold | RFCEc_Cold or very cold_6A | 6
19805 | 15827 | PA | RFCEc | Cold or very cold | RFCEc_Cold or very cold_6A | 6
19806 | 15831 | PA | RFCEc | Cold or very cold | RFCEc_Cold or very cold_6A | 6
19807 | 15832 | PA | RFCEc | Cold or very cold | RFCEc_Cold or very cold_6A | 6
19808 | 15834 | PA | RFCEc | Cold or very cold | RFCEc_Cold or very cold_6A | 6
19809 | 15841 | PA | RFCEc | Cold or very cold | RFCEc_Cold or very cold_6A | 6
19810 | 15845 | PA | RFCEc | Cold or very cold | RFCEc_Cold or very cold_6A | 6
19811 | 15846 | PA | RFCEc | Cold or very cold | RFCEc_Cold or very cold_6A | 6
19812 | 15857 | PA | RFCEc | Cold or very cold | RFCEc_Cold or very cold_6A | 6
19813 | 15868 | PA | RFCEc | Cold or very cold | RFCEc_Cold or very cold_6A | 6
19814 | 15870 | PA | RFCEc | Cold or very cold | RFCEc_Cold or very cold_6A | 6
19815 | 16734 | PA | RFCEc | Cold or very cold | RFCEc_Cold or very cold_6A | 6
19816 | 16735 | PA | RFCEc | Cold or very cold | RFCEc_Cold or very cold_6A | 6
19817 | 15861 | PA | RFCEc | Cold or very cold | RFCEc_Cold or very cold_6A | 6
19818 | 16720 | PA | RFCEc | Cold or very cold | RFCEc_Cold or very cold_6A | 6
19819 | 16333 | PA | RFCEc | Cold or very cold | RFCEc_Cold or very cold_6A | 6
19820 | 16701 | PA | RFCEc | Cold or very cold | RFCEc_Cold or very cold_6A | 6
19821 | 16724 | PA | RFCEc | Cold or very cold | RFCEc_Cold or very cold_6A | 6
19822 | 16725 | PA | RFCEc | Cold or very cold | RFCEc_Cold or very cold_6A | 6
19823 | 16726 | PA | RFCEc | Cold or very cold | RFCEc_Cold or very cold_6A | 6
19824 | 16727 | PA | RFCEc | Cold or very cold | RFCEc_Cold or very cold_6A | 6
19825 | 16729 | PA | RFCEc | Cold or very cold | RFCEc_Cold or very cold_6A | 6
19826 | 16730 | PA | RFCEc | Cold or very cold | RFCEc_Cold or very cold_6A | 6
19827 | 16731 | PA | RFCEc | Cold or very cold | RFCEc_Cold or very cold_6A | 6
19828 | 16732 | PA | RFCEc | Cold or very cold | RFCEc_Cold or very cold_6A | 6
19829 | 16733 | PA | RFCEc | Cold or very cold | RFCEc_Cold or very cold_6A | 6
19830 | 16738 | PA | RFCEc | Cold or very cold | RFCEc_Cold or very cold_6A | 6
19831 | 16740 | PA | RFCEc | Cold or very cold | RFCEc_Cold or very cold_6A | 6
19832 | 16743 | PA | RFCEc | Cold or very cold | RFCEc_Cold or very cold_6A | 6
19833 | 16744 | PA | RFCEc | Cold or very cold | RFCEc_Cold or very cold_6A | 6
19834 | 16745 | PA | RFCEc | Cold or very cold | RFCEc_Cold or very cold_6A | 6
19835 | 16748 | PA | RFCEc | Cold or very cold | RFCEc_Cold or very cold_6A | 6
19836 | 16749 | PA | RFCEc | Cold or very cold | RFCEc_Cold or very cold_6A | 6
19837 | 16750 | PA | RFCEc | Cold or very cold | RFCEc_Cold or very cold_6A | 6
19838 | 16746 | PA | RFCEc | Cold or very cold | RFCEc_Cold or very cold_6A | 6
19839 | 16915 | PA | RFCEc | Cold or very cold | RFCEc_Cold or very cold_6A | 6
19840 | 16921 | PA | RFCEc | Cold or very cold | RFCEc_Cold or very cold_6A | 6
19841 | 16922 | PA | RFCEc | Cold or very cold | RFCEc_Cold or very cold_6A | 6
19842 | 16923 | PA | RFCEc | Cold or very cold | RFCEc_Cold or very cold_6A | 6
19843 | 16927 | PA | RFCEc | Cold or very cold | RFCEc_Cold or very cold_6A | 6
19844 | 16937 | PA | RFCEc | Cold or very cold | RFCEc_Cold or very cold_6A | 6
19845 | 16941 | PA | RFCEc | Cold or very cold | RFCEc_Cold or very cold_6A | 6
19846 | 16943 | PA | RFCEc | Cold or very cold | RFCEc_Cold or very cold_6A | 6
19847 | 16948 | PA | RFCEc | Cold or very cold | RFCEc_Cold or very cold_6A | 6
19848 | 16950 | PA | RFCEc | Cold or very cold | RFCEc_Cold or very cold_6A | 6
19849 | 17729 | PA | RFCEc | Cold or very cold | RFCEc_Cold or very cold_6A | 6
19850 | 16901 | PA | RFCEc | Cold or very cold | RFCEc_Cold or very cold_6A | 6
19851 | 16911 | PA | RFCEc | Cold or very cold | RFCEc_Cold or very cold_6A | 6
19852 | 16912 | PA | RFCEc | Cold or very cold | RFCEc_Cold or very cold_6A | 6
19853 | 16914 | PA | RFCEc | Cold or very cold | RFCEc_Cold or very cold_6A | 6
19854 | 16917 | PA | RFCEc | Cold or very cold | RFCEc_Cold or very cold_6A | 6
19855 | 16920 | PA | RFCEc | Cold or very cold | RFCEc_Cold or very cold_6A | 6
19856 | 16928 | PA | RFCEc | Cold or very cold | RFCEc_Cold or very cold_6A | 6
19857 | 16929 | PA | RFCEc | Cold or very cold | RFCEc_Cold or very cold_6A | 6
19858 | 16930 | PA | RFCEc | Cold or very cold | RFCEc_Cold or very cold_6A | 6
19859 | 16932 | PA | RFCEc | Cold or very cold | RFCEc_Cold or very cold_6A | 6
19860 | 16933 | PA | RFCEc | Cold or very cold | RFCEc_Cold or very cold_6A | 6
19861 | 16935 | PA | RFCEc | Cold or very cold | RFCEc_Cold or very cold_6A | 6
19862 | 16936 | PA | RFCEc | Cold or very cold | RFCEc_Cold or very cold_6A | 6
19863 | 16938 | PA | RFCEc | Cold or very cold | RFCEc_Cold or very cold_6A | 6
19864 | 16939 | PA | RFCEc | Cold or very cold | RFCEc_Cold or very cold_6A | 6
19865 | 16940 | PA | RFCEc | Cold or very cold | RFCEc_Cold or very cold_6A | 6
19866 | 16942 | PA | RFCEc | Cold or very cold | RFCEc_Cold or very cold_6A | 6
19867 | 16946 | PA | RFCEc | Cold or very cold | RFCEc_Cold or very cold_6A | 6
19868 | 16947 | PA | RFCEc | Cold or very cold | RFCEc_Cold or very cold_6A | 6
19869 | 17724 | PA | RFCEc | Cold or very cold | RFCEc_Cold or very cold_6A | 6
19870 | 17727 | PA | RFCEc | Cold or very cold | RFCEc_Cold or very cold_6A | 6
19871 | 17765 | PA | RFCEc | Cold or very cold | RFCEc_Cold or very cold_6A | 6
19872 | 18415 | PA | RFCEc | Cold or very cold | RFCEc_Cold or very cold_6A | 6
19873 | 18417 | PA | RFCEc | Cold or very cold | RFCEc_Cold or very cold_6A | 6
19874 | 18427 | PA | RFCEc | Cold or very cold | RFCEc_Cold or very cold_6A | 6
19875 | 18430 | PA | RFCEc | Cold or very cold | RFCEc_Cold or very cold_6A | 6
19876 | 18431 | PA | RFCEc | Cold or very cold | RFCEc_Cold or very cold_6A | 6
19877 | 18437 | PA | RFCEc | Cold or very cold | RFCEc_Cold or very cold_6A | 6
19878 | 18438 | PA | RFCEc | Cold or very cold | RFCEc_Cold or very cold_6A | 6
19879 | 18439 | PA | RFCEc | Cold or very cold | RFCEc_Cold or very cold_6A | 6
19880 | 18443 | PA | RFCEc | Cold or very cold | RFCEc_Cold or very cold_6A | 6
19881 | 18449 | PA | RFCEc | Cold or very cold | RFCEc_Cold or very cold_6A | 6
19882 | 18453 | PA | RFCEc | Cold or very cold | RFCEc_Cold or very cold_6A | 6
19883 | 18454 | PA | RFCEc | Cold or very cold | RFCEc_Cold or very cold_6A | 6
19884 | 18455 | PA | RFCEc | Cold or very cold | RFCEc_Cold or very cold_6A | 6
19885 | 18456 | PA | RFCEc | Cold or very cold | RFCEc_Cold or very cold_6A | 6
19886 | 18459 | PA | RFCEc | Cold or very cold | RFCEc_Cold or very cold_6A | 6
19887 | 18461 | PA | RFCEc | Cold or very cold | RFCEc_Cold or very cold_6A | 6
19888 | 18462 | PA | RFCEc | Cold or very cold | RFCEc_Cold or very cold_6A | 6
19889 | 18463 | PA | RFCEc | Cold or very cold | RFCEc_Cold or very cold_6A | 6
19890 | 18465 | PA | RFCEc | Cold or very cold | RFCEc_Cold or very cold_6A | 6
19891 | 18469 | PA | RFCEc | Cold or very cold | RFCEc_Cold or very cold_6A | 6
19892 | 18470 | PA | RFCEc | Cold or very cold | RFCEc_Cold or very cold_6A | 6
19893 | 18473 | PA | RFCEc | Cold or very cold | RFCEc_Cold or very cold_6A | 6
19894 | 18847 | PA | RFCEc | Cold or very cold | RFCEc_Cold or very cold_6A | 6
19895 | 18413 | PA | RFCEc | Cold or very cold | RFCEc_Cold or very cold_6A | 6
19896 | 18441 | PA | RFCEc | Cold or very cold | RFCEc_Cold or very cold_6A | 6
19897 | 18630 | PA | RFCEc | Cold or very cold | RFCEc_Cold or very cold_6A | 6
19898 | 18801 | PA | RFCEc | Cold or very cold | RFCEc_Cold or very cold_6A | 6
19899 | 18812 | PA | RFCEc | Cold or very cold | RFCEc_Cold or very cold_6A | 6
19900 | 18813 | PA | RFCEc | Cold or very cold | RFCEc_Cold or very cold_6A | 6
19901 | 18816 | PA | RFCEc | Cold or very cold | RFCEc_Cold or very cold_6A | 6
19902 | 18820 | PA | RFCEc | Cold or very cold | RFCEc_Cold or very cold_6A | 6
19903 | 18821 | PA | RFCEc | Cold or very cold | RFCEc_Cold or very cold_6A | 6
19904 | 18822 | PA | RFCEc | Cold or very cold | RFCEc_Cold or very cold_6A | 6
19905 | 18823 | PA | RFCEc | Cold or very cold | RFCEc_Cold or very cold_6A | 6
19906 | 18824 | PA | RFCEc | Cold or very cold | RFCEc_Cold or very cold_6A | 6
19907 | 18825 | PA | RFCEc | Cold or very cold | RFCEc_Cold or very cold_6A | 6
19908 | 18826 | PA | RFCEc | Cold or very cold | RFCEc_Cold or very cold_6A | 6
19909 | 18827 | PA | RFCEc | Cold or very cold | RFCEc_Cold or very cold_6A | 6
19910 | 18828 | PA | RFCEc | Cold or very cold | RFCEc_Cold or very cold_6A | 6
19911 | 18834 | PA | RFCEc | Cold or very cold | RFCEc_Cold or very cold_6A | 6
19912 | 18842 | PA | RFCEc | Cold or very cold | RFCEc_Cold or very cold_6A | 6
19913 | 18843 | PA | RFCEc | Cold or very cold | RFCEc_Cold or very cold_6A | 6
19914 | 18844 | PA | RFCEc | Cold or very cold | RFCEc_Cold or very cold_6A | 6
19915 | 48401 | MI | RFCMc | Cold or very cold | RFCMc_Cold or very cold_6A/7 | 6
19916 | 48410 | MI | RFCMc | Cold or very cold | RFCMc_Cold or very cold_6A/7 | 6
19917 | 48419 | MI | RFCMc | Cold or very cold | RFCMc_Cold or very cold_6A/7 | 6
19918 | 48422 | MI | RFCMc | Cold or very cold | RFCMc_Cold or very cold_6A/7 | 6
19919 | 48426 | MI | RFCMc | Cold or very cold | RFCMc_Cold or very cold_6A/7 | 6
19920 | 48427 | MI | RFCMc | Cold or very cold | RFCMc_Cold or very cold_6A/7 | 6
19921 | 48434 | MI | RFCMc | Cold or very cold | RFCMc_Cold or very cold_6A/7 | 6
19922 | 48441 | MI | RFCMc | Cold or very cold | RFCMc_Cold or very cold_6A/7 | 6
19923 | 48450 | MI | RFCMc | Cold or very cold | RFCMc_Cold or very cold_6A/7 | 6
19924 | 48454 | MI | RFCMc | Cold or very cold | RFCMc_Cold or very cold_6A/7 | 6
19925 | 48456 | MI | RFCMc | Cold or very cold | RFCMc_Cold or very cold_6A/7 | 6
19926 | 48465 | MI | RFCMc | Cold or very cold | RFCMc_Cold or very cold_6A/7 | 6
19927 | 48466 | MI | RFCMc | Cold or very cold | RFCMc_Cold or very cold_6A/7 | 6
19928 | 48469 | MI | RFCMc | Cold or very cold | RFCMc_Cold or very cold_6A/7 | 6
19929 | 48470 | MI | RFCMc | Cold or very cold | RFCMc_Cold or very cold_6A/7 | 6
19930 | 48471 | MI | RFCMc | Cold or very cold | RFCMc_Cold or very cold_6A/7 | 6
19931 | 48472 | MI | RFCMc | Cold or very cold | RFCMc_Cold or very cold_6A/7 | 6
19932 | 48475 | MI | RFCMc | Cold or very cold | RFCMc_Cold or very cold_6A/7 | 6
19933 | 48726 | MI | RFCMc | Cold or very cold | RFCMc_Cold or very cold_6A/7 | 6
19934 | 48729 | MI | RFCMc | Cold or very cold | RFCMc_Cold or very cold_6A/7 | 6
19935 | 48741 | MI | RFCMc | Cold or very cold | RFCMc_Cold or very cold_6A/7 | 6
19936 | 48413 | MI | RFCMc | Cold or very cold | RFCMc_Cold or very cold_6A/7 | 6
19937 | 48432 | MI | RFCMc | Cold or very cold | RFCMc_Cold or very cold_6A/7 | 6
19938 | 48445 | MI | RFCMc | Cold or very cold | RFCMc_Cold or very cold_6A/7 | 6
19939 | 48467 | MI | RFCMc | Cold or very cold | RFCMc_Cold or very cold_6A/7 | 6
19940 | 48468 | MI | RFCMc | Cold or very cold | RFCMc_Cold or very cold_6A/7 | 6
19941 | 48720 | MI | RFCMc | Cold or very cold | RFCMc_Cold or very cold_6A/7 | 6
19942 | 48725 | MI | RFCMc | Cold or very cold | RFCMc_Cold or very cold_6A/7 | 6
19943 | 48731 | MI | RFCMc | Cold or very cold | RFCMc_Cold or very cold_6A/7 | 6
19944 | 48735 | MI | RFCMc | Cold or very cold | RFCMc_Cold or very cold_6A/7 | 6
19945 | 48754 | MI | RFCMc | Cold or very cold | RFCMc_Cold or very cold_6A/7 | 6
19946 | 48755 | MI | RFCMc | Cold or very cold | RFCMc_Cold or very cold_6A/7 | 6
19947 | 48759 | MI | RFCMc | Cold or very cold | RFCMc_Cold or very cold_6A/7 | 6
19948 | 48767 | MI | RFCMc | Cold or very cold | RFCMc_Cold or very cold_6A/7 | 6
19949 | 48610 | MI | RFCMc | Cold or very cold | RFCMc_Cold or very cold_6A/7 | 6
19950 | 48612 | MI | RFCMc | Cold or very cold | RFCMc_Cold or very cold_6A/7 | 6
19951 | 48618 | MI | RFCMc | Cold or very cold | RFCMc_Cold or very cold_6A/7 | 6
19952 | 48624 | MI | RFCMc | Cold or very cold | RFCMc_Cold or very cold_6A/7 | 6
19953 | 48628 | MI | RFCMc | Cold or very cold | RFCMc_Cold or very cold_6A/7 | 6
19954 | 48703 | MI | RFCMc | Cold or very cold | RFCMc_Cold or very cold_6A/7 | 6
19955 | 48749 | MI | RFCMc | Cold or very cold | RFCMc_Cold or very cold_6A/7 | 6
19956 | 48756 | MI | RFCMc | Cold or very cold | RFCMc_Cold or very cold_6A/7 | 6
19957 | 48763 | MI | RFCMc | Cold or very cold | RFCMc_Cold or very cold_6A/7 | 6
19958 | 48765 | MI | RFCMc | Cold or very cold | RFCMc_Cold or very cold_6A/7 | 6
19959 | 48766 | MI | RFCMc | Cold or very cold | RFCMc_Cold or very cold_6A/7 | 6
19960 | 48770 | MI | RFCMc | Cold or very cold | RFCMc_Cold or very cold_6A/7 | 6
19961 | 48635 | MI | RFCMc | Cold or very cold | RFCMc_Cold or very cold_6A/7 | 6
19962 | 48654 | MI | RFCMc | Cold or very cold | RFCMc_Cold or very cold_6A/7 | 6
19963 | 48661 | MI | RFCMc | Cold or very cold | RFCMc_Cold or very cold_6A/7 | 6
19964 | 48739 | MI | RFCMc | Cold or very cold | RFCMc_Cold or very cold_6A/7 | 6
19965 | 48761 | MI | RFCMc | Cold or very cold | RFCMc_Cold or very cold_6A/7 | 6
19966 | 48617 | MI | RFCMc | Cold or very cold | RFCMc_Cold or very cold_6A/7 | 6
19967 | 48622 | MI | RFCMc | Cold or very cold | RFCMc_Cold or very cold_6A/7 | 6
19968 | 48625 | MI | RFCMc | Cold or very cold | RFCMc_Cold or very cold_6A/7 | 6
19969 | 48632 | MI | RFCMc | Cold or very cold | RFCMc_Cold or very cold_6A/7 | 6
19970 | 48633 | MI | RFCMc | Cold or very cold | RFCMc_Cold or very cold_6A/7 | 6
19971 | 49665 | MI | RFCMc | Cold or very cold | RFCMc_Cold or very cold_6A/7 | 6
19972 | 49679 | MI | RFCMc | Cold or very cold | RFCMc_Cold or very cold_6A/7 | 6
19973 | 48804 | MI | RFCMc | Cold or very cold | RFCMc_Cold or very cold_6A/7 | 6
19974 | 48829 | MI | RFCMc | Cold or very cold | RFCMc_Cold or very cold_6A/7 | 6
19975 | 48859 | MI | RFCMc | Cold or very cold | RFCMc_Cold or very cold_6A/7 | 6
19976 | 48878 | MI | RFCMc | Cold or very cold | RFCMc_Cold or very cold_6A/7 | 6
19977 | 48893 | MI | RFCMc | Cold or very cold | RFCMc_Cold or very cold_6A/7 | 6
19978 | 48896 | MI | RFCMc | Cold or very cold | RFCMc_Cold or very cold_6A/7 | 6
19979 | 49305 | MI | RFCMc | Cold or very cold | RFCMc_Cold or very cold_6A/7 | 6
19980 | 49310 | MI | RFCMc | Cold or very cold | RFCMc_Cold or very cold_6A/7 | 6
19981 | 49340 | MI | RFCMc | Cold or very cold | RFCMc_Cold or very cold_6A/7 | 6
19982 | 48619 | MI | RFCMc | Cold or very cold | RFCMc_Cold or very cold_6A/7 | 6
19983 | 48621 | MI | RFCMc | Cold or very cold | RFCMc_Cold or very cold_6A/7 | 6
19984 | 48636 | MI | RFCMc | Cold or very cold | RFCMc_Cold or very cold_6A/7 | 6
19985 | 48647 | MI | RFCMc | Cold or very cold | RFCMc_Cold or very cold_6A/7 | 6
19986 | 48728 | MI | RFCMc | Cold or very cold | RFCMc_Cold or very cold_6A/7 | 6
19987 | 49738 | MI | RFCMc | Cold or very cold | RFCMc_Cold or very cold_6A/7 | 6
19988 | 49756 | MI | RFCMc | Cold or very cold | RFCMc_Cold or very cold_6A/7 | 6
19989 | 49709 | MI | RFCMc | Cold or very cold | RFCMc_Cold or very cold_6A/7 | 6
19990 | 49746 | MI | RFCMc | Cold or very cold | RFCMc_Cold or very cold_6A/7 | 6
19991 | 49751 | MI | RFCMc | Cold or very cold | RFCMc_Cold or very cold_6A/7 | 6
19992 | 48627 | MI | RFCMc | Cold or very cold | RFCMc_Cold or very cold_6A/7 | 6
19993 | 48629 | MI | RFCMc | Cold or very cold | RFCMc_Cold or very cold_6A/7 | 6
19994 | 48630 | MI | RFCMc | Cold or very cold | RFCMc_Cold or very cold_6A/7 | 6
19995 | 48651 | MI | RFCMc | Cold or very cold | RFCMc_Cold or very cold_6A/7 | 6
19996 | 48653 | MI | RFCMc | Cold or very cold | RFCMc_Cold or very cold_6A/7 | 6
19997 | 48656 | MI | RFCMc | Cold or very cold | RFCMc_Cold or very cold_6A/7 | 6
19998 | 49601 | MI | RFCMc | Cold or very cold | RFCMc_Cold or very cold_6A/7 | 6
19999 | 49632 | MI | RFCMc | Cold or very cold | RFCMc_Cold or very cold_6A/7 | 6
20000 | 49633 | MI | RFCMc | Cold or very cold | RFCMc_Cold or very cold_6A/7 | 6
20001 | 49651 | MI | RFCMc | Cold or very cold | RFCMc_Cold or very cold_6A/7 | 6
20002 | 49657 | MI | RFCMc | Cold or very cold | RFCMc_Cold or very cold_6A/7 | 6
20003 | 49663 | MI | RFCMc | Cold or very cold | RFCMc_Cold or very cold_6A/7 | 6
20004 | 49667 | MI | RFCMc | Cold or very cold | RFCMc_Cold or very cold_6A/7 | 6
20005 | 49338 | MI | RFCMc | Cold or very cold | RFCMc_Cold or very cold_6A/7 | 6
20006 | 49631 | MI | RFCMc | Cold or very cold | RFCMc_Cold or very cold_6A/7 | 6
20007 | 49639 | MI | RFCMc | Cold or very cold | RFCMc_Cold or very cold_6A/7 | 6
20008 | 49655 | MI | RFCMc | Cold or very cold | RFCMc_Cold or very cold_6A/7 | 6
20009 | 49677 | MI | RFCMc | Cold or very cold | RFCMc_Cold or very cold_6A/7 | 6
20010 | 49688 | MI | RFCMc | Cold or very cold | RFCMc_Cold or very cold_6A/7 | 6
20011 | 49733 | MI | RFCMc | Cold or very cold | RFCMc_Cold or very cold_6A/7 | 6
20012 | 48705 | MI | RFCMc | Cold or very cold | RFCMc_Cold or very cold_6A/7 | 6
20013 | 48721 | MI | RFCMc | Cold or very cold | RFCMc_Cold or very cold_6A/7 | 6
20014 | 48737 | MI | RFCMc | Cold or very cold | RFCMc_Cold or very cold_6A/7 | 6
20015 | 48738 | MI | RFCMc | Cold or very cold | RFCMc_Cold or very cold_6A/7 | 6
20016 | 48740 | MI | RFCMc | Cold or very cold | RFCMc_Cold or very cold_6A/7 | 6
20017 | 48742 | MI | RFCMc | Cold or very cold | RFCMc_Cold or very cold_6A/7 | 6
20018 | 48745 | MI | RFCMc | Cold or very cold | RFCMc_Cold or very cold_6A/7 | 6
20019 | 48750 | MI | RFCMc | Cold or very cold | RFCMc_Cold or very cold_6A/7 | 6
20020 | 48762 | MI | RFCMc | Cold or very cold | RFCMc_Cold or very cold_6A/7 | 6
20021 | 49747 | MI | RFCMc | Cold or very cold | RFCMc_Cold or very cold_6A/7 | 6
20022 | 48730 | MI | RFCMc | Cold or very cold | RFCMc_Cold or very cold_6A/7 | 6
20023 | 48743 | MI | RFCMc | Cold or very cold | RFCMc_Cold or very cold_6A/7 | 6
20024 | 48748 | MI | RFCMc | Cold or very cold | RFCMc_Cold or very cold_6A/7 | 6
20025 | 49707 | MI | RFCMc | Cold or very cold | RFCMc_Cold or very cold_6A/7 | 6
20026 | 49744 | MI | RFCMc | Cold or very cold | RFCMc_Cold or very cold_6A/7 | 6
20027 | 49753 | MI | RFCMc | Cold or very cold | RFCMc_Cold or very cold_6A/7 | 6
20028 | 49766 | MI | RFCMc | Cold or very cold | RFCMc_Cold or very cold_6A/7 | 6
20029 | 49776 | MI | RFCMc | Cold or very cold | RFCMc_Cold or very cold_6A/7 | 6
20030 | 49307 | MI | RFCMc | Cold or very cold | RFCMc_Cold or very cold_6A/7 | 6
20031 | 49320 | MI | RFCMc | Cold or very cold | RFCMc_Cold or very cold_6A/7 | 6
20032 | 49332 | MI | RFCMc | Cold or very cold | RFCMc_Cold or very cold_6A/7 | 6
20033 | 49342 | MI | RFCMc | Cold or very cold | RFCMc_Cold or very cold_6A/7 | 6
20034 | 49346 | MI | RFCMc | Cold or very cold | RFCMc_Cold or very cold_6A/7 | 6
20035 | 49304 | MI | RFCMc | Cold or very cold | RFCMc_Cold or very cold_6A/7 | 6
20036 | 49309 | MI | RFCMc | Cold or very cold | RFCMc_Cold or very cold_6A/7 | 6
20037 | 49312 | MI | RFCMc | Cold or very cold | RFCMc_Cold or very cold_6A/7 | 6
20038 | 49349 | MI | RFCMc | Cold or very cold | RFCMc_Cold or very cold_6A/7 | 6
20039 | 49413 | MI | RFCMc | Cold or very cold | RFCMc_Cold or very cold_6A/7 | 6
20040 | 49421 | MI | RFCMc | Cold or very cold | RFCMc_Cold or very cold_6A/7 | 6
20041 | 49459 | MI | RFCMc | Cold or very cold | RFCMc_Cold or very cold_6A/7 | 6
20042 | 49402 | MI | RFCMc | Cold or very cold | RFCMc_Cold or very cold_6A/7 | 6
20043 | 49623 | MI | RFCMc | Cold or very cold | RFCMc_Cold or very cold_6A/7 | 6
20044 | 49642 | MI | RFCMc | Cold or very cold | RFCMc_Cold or very cold_6A/7 | 6
20045 | 49644 | MI | RFCMc | Cold or very cold | RFCMc_Cold or very cold_6A/7 | 6
20046 | 49656 | MI | RFCMc | Cold or very cold | RFCMc_Cold or very cold_6A/7 | 6
20047 | 49405 | MI | RFCMc | Cold or very cold | RFCMc_Cold or very cold_6A/7 | 6
20048 | 49410 | MI | RFCMc | Cold or very cold | RFCMc_Cold or very cold_6A/7 | 6
20049 | 49411 | MI | RFCMc | Cold or very cold | RFCMc_Cold or very cold_6A/7 | 6
20050 | 49431 | MI | RFCMc | Cold or very cold | RFCMc_Cold or very cold_6A/7 | 6
20051 | 49449 | MI | RFCMc | Cold or very cold | RFCMc_Cold or very cold_6A/7 | 6
20052 | 49454 | MI | RFCMc | Cold or very cold | RFCMc_Cold or very cold_6A/7 | 6
20053 | 49458 | MI | RFCMc | Cold or very cold | RFCMc_Cold or very cold_6A/7 | 6
20054 | 49660 | MI | RFCMc | Cold or very cold | RFCMc_Cold or very cold_6A/7 | 6
20055 | 49420 | MI | RFCMc | Cold or very cold | RFCMc_Cold or very cold_6A/7 | 6
20056 | 49436 | MI | RFCMc | Cold or very cold | RFCMc_Cold or very cold_6A/7 | 6
20057 | 49446 | MI | RFCMc | Cold or very cold | RFCMc_Cold or very cold_6A/7 | 6
20058 | 49452 | MI | RFCMc | Cold or very cold | RFCMc_Cold or very cold_6A/7 | 6
20059 | 49455 | MI | RFCMc | Cold or very cold | RFCMc_Cold or very cold_6A/7 | 6
20060 | 49613 | MI | RFCMc | Cold or very cold | RFCMc_Cold or very cold_6A/7 | 6
20061 | 49614 | MI | RFCMc | Cold or very cold | RFCMc_Cold or very cold_6A/7 | 6
20062 | 49616 | MI | RFCMc | Cold or very cold | RFCMc_Cold or very cold_6A/7 | 6
20063 | 49619 | MI | RFCMc | Cold or very cold | RFCMc_Cold or very cold_6A/7 | 6
20064 | 49625 | MI | RFCMc | Cold or very cold | RFCMc_Cold or very cold_6A/7 | 6
20065 | 49626 | MI | RFCMc | Cold or very cold | RFCMc_Cold or very cold_6A/7 | 6
20066 | 49634 | MI | RFCMc | Cold or very cold | RFCMc_Cold or very cold_6A/7 | 6
20067 | 49638 | MI | RFCMc | Cold or very cold | RFCMc_Cold or very cold_6A/7 | 6
20068 | 49645 | MI | RFCMc | Cold or very cold | RFCMc_Cold or very cold_6A/7 | 6
20069 | 49668 | MI | RFCMc | Cold or very cold | RFCMc_Cold or very cold_6A/7 | 6
20070 | 49675 | MI | RFCMc | Cold or very cold | RFCMc_Cold or very cold_6A/7 | 6
20071 | 49683 | MI | RFCMc | Cold or very cold | RFCMc_Cold or very cold_6A/7 | 6
20072 | 49689 | MI | RFCMc | Cold or very cold | RFCMc_Cold or very cold_6A/7 | 6
20073 | 49618 | MI | RFCMc | Cold or very cold | RFCMc_Cold or very cold_6A/7 | 6
20074 | 49620 | MI | RFCMc | Cold or very cold | RFCMc_Cold or very cold_6A/7 | 6
20075 | 49649 | MI | RFCMc | Cold or very cold | RFCMc_Cold or very cold_6A/7 | 6
20076 | 49610 | MI | RFCMc | Cold or very cold | RFCMc_Cold or very cold_6A/7 | 6
20077 | 49637 | MI | RFCMc | Cold or very cold | RFCMc_Cold or very cold_6A/7 | 6
20078 | 49643 | MI | RFCMc | Cold or very cold | RFCMc_Cold or very cold_6A/7 | 6
20079 | 49666 | MI | RFCMc | Cold or very cold | RFCMc_Cold or very cold_6A/7 | 6
20080 | 49673 | MI | RFCMc | Cold or very cold | RFCMc_Cold or very cold_6A/7 | 6
20081 | 49684 | MI | RFCMc | Cold or very cold | RFCMc_Cold or very cold_6A/7 | 6
20082 | 49685 | MI | RFCMc | Cold or very cold | RFCMc_Cold or very cold_6A/7 | 6
20083 | 49686 | MI | RFCMc | Cold or very cold | RFCMc_Cold or very cold_6A/7 | 6
20084 | 49690 | MI | RFCMc | Cold or very cold | RFCMc_Cold or very cold_6A/7 | 6
20085 | 49696 | MI | RFCMc | Cold or very cold | RFCMc_Cold or very cold_6A/7 | 6
20086 | 49611 | MI | RFCMc | Cold or very cold | RFCMc_Cold or very cold_6A/7 | 6
20087 | 49612 | MI | RFCMc | Cold or very cold | RFCMc_Cold or very cold_6A/7 | 6
20088 | 49615 | MI | RFCMc | Cold or very cold | RFCMc_Cold or very cold_6A/7 | 6
20089 | 49622 | MI | RFCMc | Cold or very cold | RFCMc_Cold or very cold_6A/7 | 6
20090 | 49627 | MI | RFCMc | Cold or very cold | RFCMc_Cold or very cold_6A/7 | 6
20091 | 49629 | MI | RFCMc | Cold or very cold | RFCMc_Cold or very cold_6A/7 | 6
20092 | 49648 | MI | RFCMc | Cold or very cold | RFCMc_Cold or very cold_6A/7 | 6
20093 | 49659 | MI | RFCMc | Cold or very cold | RFCMc_Cold or very cold_6A/7 | 6
20094 | 49676 | MI | RFCMc | Cold or very cold | RFCMc_Cold or very cold_6A/7 | 6
20095 | 49712 | MI | RFCMc | Cold or very cold | RFCMc_Cold or very cold_6A/7 | 6
20096 | 49713 | MI | RFCMc | Cold or very cold | RFCMc_Cold or very cold_6A/7 | 6
20097 | 49720 | MI | RFCMc | Cold or very cold | RFCMc_Cold or very cold_6A/7 | 6
20098 | 49727 | MI | RFCMc | Cold or very cold | RFCMc_Cold or very cold_6A/7 | 6
20099 | 49729 | MI | RFCMc | Cold or very cold | RFCMc_Cold or very cold_6A/7 | 6
20100 | 49730 | MI | RFCMc | Cold or very cold | RFCMc_Cold or very cold_6A/7 | 6
20101 | 49646 | MI | RFCMc | Cold or very cold | RFCMc_Cold or very cold_6A/7 | 6
20102 | 49680 | MI | RFCMc | Cold or very cold | RFCMc_Cold or very cold_6A/7 | 6
20103 | 49617 | MI | RFCMc | Cold or very cold | RFCMc_Cold or very cold_6A/7 | 6
20104 | 49628 | MI | RFCMc | Cold or very cold | RFCMc_Cold or very cold_6A/7 | 6
20105 | 49630 | MI | RFCMc | Cold or very cold | RFCMc_Cold or very cold_6A/7 | 6
20106 | 49635 | MI | RFCMc | Cold or very cold | RFCMc_Cold or very cold_6A/7 | 6
20107 | 49640 | MI | RFCMc | Cold or very cold | RFCMc_Cold or very cold_6A/7 | 6
20108 | 49650 | MI | RFCMc | Cold or very cold | RFCMc_Cold or very cold_6A/7 | 6
20109 | 49664 | MI | RFCMc | Cold or very cold | RFCMc_Cold or very cold_6A/7 | 6
20110 | 49621 | MI | RFCMc | Cold or very cold | RFCMc_Cold or very cold_6A/7 | 6
20111 | 49636 | MI | RFCMc | Cold or very cold | RFCMc_Cold or very cold_6A/7 | 6
20112 | 49653 | MI | RFCMc | Cold or very cold | RFCMc_Cold or very cold_6A/7 | 6
20113 | 49654 | MI | RFCMc | Cold or very cold | RFCMc_Cold or very cold_6A/7 | 6
20114 | 49670 | MI | RFCMc | Cold or very cold | RFCMc_Cold or very cold_6A/7 | 6
20115 | 49674 | MI | RFCMc | Cold or very cold | RFCMc_Cold or very cold_6A/7 | 6
20116 | 49682 | MI | RFCMc | Cold or very cold | RFCMc_Cold or very cold_6A/7 | 6
20117 | 49701 | MI | RFCMc | Cold or very cold | RFCMc_Cold or very cold_6A/7 | 6
20118 | 49705 | MI | RFCMc | Cold or very cold | RFCMc_Cold or very cold_6A/7 | 6
20119 | 49706 | MI | RFCMc | Cold or very cold | RFCMc_Cold or very cold_6A/7 | 6
20120 | 49716 | MI | RFCMc | Cold or very cold | RFCMc_Cold or very cold_6A/7 | 6
20121 | 49717 | MI | RFCMc | Cold or very cold | RFCMc_Cold or very cold_6A/7 | 6
20122 | 49718 | MI | RFCMc | Cold or very cold | RFCMc_Cold or very cold_6A/7 | 6
20123 | 49721 | MI | RFCMc | Cold or very cold | RFCMc_Cold or very cold_6A/7 | 6
20124 | 49749 | MI | RFCMc | Cold or very cold | RFCMc_Cold or very cold_6A/7 | 6
20125 | 49755 | MI | RFCMc | Cold or very cold | RFCMc_Cold or very cold_6A/7 | 6
20126 | 49761 | MI | RFCMc | Cold or very cold | RFCMc_Cold or very cold_6A/7 | 6
20127 | 49765 | MI | RFCMc | Cold or very cold | RFCMc_Cold or very cold_6A/7 | 6
20128 | 49769 | MI | RFCMc | Cold or very cold | RFCMc_Cold or very cold_6A/7 | 6
20129 | 49770 | MI | RFCMc | Cold or very cold | RFCMc_Cold or very cold_6A/7 | 6
20130 | 49791 | MI | RFCMc | Cold or very cold | RFCMc_Cold or very cold_6A/7 | 6
20131 | 49792 | MI | RFCMc | Cold or very cold | RFCMc_Cold or very cold_6A/7 | 6
20132 | 49795 | MI | RFCMc | Cold or very cold | RFCMc_Cold or very cold_6A/7 | 6
20133 | 49799 | MI | RFCMc | Cold or very cold | RFCMc_Cold or very cold_6A/7 | 6
20134 | 49722 | MI | RFCMc | Cold or very cold | RFCMc_Cold or very cold_6A/7 | 6
20135 | 49723 | MI | RFCMc | Cold or very cold | RFCMc_Cold or very cold_6A/7 | 6
20136 | 49740 | MI | RFCMc | Cold or very cold | RFCMc_Cold or very cold_6A/7 | 6
20137 | 49764 | MI | RFCMc | Cold or very cold | RFCMc_Cold or very cold_6A/7 | 6
20138 | 49743 | MI | RFCMc | Cold or very cold | RFCMc_Cold or very cold_6A/7 | 6
20139 | 49759 | MI | RFCMc | Cold or very cold | RFCMc_Cold or very cold_6A/7 | 6
20140 | 49777 | MI | RFCMc | Cold or very cold | RFCMc_Cold or very cold_6A/7 | 6
20141 | 49779 | MI | RFCMc | Cold or very cold | RFCMc_Cold or very cold_6A/7 | 6
20142 | 49782 | MI | RFCMc | Cold or very cold | RFCMc_Cold or very cold_6A/7 | 6
20143 | 49796 | MI | RFCMc | Cold or very cold | RFCMc_Cold or very cold_6A/7 | 6
20144 | 49734 | MI | RFCMc | Cold or very cold | RFCMc_Cold or very cold_6A/7 | 6
20145 | 49735 | MI | RFCMc | Cold or very cold | RFCMc_Cold or very cold_6A/7 | 6
20146 | 49797 | MI | RFCMc | Cold or very cold | RFCMc_Cold or very cold_6A/7 | 6
20147 | 49801 | MI | MROEc | Cold or very cold | MROEc_Cold or very cold_6A/7 | 6
20148 | 49802 | MI | MROEc | Cold or very cold | MROEc_Cold or very cold_6A/7 | 6
20149 | 49815 | MI | MROEc | Cold or very cold | MROEc_Cold or very cold_6A/7 | 6
20150 | 49831 | MI | MROEc | Cold or very cold | MROEc_Cold or very cold_6A/7 | 6
20151 | 49834 | MI | MROEc | Cold or very cold | MROEc_Cold or very cold_6A/7 | 6
20152 | 49852 | MI | MROEc | Cold or very cold | MROEc_Cold or very cold_6A/7 | 6
20153 | 49870 | MI | MROEc | Cold or very cold | MROEc_Cold or very cold_6A/7 | 6
20154 | 49873 | MI | MROEc | Cold or very cold | MROEc_Cold or very cold_6A/7 | 6
20155 | 49876 | MI | MROEc | Cold or very cold | MROEc_Cold or very cold_6A/7 | 6
20156 | 49877 | MI | MROEc | Cold or very cold | MROEc_Cold or very cold_6A/7 | 6
20157 | 49881 | MI | MROEc | Cold or very cold | MROEc_Cold or very cold_6A/7 | 6
20158 | 49892 | MI | MROEc | Cold or very cold | MROEc_Cold or very cold_6A/7 | 6
20159 | 49920 | MI | MROEc | Cold or very cold | MROEc_Cold or very cold_6A/7 | 6
20160 | 49806 | MI | MROEc | Cold or very cold | MROEc_Cold or very cold_6A/7 | 6
20161 | 49816 | MI | MROEc | Cold or very cold | MROEc_Cold or very cold_6A/7 | 6
20162 | 49822 | MI | MROEc | Cold or very cold | MROEc_Cold or very cold_6A/7 | 6
20163 | 49825 | MI | MROEc | Cold or very cold | MROEc_Cold or very cold_6A/7 | 6
20164 | 49826 | MI | MROEc | Cold or very cold | MROEc_Cold or very cold_6A/7 | 6
20165 | 49839 | MI | MROEc | Cold or very cold | MROEc_Cold or very cold_6A/7 | 6
20166 | 49862 | MI | MROEc | Cold or very cold | MROEc_Cold or very cold_6A/7 | 6
20167 | 49878 | MI | MROEc | Cold or very cold | MROEc_Cold or very cold_6A/7 | 6
20168 | 49883 | MI | MROEc | Cold or very cold | MROEc_Cold or very cold_6A/7 | 6
20169 | 49884 | MI | MROEc | Cold or very cold | MROEc_Cold or very cold_6A/7 | 6
20170 | 49885 | MI | MROEc | Cold or very cold | MROEc_Cold or very cold_6A/7 | 6
20171 | 49891 | MI | MROEc | Cold or very cold | MROEc_Cold or very cold_6A/7 | 6
20172 | 49895 | MI | MROEc | Cold or very cold | MROEc_Cold or very cold_6A/7 | 6
20173 | 49807 | MI | MROEc | Cold or very cold | MROEc_Cold or very cold_6A/7 | 6
20174 | 49812 | MI | MROEc | Cold or very cold | MROEc_Cold or very cold_6A/7 | 6
20175 | 49821 | MI | MROEc | Cold or very cold | MROEc_Cold or very cold_6A/7 | 6
20176 | 49845 | MI | MROEc | Cold or very cold | MROEc_Cold or very cold_6A/7 | 6
20177 | 49847 | MI | MROEc | Cold or very cold | MROEc_Cold or very cold_6A/7 | 6
20178 | 49848 | MI | MROEc | Cold or very cold | MROEc_Cold or very cold_6A/7 | 6
20179 | 49858 | MI | MROEc | Cold or very cold | MROEc_Cold or very cold_6A/7 | 6
20180 | 49863 | MI | MROEc | Cold or very cold | MROEc_Cold or very cold_6A/7 | 6
20181 | 49874 | MI | MROEc | Cold or very cold | MROEc_Cold or very cold_6A/7 | 6
20182 | 49886 | MI | MROEc | Cold or very cold | MROEc_Cold or very cold_6A/7 | 6
20183 | 49887 | MI | MROEc | Cold or very cold | MROEc_Cold or very cold_6A/7 | 6
20184 | 49893 | MI | MROEc | Cold or very cold | MROEc_Cold or very cold_6A/7 | 6
20185 | 49896 | MI | MROEc | Cold or very cold | MROEc_Cold or very cold_6A/7 | 6
20186 | 49817 | MI | MROEc | Cold or very cold | MROEc_Cold or very cold_6A/7 | 6
20187 | 49818 | MI | MROEc | Cold or very cold | MROEc_Cold or very cold_6A/7 | 6
20188 | 49829 | MI | MROEc | Cold or very cold | MROEc_Cold or very cold_6A/7 | 6
20189 | 49835 | MI | MROEc | Cold or very cold | MROEc_Cold or very cold_6A/7 | 6
20190 | 49837 | MI | MROEc | Cold or very cold | MROEc_Cold or very cold_6A/7 | 6
20191 | 49854 | MI | MROEc | Cold or very cold | MROEc_Cold or very cold_6A/7 | 6
20192 | 49864 | MI | MROEc | Cold or very cold | MROEc_Cold or very cold_6A/7 | 6
20193 | 49872 | MI | MROEc | Cold or very cold | MROEc_Cold or very cold_6A/7 | 6
20194 | 49880 | MI | MROEc | Cold or very cold | MROEc_Cold or very cold_6A/7 | 6
20195 | 49894 | MI | MROEc | Cold or very cold | MROEc_Cold or very cold_6A/7 | 6
20196 | 49808 | MI | MROEc | Cold or very cold | MROEc_Cold or very cold_6A/7 | 6
20197 | 49814 | MI | MROEc | Cold or very cold | MROEc_Cold or very cold_6A/7 | 6
20198 | 49819 | MI | MROEc | Cold or very cold | MROEc_Cold or very cold_6A/7 | 6
20199 | 49833 | MI | MROEc | Cold or very cold | MROEc_Cold or very cold_6A/7 | 6
20200 | 49841 | MI | MROEc | Cold or very cold | MROEc_Cold or very cold_6A/7 | 6
20201 | 49849 | MI | MROEc | Cold or very cold | MROEc_Cold or very cold_6A/7 | 6
20202 | 49855 | MI | MROEc | Cold or very cold | MROEc_Cold or very cold_6A/7 | 6
20203 | 49861 | MI | MROEc | Cold or very cold | MROEc_Cold or very cold_6A/7 | 6
20204 | 49865 | MI | MROEc | Cold or very cold | MROEc_Cold or very cold_6A/7 | 6
20205 | 49866 | MI | MROEc | Cold or very cold | MROEc_Cold or very cold_6A/7 | 6
20206 | 49871 | MI | MROEc | Cold or very cold | MROEc_Cold or very cold_6A/7 | 6
20207 | 49879 | MI | MROEc | Cold or very cold | MROEc_Cold or very cold_6A/7 | 6
20208 | 50006 | IA | MROWc | Cold or very cold | MROWc_Cold or very cold_6A/6B/7 | 6
20209 | 50034 | IA | MROWc | Cold or very cold | MROWc_Cold or very cold_6A/6B/7 | 6
20210 | 50071 | IA | MROWc | Cold or very cold | MROWc_Cold or very cold_6A/6B/7 | 6
20211 | 50101 | IA | MROWc | Cold or very cold | MROWc_Cold or very cold_6A/6B/7 | 6
20212 | 50271 | IA | MROWc | Cold or very cold | MROWc_Cold or very cold_6A/6B/7 | 6
20213 | 50420 | IA | MROWc | Cold or very cold | MROWc_Cold or very cold_6A/6B/7 | 6
20214 | 50421 | IA | MROWc | Cold or very cold | MROWc_Cold or very cold_6A/6B/7 | 6
20215 | 50430 | IA | MROWc | Cold or very cold | MROWc_Cold or very cold_6A/6B/7 | 6
20216 | 50447 | IA | MROWc | Cold or very cold | MROWc_Cold or very cold_6A/6B/7 | 6
20217 | 50457 | IA | MROWc | Cold or very cold | MROWc_Cold or very cold_6A/6B/7 | 6
20218 | 50470 | IA | MROWc | Cold or very cold | MROWc_Cold or very cold_6A/6B/7 | 6
20219 | 50525 | IA | MROWc | Cold or very cold | MROWc_Cold or very cold_6A/6B/7 | 6
20220 | 50532 | IA | MROWc | Cold or very cold | MROWc_Cold or very cold_6A/6B/7 | 6
20221 | 50533 | IA | MROWc | Cold or very cold | MROWc_Cold or very cold_6A/6B/7 | 6
20222 | 50542 | IA | MROWc | Cold or very cold | MROWc_Cold or very cold_6A/6B/7 | 6
20223 | 50577 | IA | MROWc | Cold or very cold | MROWc_Cold or very cold_6A/6B/7 | 6
20224 | 50595 | IA | MROWc | Cold or very cold | MROWc_Cold or very cold_6A/6B/7 | 6
20225 | 50599 | IA | MROWc | Cold or very cold | MROWc_Cold or very cold_6A/6B/7 | 6
20226 | 50102 | IA | MROWc | Cold or very cold | MROWc_Cold or very cold_6A/6B/7 | 6
20227 | 50122 | IA | MROWc | Cold or very cold | MROWc_Cold or very cold_6A/6B/7 | 6
20228 | 50126 | IA | MROWc | Cold or very cold | MROWc_Cold or very cold_6A/6B/7 | 6
20229 | 50154 | IA | MROWc | Cold or very cold | MROWc_Cold or very cold_6A/6B/7 | 6
20230 | 50230 | IA | MROWc | Cold or very cold | MROWc_Cold or very cold_6A/6B/7 | 6
20231 | 50259 | IA | MROWc | Cold or very cold | MROWc_Cold or very cold_6A/6B/7 | 6
20232 | 50269 | IA | MROWc | Cold or very cold | MROWc_Cold or very cold_6A/6B/7 | 6
20233 | 50601 | IA | MROWc | Cold or very cold | MROWc_Cold or very cold_6A/6B/7 | 6
20234 | 50627 | IA | MROWc | Cold or very cold | MROWc_Cold or very cold_6A/6B/7 | 6
20235 | 50672 | IA | MROWc | Cold or very cold | MROWc_Cold or very cold_6A/6B/7 | 6
20236 | 50036 | IA | MROWc | Cold or very cold | MROWc_Cold or very cold_6A/6B/7 | 6
20237 | 50075 | IA | MROWc | Cold or very cold | MROWc_Cold or very cold_6A/6B/7 | 6
20238 | 50130 | IA | MROWc | Cold or very cold | MROWc_Cold or very cold_6A/6B/7 | 6
20239 | 50132 | IA | MROWc | Cold or very cold | MROWc_Cold or very cold_6A/6B/7 | 6
20240 | 50231 | IA | MROWc | Cold or very cold | MROWc_Cold or very cold_6A/6B/7 | 6
20241 | 50236 | IA | MROWc | Cold or very cold | MROWc_Cold or very cold_6A/6B/7 | 6
20242 | 50246 | IA | MROWc | Cold or very cold | MROWc_Cold or very cold_6A/6B/7 | 6
20243 | 50248 | IA | MROWc | Cold or very cold | MROWc_Cold or very cold_6A/6B/7 | 6
20244 | 50249 | IA | MROWc | Cold or very cold | MROWc_Cold or very cold_6A/6B/7 | 6
20245 | 50041 | IA | MROWc | Cold or very cold | MROWc_Cold or very cold_6A/6B/7 | 6
20246 | 50227 | IA | MROWc | Cold or very cold | MROWc_Cold or very cold_6A/6B/7 | 6
20247 | 50427 | IA | MROWc | Cold or very cold | MROWc_Cold or very cold_6A/6B/7 | 6
20248 | 50431 | IA | MROWc | Cold or very cold | MROWc_Cold or very cold_6A/6B/7 | 6
20249 | 50433 | IA | MROWc | Cold or very cold | MROWc_Cold or very cold_6A/6B/7 | 6
20250 | 50441 | IA | MROWc | Cold or very cold | MROWc_Cold or very cold_6A/6B/7 | 6
20251 | 50452 | IA | MROWc | Cold or very cold | MROWc_Cold or very cold_6A/6B/7 | 6
20252 | 50475 | IA | MROWc | Cold or very cold | MROWc_Cold or very cold_6A/6B/7 | 6
20253 | 50479 | IA | MROWc | Cold or very cold | MROWc_Cold or very cold_6A/6B/7 | 6
20254 | 50605 | IA | MROWc | Cold or very cold | MROWc_Cold or very cold_6A/6B/7 | 6
20255 | 50625 | IA | MROWc | Cold or very cold | MROWc_Cold or very cold_6A/6B/7 | 6
20256 | 50633 | IA | MROWc | Cold or very cold | MROWc_Cold or very cold_6A/6B/7 | 6
20257 | 50538 | IA | MROWc | Cold or very cold | MROWc_Cold or very cold_6A/6B/7 | 6
20258 | 50540 | IA | MROWc | Cold or very cold | MROWc_Cold or very cold_6A/6B/7 | 6
20259 | 50551 | IA | MROWc | Cold or very cold | MROWc_Cold or very cold_6A/6B/7 | 6
20260 | 50552 | IA | MROWc | Cold or very cold | MROWc_Cold or very cold_6A/6B/7 | 6
20261 | 50561 | IA | MROWc | Cold or very cold | MROWc_Cold or very cold_6A/6B/7 | 6
20262 | 50563 | IA | MROWc | Cold or very cold | MROWc_Cold or very cold_6A/6B/7 | 6
20263 | 50566 | IA | MROWc | Cold or very cold | MROWc_Cold or very cold_6A/6B/7 | 6
20264 | 50575 | IA | MROWc | Cold or very cold | MROWc_Cold or very cold_6A/6B/7 | 6
20265 | 50579 | IA | MROWc | Cold or very cold | MROWc_Cold or very cold_6A/6B/7 | 6
20266 | 50586 | IA | MROWc | Cold or very cold | MROWc_Cold or very cold_6A/6B/7 | 6
20267 | 50604 | IA | MROWc | Cold or very cold | MROWc_Cold or very cold_6A/6B/7 | 6
20268 | 50613 | IA | MROWc | Cold or very cold | MROWc_Cold or very cold_6A/6B/7 | 6
20269 | 50624 | IA | MROWc | Cold or very cold | MROWc_Cold or very cold_6A/6B/7 | 6
20270 | 50642 | IA | MROWc | Cold or very cold | MROWc_Cold or very cold_6A/6B/7 | 6
20271 | 50643 | IA | MROWc | Cold or very cold | MROWc_Cold or very cold_6A/6B/7 | 6
20272 | 50657 | IA | MROWc | Cold or very cold | MROWc_Cold or very cold_6A/6B/7 | 6
20273 | 50660 | IA | MROWc | Cold or very cold | MROWc_Cold or very cold_6A/6B/7 | 6
20274 | 50665 | IA | MROWc | Cold or very cold | MROWc_Cold or very cold_6A/6B/7 | 6
20275 | 50673 | IA | MROWc | Cold or very cold | MROWc_Cold or very cold_6A/6B/7 | 6
20276 | 50680 | IA | MROWc | Cold or very cold | MROWc_Cold or very cold_6A/6B/7 | 6
20277 | 50501 | IA | MROWc | Cold or very cold | MROWc_Cold or very cold_6A/6B/7 | 6
20278 | 50516 | IA | MROWc | Cold or very cold | MROWc_Cold or very cold_6A/6B/7 | 6
20279 | 50518 | IA | MROWc | Cold or very cold | MROWc_Cold or very cold_6A/6B/7 | 6
20280 | 50521 | IA | MROWc | Cold or very cold | MROWc_Cold or very cold_6A/6B/7 | 6
20281 | 50523 | IA | MROWc | Cold or very cold | MROWc_Cold or very cold_6A/6B/7 | 6
20282 | 50524 | IA | MROWc | Cold or very cold | MROWc_Cold or very cold_6A/6B/7 | 6
20283 | 50548 | IA | MROWc | Cold or very cold | MROWc_Cold or very cold_6A/6B/7 | 6
20284 | 50557 | IA | MROWc | Cold or very cold | MROWc_Cold or very cold_6A/6B/7 | 6
20285 | 50569 | IA | MROWc | Cold or very cold | MROWc_Cold or very cold_6A/6B/7 | 6
20286 | 50591 | IA | MROWc | Cold or very cold | MROWc_Cold or very cold_6A/6B/7 | 6
20287 | 50594 | IA | MROWc | Cold or very cold | MROWc_Cold or very cold_6A/6B/7 | 6
20288 | 50401 | IA | MROWc | Cold or very cold | MROWc_Cold or very cold_6A/6B/7 | 6
20289 | 50402 | IA | MROWc | Cold or very cold | MROWc_Cold or very cold_6A/6B/7 | 6
20290 | 50428 | IA | MROWc | Cold or very cold | MROWc_Cold or very cold_6A/6B/7 | 6
20291 | 50434 | IA | MROWc | Cold or very cold | MROWc_Cold or very cold_6A/6B/7 | 6
20292 | 50444 | IA | MROWc | Cold or very cold | MROWc_Cold or very cold_6A/6B/7 | 6
20293 | 50449 | IA | MROWc | Cold or very cold | MROWc_Cold or very cold_6A/6B/7 | 6
20294 | 50456 | IA | MROWc | Cold or very cold | MROWc_Cold or very cold_6A/6B/7 | 6
20295 | 50458 | IA | MROWc | Cold or very cold | MROWc_Cold or very cold_6A/6B/7 | 6
20296 | 50464 | IA | MROWc | Cold or very cold | MROWc_Cold or very cold_6A/6B/7 | 6
20297 | 50467 | IA | MROWc | Cold or very cold | MROWc_Cold or very cold_6A/6B/7 | 6
20298 | 50468 | IA | MROWc | Cold or very cold | MROWc_Cold or very cold_6A/6B/7 | 6
20299 | 50469 | IA | MROWc | Cold or very cold | MROWc_Cold or very cold_6A/6B/7 | 6
20300 | 50477 | IA | MROWc | Cold or very cold | MROWc_Cold or very cold_6A/6B/7 | 6
20301 | 50482 | IA | MROWc | Cold or very cold | MROWc_Cold or very cold_6A/6B/7 | 6
20302 | 50426 | IA | MROWc | Cold or very cold | MROWc_Cold or very cold_6A/6B/7 | 6
20303 | 50440 | IA | MROWc | Cold or very cold | MROWc_Cold or very cold_6A/6B/7 | 6
20304 | 50446 | IA | MROWc | Cold or very cold | MROWc_Cold or very cold_6A/6B/7 | 6
20305 | 50448 | IA | MROWc | Cold or very cold | MROWc_Cold or very cold_6A/6B/7 | 6
20306 | 50450 | IA | MROWc | Cold or very cold | MROWc_Cold or very cold_6A/6B/7 | 6
20307 | 50459 | IA | MROWc | Cold or very cold | MROWc_Cold or very cold_6A/6B/7 | 6
20308 | 50461 | IA | MROWc | Cold or very cold | MROWc_Cold or very cold_6A/6B/7 | 6
20309 | 50472 | IA | MROWc | Cold or very cold | MROWc_Cold or very cold_6A/6B/7 | 6
20310 | 50423 | IA | MROWc | Cold or very cold | MROWc_Cold or very cold_6A/6B/7 | 6
20311 | 50432 | IA | MROWc | Cold or very cold | MROWc_Cold or very cold_6A/6B/7 | 6
20312 | 50436 | IA | MROWc | Cold or very cold | MROWc_Cold or very cold_6A/6B/7 | 6
20313 | 50438 | IA | MROWc | Cold or very cold | MROWc_Cold or very cold_6A/6B/7 | 6
20314 | 50439 | IA | MROWc | Cold or very cold | MROWc_Cold or very cold_6A/6B/7 | 6
20315 | 50483 | IA | MROWc | Cold or very cold | MROWc_Cold or very cold_6A/6B/7 | 6
20316 | 50484 | IA | MROWc | Cold or very cold | MROWc_Cold or very cold_6A/6B/7 | 6
20317 | 50424 | IA | MROWc | Cold or very cold | MROWc_Cold or very cold_6A/6B/7 | 6
20318 | 50453 | IA | MROWc | Cold or very cold | MROWc_Cold or very cold_6A/6B/7 | 6
20319 | 50465 | IA | MROWc | Cold or very cold | MROWc_Cold or very cold_6A/6B/7 | 6
20320 | 50473 | IA | MROWc | Cold or very cold | MROWc_Cold or very cold_6A/6B/7 | 6
20321 | 50478 | IA | MROWc | Cold or very cold | MROWc_Cold or very cold_6A/6B/7 | 6
20322 | 50451 | IA | MROWc | Cold or very cold | MROWc_Cold or very cold_6A/6B/7 | 6
20323 | 50480 | IA | MROWc | Cold or very cold | MROWc_Cold or very cold_6A/6B/7 | 6
20324 | 50511 | IA | MROWc | Cold or very cold | MROWc_Cold or very cold_6A/6B/7 | 6
20325 | 50514 | IA | MROWc | Cold or very cold | MROWc_Cold or very cold_6A/6B/7 | 6
20326 | 50517 | IA | MROWc | Cold or very cold | MROWc_Cold or very cold_6A/6B/7 | 6
20327 | 50519 | IA | MROWc | Cold or very cold | MROWc_Cold or very cold_6A/6B/7 | 6
20328 | 50522 | IA | MROWc | Cold or very cold | MROWc_Cold or very cold_6A/6B/7 | 6
20329 | 50539 | IA | MROWc | Cold or very cold | MROWc_Cold or very cold_6A/6B/7 | 6
20330 | 50556 | IA | MROWc | Cold or very cold | MROWc_Cold or very cold_6A/6B/7 | 6
20331 | 50558 | IA | MROWc | Cold or very cold | MROWc_Cold or very cold_6A/6B/7 | 6
20332 | 50559 | IA | MROWc | Cold or very cold | MROWc_Cold or very cold_6A/6B/7 | 6
20333 | 50560 | IA | MROWc | Cold or very cold | MROWc_Cold or very cold_6A/6B/7 | 6
20334 | 50570 | IA | MROWc | Cold or very cold | MROWc_Cold or very cold_6A/6B/7 | 6
20335 | 50578 | IA | MROWc | Cold or very cold | MROWc_Cold or very cold_6A/6B/7 | 6
20336 | 50590 | IA | MROWc | Cold or very cold | MROWc_Cold or very cold_6A/6B/7 | 6
20337 | 50597 | IA | MROWc | Cold or very cold | MROWc_Cold or very cold_6A/6B/7 | 6
20338 | 50598 | IA | MROWc | Cold or very cold | MROWc_Cold or very cold_6A/6B/7 | 6
20339 | 50454 | IA | MROWc | Cold or very cold | MROWc_Cold or very cold_6A/6B/7 | 6
20340 | 50455 | IA | MROWc | Cold or very cold | MROWc_Cold or very cold_6A/6B/7 | 6
20341 | 50460 | IA | MROWc | Cold or very cold | MROWc_Cold or very cold_6A/6B/7 | 6
20342 | 50466 | IA | MROWc | Cold or very cold | MROWc_Cold or very cold_6A/6B/7 | 6
20343 | 50471 | IA | MROWc | Cold or very cold | MROWc_Cold or very cold_6A/6B/7 | 6
20344 | 50476 | IA | MROWc | Cold or very cold | MROWc_Cold or very cold_6A/6B/7 | 6
20345 | 50481 | IA | MROWc | Cold or very cold | MROWc_Cold or very cold_6A/6B/7 | 6
20346 | 50603 | IA | MROWc | Cold or very cold | MROWc_Cold or very cold_6A/6B/7 | 6
20347 | 50628 | IA | MROWc | Cold or very cold | MROWc_Cold or very cold_6A/6B/7 | 6
20348 | 50520 | IA | MROWc | Cold or very cold | MROWc_Cold or very cold_6A/6B/7 | 6
20349 | 50529 | IA | MROWc | Cold or very cold | MROWc_Cold or very cold_6A/6B/7 | 6
20350 | 50541 | IA | MROWc | Cold or very cold | MROWc_Cold or very cold_6A/6B/7 | 6
20351 | 50545 | IA | MROWc | Cold or very cold | MROWc_Cold or very cold_6A/6B/7 | 6
20352 | 50582 | IA | MROWc | Cold or very cold | MROWc_Cold or very cold_6A/6B/7 | 6
20353 | 50435 | IA | MROWc | Cold or very cold | MROWc_Cold or very cold_6A/6B/7 | 6
20354 | 50616 | IA | MROWc | Cold or very cold | MROWc_Cold or very cold_6A/6B/7 | 6
20355 | 50619 | IA | MROWc | Cold or very cold | MROWc_Cold or very cold_6A/6B/7 | 6
20356 | 50620 | IA | MROWc | Cold or very cold | MROWc_Cold or very cold_6A/6B/7 | 6
20357 | 50636 | IA | MROWc | Cold or very cold | MROWc_Cold or very cold_6A/6B/7 | 6
20358 | 50645 | IA | MROWc | Cold or very cold | MROWc_Cold or very cold_6A/6B/7 | 6
20359 | 50653 | IA | MROWc | Cold or very cold | MROWc_Cold or very cold_6A/6B/7 | 6
20360 | 50658 | IA | MROWc | Cold or very cold | MROWc_Cold or very cold_6A/6B/7 | 6
20361 | 50602 | IA | MROWc | Cold or very cold | MROWc_Cold or very cold_6A/6B/7 | 6
20362 | 50608 | IA | MROWc | Cold or very cold | MROWc_Cold or very cold_6A/6B/7 | 6
20363 | 50611 | IA | MROWc | Cold or very cold | MROWc_Cold or very cold_6A/6B/7 | 6
20364 | 50649 | IA | MROWc | Cold or very cold | MROWc_Cold or very cold_6A/6B/7 | 6
20365 | 50666 | IA | MROWc | Cold or very cold | MROWc_Cold or very cold_6A/6B/7 | 6
20366 | 50670 | IA | MROWc | Cold or very cold | MROWc_Cold or very cold_6A/6B/7 | 6
20367 | 50677 | IA | MROWc | Cold or very cold | MROWc_Cold or very cold_6A/6B/7 | 6
20368 | 50659 | IA | MROWc | Cold or very cold | MROWc_Cold or very cold_6A/6B/7 | 6
20369 | 52132 | IA | MROWc | Cold or very cold | MROWc_Cold or very cold_6A/6B/7 | 6
20370 | 52134 | IA | MROWc | Cold or very cold | MROWc_Cold or very cold_6A/6B/7 | 6
20371 | 52136 | IA | MROWc | Cold or very cold | MROWc_Cold or very cold_6A/6B/7 | 6
20372 | 52154 | IA | MROWc | Cold or very cold | MROWc_Cold or very cold_6A/6B/7 | 6
20373 | 52155 | IA | MROWc | Cold or very cold | MROWc_Cold or very cold_6A/6B/7 | 6
20374 | 52163 | IA | MROWc | Cold or very cold | MROWc_Cold or very cold_6A/6B/7 | 6
20375 | 52171 | IA | MROWc | Cold or very cold | MROWc_Cold or very cold_6A/6B/7 | 6
20376 | 50510 | IA | MROWc | Cold or very cold | MROWc_Cold or very cold_6A/6B/7 | 6
20377 | 50554 | IA | MROWc | Cold or very cold | MROWc_Cold or very cold_6A/6B/7 | 6
20378 | 50565 | IA | MROWc | Cold or very cold | MROWc_Cold or very cold_6A/6B/7 | 6
20379 | 50567 | IA | MROWc | Cold or very cold | MROWc_Cold or very cold_6A/6B/7 | 6
20380 | 50568 | IA | MROWc | Cold or very cold | MROWc_Cold or very cold_6A/6B/7 | 6
20381 | 50576 | IA | MROWc | Cold or very cold | MROWc_Cold or very cold_6A/6B/7 | 6
20382 | 50585 | IA | MROWc | Cold or very cold | MROWc_Cold or very cold_6A/6B/7 | 6
20383 | 50588 | IA | MROWc | Cold or very cold | MROWc_Cold or very cold_6A/6B/7 | 6
20384 | 50592 | IA | MROWc | Cold or very cold | MROWc_Cold or very cold_6A/6B/7 | 6
20385 | 51002 | IA | MROWc | Cold or very cold | MROWc_Cold or very cold_6A/6B/7 | 6
20386 | 51005 | IA | MROWc | Cold or very cold | MROWc_Cold or very cold_6A/6B/7 | 6
20387 | 51020 | IA | MROWc | Cold or very cold | MROWc_Cold or very cold_6A/6B/7 | 6
20388 | 51033 | IA | MROWc | Cold or very cold | MROWc_Cold or very cold_6A/6B/7 | 6
20389 | 51047 | IA | MROWc | Cold or very cold | MROWc_Cold or very cold_6A/6B/7 | 6
20390 | 51053 | IA | MROWc | Cold or very cold | MROWc_Cold or very cold_6A/6B/7 | 6
20391 | 51366 | IA | MROWc | Cold or very cold | MROWc_Cold or very cold_6A/6B/7 | 6
20392 | 50546 | IA | MROWc | Cold or very cold | MROWc_Cold or very cold_6A/6B/7 | 6
20393 | 50562 | IA | MROWc | Cold or very cold | MROWc_Cold or very cold_6A/6B/7 | 6
20394 | 50571 | IA | MROWc | Cold or very cold | MROWc_Cold or very cold_6A/6B/7 | 6
20395 | 50573 | IA | MROWc | Cold or very cold | MROWc_Cold or very cold_6A/6B/7 | 6
20396 | 50574 | IA | MROWc | Cold or very cold | MROWc_Cold or very cold_6A/6B/7 | 6
20397 | 50581 | IA | MROWc | Cold or very cold | MROWc_Cold or very cold_6A/6B/7 | 6
20398 | 50593 | IA | MROWc | Cold or very cold | MROWc_Cold or very cold_6A/6B/7 | 6
20399 | 50531 | IA | MROWc | Cold or very cold | MROWc_Cold or very cold_6A/6B/7 | 6
20400 | 51334 | IA | MROWc | Cold or very cold | MROWc_Cold or very cold_6A/6B/7 | 6
20401 | 51342 | IA | MROWc | Cold or very cold | MROWc_Cold or very cold_6A/6B/7 | 6
20402 | 51364 | IA | MROWc | Cold or very cold | MROWc_Cold or very cold_6A/6B/7 | 6
20403 | 51365 | IA | MROWc | Cold or very cold | MROWc_Cold or very cold_6A/6B/7 | 6
20404 | 50515 | IA | MROWc | Cold or very cold | MROWc_Cold or very cold_6A/6B/7 | 6
20405 | 50527 | IA | MROWc | Cold or very cold | MROWc_Cold or very cold_6A/6B/7 | 6
20406 | 50528 | IA | MROWc | Cold or very cold | MROWc_Cold or very cold_6A/6B/7 | 6
20407 | 50536 | IA | MROWc | Cold or very cold | MROWc_Cold or very cold_6A/6B/7 | 6
20408 | 51358 | IA | MROWc | Cold or very cold | MROWc_Cold or very cold_6A/6B/7 | 6
20409 | 51058 | IA | MROWc | Cold or very cold | MROWc_Cold or very cold_6A/6B/7 | 6
20410 | 51301 | IA | MROWc | Cold or very cold | MROWc_Cold or very cold_6A/6B/7 | 6
20411 | 51333 | IA | MROWc | Cold or very cold | MROWc_Cold or very cold_6A/6B/7 | 6
20412 | 51338 | IA | MROWc | Cold or very cold | MROWc_Cold or very cold_6A/6B/7 | 6
20413 | 51340 | IA | MROWc | Cold or very cold | MROWc_Cold or very cold_6A/6B/7 | 6
20414 | 51341 | IA | MROWc | Cold or very cold | MROWc_Cold or very cold_6A/6B/7 | 6
20415 | 51343 | IA | MROWc | Cold or very cold | MROWc_Cold or very cold_6A/6B/7 | 6
20416 | 51346 | IA | MROWc | Cold or very cold | MROWc_Cold or very cold_6A/6B/7 | 6
20417 | 51351 | IA | MROWc | Cold or very cold | MROWc_Cold or very cold_6A/6B/7 | 6
20418 | 51357 | IA | MROWc | Cold or very cold | MROWc_Cold or very cold_6A/6B/7 | 6
20419 | 50535 | IA | MROWc | Cold or very cold | MROWc_Cold or very cold_6A/6B/7 | 6
20420 | 50583 | IA | MROWc | Cold or very cold | MROWc_Cold or very cold_6A/6B/7 | 6
20421 | 51431 | IA | MROWc | Cold or very cold | MROWc_Cold or very cold_6A/6B/7 | 6
20422 | 51448 | IA | MROWc | Cold or very cold | MROWc_Cold or very cold_6A/6B/7 | 6
20423 | 51450 | IA | MROWc | Cold or very cold | MROWc_Cold or very cold_6A/6B/7 | 6
20424 | 51458 | IA | MROWc | Cold or very cold | MROWc_Cold or very cold_6A/6B/7 | 6
20425 | 50630 | IA | MROWc | Cold or very cold | MROWc_Cold or very cold_6A/6B/7 | 6
20426 | 50661 | IA | MROWc | Cold or very cold | MROWc_Cold or very cold_6A/6B/7 | 6
20427 | 50674 | IA | MROWc | Cold or very cold | MROWc_Cold or very cold_6A/6B/7 | 6
20428 | 52144 | IA | MROWc | Cold or very cold | MROWc_Cold or very cold_6A/6B/7 | 6
20429 | 50606 | IA | MROWc | Cold or very cold | MROWc_Cold or very cold_6A/6B/7 | 6
20430 | 50607 | IA | MROWc | Cold or very cold | MROWc_Cold or very cold_6A/6B/7 | 6
20431 | 50629 | IA | MROWc | Cold or very cold | MROWc_Cold or very cold_6A/6B/7 | 6
20432 | 50650 | IA | MROWc | Cold or very cold | MROWc_Cold or very cold_6A/6B/7 | 6
20433 | 50655 | IA | MROWc | Cold or very cold | MROWc_Cold or very cold_6A/6B/7 | 6
20434 | 50662 | IA | MROWc | Cold or very cold | MROWc_Cold or very cold_6A/6B/7 | 6
20435 | 50664 | IA | MROWc | Cold or very cold | MROWc_Cold or very cold_6A/6B/7 | 6
20436 | 50671 | IA | MROWc | Cold or very cold | MROWc_Cold or very cold_6A/6B/7 | 6
20437 | 50681 | IA | MROWc | Cold or very cold | MROWc_Cold or very cold_6A/6B/7 | 6
20438 | 52076 | IA | MROWc | Cold or very cold | MROWc_Cold or very cold_6A/6B/7 | 6
20439 | 52133 | IA | MROWc | Cold or very cold | MROWc_Cold or very cold_6A/6B/7 | 6
20440 | 52135 | IA | MROWc | Cold or very cold | MROWc_Cold or very cold_6A/6B/7 | 6
20441 | 52141 | IA | MROWc | Cold or very cold | MROWc_Cold or very cold_6A/6B/7 | 6
20442 | 52142 | IA | MROWc | Cold or very cold | MROWc_Cold or very cold_6A/6B/7 | 6
20443 | 52147 | IA | MROWc | Cold or very cold | MROWc_Cold or very cold_6A/6B/7 | 6
20444 | 52161 | IA | MROWc | Cold or very cold | MROWc_Cold or very cold_6A/6B/7 | 6
20445 | 52162 | IA | MROWc | Cold or very cold | MROWc_Cold or very cold_6A/6B/7 | 6
20446 | 52164 | IA | MROWc | Cold or very cold | MROWc_Cold or very cold_6A/6B/7 | 6
20447 | 52166 | IA | MROWc | Cold or very cold | MROWc_Cold or very cold_6A/6B/7 | 6
20448 | 52169 | IA | MROWc | Cold or very cold | MROWc_Cold or very cold_6A/6B/7 | 6
20449 | 52175 | IA | MROWc | Cold or very cold | MROWc_Cold or very cold_6A/6B/7 | 6
20450 | 52035 | IA | MROWc | Cold or very cold | MROWc_Cold or very cold_6A/6B/7 | 6
20451 | 52042 | IA | MROWc | Cold or very cold | MROWc_Cold or very cold_6A/6B/7 | 6
20452 | 52043 | IA | MROWc | Cold or very cold | MROWc_Cold or very cold_6A/6B/7 | 6
20453 | 52044 | IA | MROWc | Cold or very cold | MROWc_Cold or very cold_6A/6B/7 | 6
20454 | 52047 | IA | MROWc | Cold or very cold | MROWc_Cold or very cold_6A/6B/7 | 6
20455 | 52048 | IA | MROWc | Cold or very cold | MROWc_Cold or very cold_6A/6B/7 | 6
20456 | 52049 | IA | MROWc | Cold or very cold | MROWc_Cold or very cold_6A/6B/7 | 6
20457 | 52050 | IA | MROWc | Cold or very cold | MROWc_Cold or very cold_6A/6B/7 | 6
20458 | 52052 | IA | MROWc | Cold or very cold | MROWc_Cold or very cold_6A/6B/7 | 6
20459 | 52053 | IA | MROWc | Cold or very cold | MROWc_Cold or very cold_6A/6B/7 | 6
20460 | 52066 | IA | MROWc | Cold or very cold | MROWc_Cold or very cold_6A/6B/7 | 6
20461 | 52072 | IA | MROWc | Cold or very cold | MROWc_Cold or very cold_6A/6B/7 | 6
20462 | 52073 | IA | MROWc | Cold or very cold | MROWc_Cold or very cold_6A/6B/7 | 6
20463 | 52077 | IA | MROWc | Cold or very cold | MROWc_Cold or very cold_6A/6B/7 | 6
20464 | 52156 | IA | MROWc | Cold or very cold | MROWc_Cold or very cold_6A/6B/7 | 6
20465 | 52157 | IA | MROWc | Cold or very cold | MROWc_Cold or very cold_6A/6B/7 | 6
20466 | 52158 | IA | MROWc | Cold or very cold | MROWc_Cold or very cold_6A/6B/7 | 6
20467 | 52159 | IA | MROWc | Cold or very cold | MROWc_Cold or very cold_6A/6B/7 | 6
20468 | 50641 | IA | MROWc | Cold or very cold | MROWc_Cold or very cold_6A/6B/7 | 6
20469 | 50644 | IA | MROWc | Cold or very cold | MROWc_Cold or very cold_6A/6B/7 | 6
20470 | 50648 | IA | MROWc | Cold or very cold | MROWc_Cold or very cold_6A/6B/7 | 6
20471 | 50654 | IA | MROWc | Cold or very cold | MROWc_Cold or very cold_6A/6B/7 | 6
20472 | 50682 | IA | MROWc | Cold or very cold | MROWc_Cold or very cold_6A/6B/7 | 6
20473 | 52210 | IA | MROWc | Cold or very cold | MROWc_Cold or very cold_6A/6B/7 | 6
20474 | 52218 | IA | MROWc | Cold or very cold | MROWc_Cold or very cold_6A/6B/7 | 6
20475 | 52326 | IA | MROWc | Cold or very cold | MROWc_Cold or very cold_6A/6B/7 | 6
20476 | 52329 | IA | MROWc | Cold or very cold | MROWc_Cold or very cold_6A/6B/7 | 6
20477 | 52330 | IA | MROWc | Cold or very cold | MROWc_Cold or very cold_6A/6B/7 | 6
20478 | 52352 | IA | MROWc | Cold or very cold | MROWc_Cold or very cold_6A/6B/7 | 6
20479 | 50614 | IA | MROWc | Cold or very cold | MROWc_Cold or very cold_6A/6B/7 | 6
20480 | 50622 | IA | MROWc | Cold or very cold | MROWc_Cold or very cold_6A/6B/7 | 6
20481 | 50623 | IA | MROWc | Cold or very cold | MROWc_Cold or very cold_6A/6B/7 | 6
20482 | 50626 | IA | MROWc | Cold or very cold | MROWc_Cold or very cold_6A/6B/7 | 6
20483 | 50634 | IA | MROWc | Cold or very cold | MROWc_Cold or very cold_6A/6B/7 | 6
20484 | 50647 | IA | MROWc | Cold or very cold | MROWc_Cold or very cold_6A/6B/7 | 6
20485 | 50667 | IA | MROWc | Cold or very cold | MROWc_Cold or very cold_6A/6B/7 | 6
20486 | 50668 | IA | MROWc | Cold or very cold | MROWc_Cold or very cold_6A/6B/7 | 6
20487 | 50701 | IA | MROWc | Cold or very cold | MROWc_Cold or very cold_6A/6B/7 | 6
20488 | 50702 | IA | MROWc | Cold or very cold | MROWc_Cold or very cold_6A/6B/7 | 6
20489 | 50703 | IA | MROWc | Cold or very cold | MROWc_Cold or very cold_6A/6B/7 | 6
20490 | 50704 | IA | MROWc | Cold or very cold | MROWc_Cold or very cold_6A/6B/7 | 6
20491 | 50707 | IA | MROWc | Cold or very cold | MROWc_Cold or very cold_6A/6B/7 | 6
20492 | 50631 | IA | MROWc | Cold or very cold | MROWc_Cold or very cold_6A/6B/7 | 6
20493 | 50676 | IA | MROWc | Cold or very cold | MROWc_Cold or very cold_6A/6B/7 | 6
20494 | 52036 | IA | MROWc | Cold or very cold | MROWc_Cold or very cold_6A/6B/7 | 6
20495 | 52038 | IA | MROWc | Cold or very cold | MROWc_Cold or very cold_6A/6B/7 | 6
20496 | 52040 | IA | MROWc | Cold or very cold | MROWc_Cold or very cold_6A/6B/7 | 6
20497 | 52041 | IA | MROWc | Cold or very cold | MROWc_Cold or very cold_6A/6B/7 | 6
20498 | 52057 | IA | MROWc | Cold or very cold | MROWc_Cold or very cold_6A/6B/7 | 6
20499 | 52065 | IA | MROWc | Cold or very cold | MROWc_Cold or very cold_6A/6B/7 | 6
20500 | 52078 | IA | MROWc | Cold or very cold | MROWc_Cold or very cold_6A/6B/7 | 6
20501 | 52223 | IA | MROWc | Cold or very cold | MROWc_Cold or very cold_6A/6B/7 | 6
20502 | 52237 | IA | MROWc | Cold or very cold | MROWc_Cold or very cold_6A/6B/7 | 6
20503 | 52310 | IA | MROWc | Cold or very cold | MROWc_Cold or very cold_6A/6B/7 | 6
20504 | 51001 | IA | MROWc | Cold or very cold | MROWc_Cold or very cold_6A/6B/7 | 6
20505 | 51003 | IA | MROWc | Cold or very cold | MROWc_Cold or very cold_6A/6B/7 | 6
20506 | 51008 | IA | MROWc | Cold or very cold | MROWc_Cold or very cold_6A/6B/7 | 6
20507 | 51022 | IA | MROWc | Cold or very cold | MROWc_Cold or very cold_6A/6B/7 | 6
20508 | 51023 | IA | MROWc | Cold or very cold | MROWc_Cold or very cold_6A/6B/7 | 6
20509 | 51024 | IA | MROWc | Cold or very cold | MROWc_Cold or very cold_6A/6B/7 | 6
20510 | 51027 | IA | MROWc | Cold or very cold | MROWc_Cold or very cold_6A/6B/7 | 6
20511 | 51028 | IA | MROWc | Cold or very cold | MROWc_Cold or very cold_6A/6B/7 | 6
20512 | 51031 | IA | MROWc | Cold or very cold | MROWc_Cold or very cold_6A/6B/7 | 6
20513 | 51035 | IA | MROWc | Cold or very cold | MROWc_Cold or very cold_6A/6B/7 | 6
20514 | 51036 | IA | MROWc | Cold or very cold | MROWc_Cold or very cold_6A/6B/7 | 6
20515 | 51038 | IA | MROWc | Cold or very cold | MROWc_Cold or very cold_6A/6B/7 | 6
20516 | 51041 | IA | MROWc | Cold or very cold | MROWc_Cold or very cold_6A/6B/7 | 6
20517 | 51045 | IA | MROWc | Cold or very cold | MROWc_Cold or very cold_6A/6B/7 | 6
20518 | 51048 | IA | MROWc | Cold or very cold | MROWc_Cold or very cold_6A/6B/7 | 6
20519 | 51050 | IA | MROWc | Cold or very cold | MROWc_Cold or very cold_6A/6B/7 | 6
20520 | 51062 | IA | MROWc | Cold or very cold | MROWc_Cold or very cold_6A/6B/7 | 6
20521 | 51103 | IA | MROWc | Cold or very cold | MROWc_Cold or very cold_6A/6B/7 | 6
20522 | 51108 | IA | MROWc | Cold or very cold | MROWc_Cold or very cold_6A/6B/7 | 6
20523 | 51109 | IA | MROWc | Cold or very cold | MROWc_Cold or very cold_6A/6B/7 | 6
20524 | 51012 | IA | MROWc | Cold or very cold | MROWc_Cold or very cold_6A/6B/7 | 6
20525 | 51014 | IA | MROWc | Cold or very cold | MROWc_Cold or very cold_6A/6B/7 | 6
20526 | 51016 | IA | MROWc | Cold or very cold | MROWc_Cold or very cold_6A/6B/7 | 6
20527 | 51025 | IA | MROWc | Cold or very cold | MROWc_Cold or very cold_6A/6B/7 | 6
20528 | 51029 | IA | MROWc | Cold or very cold | MROWc_Cold or very cold_6A/6B/7 | 6
20529 | 51037 | IA | MROWc | Cold or very cold | MROWc_Cold or very cold_6A/6B/7 | 6
20530 | 51046 | IA | MROWc | Cold or very cold | MROWc_Cold or very cold_6A/6B/7 | 6
20531 | 51049 | IA | MROWc | Cold or very cold | MROWc_Cold or very cold_6A/6B/7 | 6
20532 | 51061 | IA | MROWc | Cold or very cold | MROWc_Cold or very cold_6A/6B/7 | 6
20533 | 51011 | IA | MROWc | Cold or very cold | MROWc_Cold or very cold_6A/6B/7 | 6
20534 | 51201 | IA | MROWc | Cold or very cold | MROWc_Cold or very cold_6A/6B/7 | 6
20535 | 51232 | IA | MROWc | Cold or very cold | MROWc_Cold or very cold_6A/6B/7 | 6
20536 | 51234 | IA | MROWc | Cold or very cold | MROWc_Cold or very cold_6A/6B/7 | 6
20537 | 51235 | IA | MROWc | Cold or very cold | MROWc_Cold or very cold_6A/6B/7 | 6
20538 | 51238 | IA | MROWc | Cold or very cold | MROWc_Cold or very cold_6A/6B/7 | 6
20539 | 51239 | IA | MROWc | Cold or very cold | MROWc_Cold or very cold_6A/6B/7 | 6
20540 | 51240 | IA | MROWc | Cold or very cold | MROWc_Cold or very cold_6A/6B/7 | 6
20541 | 51244 | IA | MROWc | Cold or very cold | MROWc_Cold or very cold_6A/6B/7 | 6
20542 | 51247 | IA | MROWc | Cold or very cold | MROWc_Cold or very cold_6A/6B/7 | 6
20543 | 51250 | IA | MROWc | Cold or very cold | MROWc_Cold or very cold_6A/6B/7 | 6
20544 | 51060 | IA | MROWc | Cold or very cold | MROWc_Cold or very cold_6A/6B/7 | 6
20545 | 51432 | IA | MROWc | Cold or very cold | MROWc_Cold or very cold_6A/6B/7 | 6
20546 | 51439 | IA | MROWc | Cold or very cold | MROWc_Cold or very cold_6A/6B/7 | 6
20547 | 51441 | IA | MROWc | Cold or very cold | MROWc_Cold or very cold_6A/6B/7 | 6
20548 | 51442 | IA | MROWc | Cold or very cold | MROWc_Cold or very cold_6A/6B/7 | 6
20549 | 51460 | IA | MROWc | Cold or very cold | MROWc_Cold or very cold_6A/6B/7 | 6
20550 | 51461 | IA | MROWc | Cold or very cold | MROWc_Cold or very cold_6A/6B/7 | 6
20551 | 51465 | IA | MROWc | Cold or very cold | MROWc_Cold or very cold_6A/6B/7 | 6
20552 | 51520 | IA | MROWc | Cold or very cold | MROWc_Cold or very cold_6A/6B/7 | 6
20553 | 51445 | IA | MROWc | Cold or very cold | MROWc_Cold or very cold_6A/6B/7 | 6
20554 | 51009 | IA | MROWc | Cold or very cold | MROWc_Cold or very cold_6A/6B/7 | 6
20555 | 51231 | IA | MROWc | Cold or very cold | MROWc_Cold or very cold_6A/6B/7 | 6
20556 | 51245 | IA | MROWc | Cold or very cold | MROWc_Cold or very cold_6A/6B/7 | 6
20557 | 51248 | IA | MROWc | Cold or very cold | MROWc_Cold or very cold_6A/6B/7 | 6
20558 | 51350 | IA | MROWc | Cold or very cold | MROWc_Cold or very cold_6A/6B/7 | 6
20559 | 51243 | IA | MROWc | Cold or very cold | MROWc_Cold or very cold_6A/6B/7 | 6
20560 | 51249 | IA | MROWc | Cold or very cold | MROWc_Cold or very cold_6A/6B/7 | 6
20561 | 51345 | IA | MROWc | Cold or very cold | MROWc_Cold or very cold_6A/6B/7 | 6
20562 | 51347 | IA | MROWc | Cold or very cold | MROWc_Cold or very cold_6A/6B/7 | 6
20563 | 51354 | IA | MROWc | Cold or very cold | MROWc_Cold or very cold_6A/6B/7 | 6
20564 | 51230 | IA | MROWc | Cold or very cold | MROWc_Cold or very cold_6A/6B/7 | 6
20565 | 51237 | IA | MROWc | Cold or very cold | MROWc_Cold or very cold_6A/6B/7 | 6
20566 | 51241 | IA | MROWc | Cold or very cold | MROWc_Cold or very cold_6A/6B/7 | 6
20567 | 51242 | IA | MROWc | Cold or very cold | MROWc_Cold or very cold_6A/6B/7 | 6
20568 | 51246 | IA | MROWc | Cold or very cold | MROWc_Cold or very cold_6A/6B/7 | 6
20569 | 51331 | IA | MROWc | Cold or very cold | MROWc_Cold or very cold_6A/6B/7 | 6
20570 | 51355 | IA | MROWc | Cold or very cold | MROWc_Cold or very cold_6A/6B/7 | 6
20571 | 51360 | IA | MROWc | Cold or very cold | MROWc_Cold or very cold_6A/6B/7 | 6
20572 | 51363 | IA | MROWc | Cold or very cold | MROWc_Cold or very cold_6A/6B/7 | 6
20573 | 52101 | IA | MROWc | Cold or very cold | MROWc_Cold or very cold_6A/6B/7 | 6
20574 | 52140 | IA | MROWc | Cold or very cold | MROWc_Cold or very cold_6A/6B/7 | 6
20575 | 52149 | IA | MROWc | Cold or very cold | MROWc_Cold or very cold_6A/6B/7 | 6
20576 | 52165 | IA | MROWc | Cold or very cold | MROWc_Cold or very cold_6A/6B/7 | 6
20577 | 52168 | IA | MROWc | Cold or very cold | MROWc_Cold or very cold_6A/6B/7 | 6
20578 | 52172 | IA | MROWc | Cold or very cold | MROWc_Cold or very cold_6A/6B/7 | 6
20579 | 52146 | IA | MROWc | Cold or very cold | MROWc_Cold or very cold_6A/6B/7 | 6
20580 | 52151 | IA | MROWc | Cold or very cold | MROWc_Cold or very cold_6A/6B/7 | 6
20581 | 52160 | IA | MROWc | Cold or very cold | MROWc_Cold or very cold_6A/6B/7 | 6
20582 | 52170 | IA | MROWc | Cold or very cold | MROWc_Cold or very cold_6A/6B/7 | 6
20583 | 53001 | WI | RFCWc | Cold or very cold | RFCWc_Cold or very cold_6A | 6
20584 | 53004 | WI | RFCWc | Cold or very cold | RFCWc_Cold or very cold_6A | 6
20585 | 53011 | WI | RFCWc | Cold or very cold | RFCWc_Cold or very cold_6A | 6
20586 | 53013 | WI | RFCWc | Cold or very cold | RFCWc_Cold or very cold_6A | 6
20587 | 53015 | WI | RFCWc | Cold or very cold | RFCWc_Cold or very cold_6A | 6
20588 | 53020 | WI | RFCWc | Cold or very cold | RFCWc_Cold or very cold_6A | 6
20589 | 53021 | WI | RFCWc | Cold or very cold | RFCWc_Cold or very cold_6A | 6
20590 | 53023 | WI | RFCWc | Cold or very cold | RFCWc_Cold or very cold_6A | 6
20591 | 53026 | WI | RFCWc | Cold or very cold | RFCWc_Cold or very cold_6A | 6
20592 | 53031 | WI | RFCWc | Cold or very cold | RFCWc_Cold or very cold_6A | 6
20593 | 53040 | WI | RFCWc | Cold or very cold | RFCWc_Cold or very cold_6A | 6
20594 | 53042 | WI | RFCWc | Cold or very cold | RFCWc_Cold or very cold_6A | 6
20595 | 53044 | WI | RFCWc | Cold or very cold | RFCWc_Cold or very cold_6A | 6
20596 | 53070 | WI | RFCWc | Cold or very cold | RFCWc_Cold or very cold_6A | 6
20597 | 53073 | WI | RFCWc | Cold or very cold | RFCWc_Cold or very cold_6A | 6
20598 | 53075 | WI | RFCWc | Cold or very cold | RFCWc_Cold or very cold_6A | 6
20599 | 53079 | WI | RFCWc | Cold or very cold | RFCWc_Cold or very cold_6A | 6
20600 | 53081 | WI | RFCWc | Cold or very cold | RFCWc_Cold or very cold_6A | 6
20601 | 53082 | WI | RFCWc | Cold or very cold | RFCWc_Cold or very cold_6A | 6
20602 | 53083 | WI | RFCWc | Cold or very cold | RFCWc_Cold or very cold_6A | 6
20603 | 53085 | WI | RFCWc | Cold or very cold | RFCWc_Cold or very cold_6A | 6
20604 | 53093 | WI | RFCWc | Cold or very cold | RFCWc_Cold or very cold_6A | 6
20605 | 53002 | WI | RFCWc | Cold or very cold | RFCWc_Cold or very cold_6A | 6
20606 | 53010 | WI | RFCWc | Cold or very cold | RFCWc_Cold or very cold_6A | 6
20607 | 53012 | WI | RFCWc | Cold or very cold | RFCWc_Cold or very cold_6A | 6
20608 | 53017 | WI | RFCWc | Cold or very cold | RFCWc_Cold or very cold_6A | 6
20609 | 53022 | WI | RFCWc | Cold or very cold | RFCWc_Cold or very cold_6A | 6
20610 | 53027 | WI | RFCWc | Cold or very cold | RFCWc_Cold or very cold_6A | 6
20611 | 53029 | WI | RFCWc | Cold or very cold | RFCWc_Cold or very cold_6A | 6
20612 | 53033 | WI | RFCWc | Cold or very cold | RFCWc_Cold or very cold_6A | 6
20613 | 53037 | WI | RFCWc | Cold or very cold | RFCWc_Cold or very cold_6A | 6
20614 | 53051 | WI | RFCWc | Cold or very cold | RFCWc_Cold or very cold_6A | 6
20615 | 53060 | WI | RFCWc | Cold or very cold | RFCWc_Cold or very cold_6A | 6
20616 | 53076 | WI | RFCWc | Cold or very cold | RFCWc_Cold or very cold_6A | 6
20617 | 53080 | WI | RFCWc | Cold or very cold | RFCWc_Cold or very cold_6A | 6
20618 | 53086 | WI | RFCWc | Cold or very cold | RFCWc_Cold or very cold_6A | 6
20619 | 53090 | WI | RFCWc | Cold or very cold | RFCWc_Cold or very cold_6A | 6
20620 | 53091 | WI | RFCWc | Cold or very cold | RFCWc_Cold or very cold_6A | 6
20621 | 53095 | WI | RFCWc | Cold or very cold | RFCWc_Cold or very cold_6A | 6
20622 | 53003 | WI | MROEc | Cold or very cold | MROEc_Cold or very cold_6A/7 | 6
20623 | 53006 | WI | MROEc | Cold or very cold | MROEc_Cold or very cold_6A/7 | 6
20624 | 53016 | WI | MROEc | Cold or very cold | MROEc_Cold or very cold_6A/7 | 6
20625 | 53032 | WI | MROEc | Cold or very cold | MROEc_Cold or very cold_6A/7 | 6
20626 | 53034 | WI | MROEc | Cold or very cold | MROEc_Cold or very cold_6A/7 | 6
20627 | 53035 | WI | MROEc | Cold or very cold | MROEc_Cold or very cold_6A/7 | 6
20628 | 53036 | WI | MROEc | Cold or very cold | MROEc_Cold or very cold_6A/7 | 6
20629 | 53039 | WI | MROEc | Cold or very cold | MROEc_Cold or very cold_6A/7 | 6
20630 | 53047 | WI | MROEc | Cold or very cold | MROEc_Cold or very cold_6A/7 | 6
20631 | 53048 | WI | MROEc | Cold or very cold | MROEc_Cold or very cold_6A/7 | 6
20632 | 53050 | WI | MROEc | Cold or very cold | MROEc_Cold or very cold_6A/7 | 6
20633 | 53059 | WI | MROEc | Cold or very cold | MROEc_Cold or very cold_6A/7 | 6
20634 | 53065 | WI | MROEc | Cold or very cold | MROEc_Cold or very cold_6A/7 | 6
20635 | 53066 | WI | MROEc | Cold or very cold | MROEc_Cold or very cold_6A/7 | 6
20636 | 53078 | WI | MROEc | Cold or very cold | MROEc_Cold or very cold_6A/7 | 6
20637 | 53094 | WI | MROEc | Cold or very cold | MROEc_Cold or very cold_6A/7 | 6
20638 | 53098 | WI | MROEc | Cold or very cold | MROEc_Cold or very cold_6A/7 | 6
20639 | 53099 | WI | MROEc | Cold or very cold | MROEc_Cold or very cold_6A/7 | 6
20640 | 53557 | WI | MROEc | Cold or very cold | MROEc_Cold or very cold_6A/7 | 6
20641 | 53579 | WI | MROEc | Cold or very cold | MROEc_Cold or very cold_6A/7 | 6
20642 | 53594 | WI | MROEc | Cold or very cold | MROEc_Cold or very cold_6A/7 | 6
20643 | 53916 | WI | MROEc | Cold or very cold | MROEc_Cold or very cold_6A/7 | 6
20644 | 53922 | WI | MROEc | Cold or very cold | MROEc_Cold or very cold_6A/7 | 6
20645 | 53925 | WI | MROEc | Cold or very cold | MROEc_Cold or very cold_6A/7 | 6
20646 | 53932 | WI | MROEc | Cold or very cold | MROEc_Cold or very cold_6A/7 | 6
20647 | 53933 | WI | MROEc | Cold or very cold | MROEc_Cold or very cold_6A/7 | 6
20648 | 53946 | WI | MROEc | Cold or very cold | MROEc_Cold or very cold_6A/7 | 6
20649 | 53956 | WI | MROEc | Cold or very cold | MROEc_Cold or very cold_6A/7 | 6
20650 | 53963 | WI | MROEc | Cold or very cold | MROEc_Cold or very cold_6A/7 | 6
20651 | 53024 | WI | RFCWc | Cold or very cold | RFCWc_Cold or very cold_6A | 6
20652 | 53074 | WI | RFCWc | Cold or very cold | RFCWc_Cold or very cold_6A | 6
20653 | 53092 | WI | RFCWc | Cold or very cold | RFCWc_Cold or very cold_6A | 6
20654 | 53097 | WI | RFCWc | Cold or very cold | RFCWc_Cold or very cold_6A | 6
20655 | 53217 | WI | RFCWc | Cold or very cold | RFCWc_Cold or very cold_6A | 6
20656 | 53223 | WI | RFCWc | Cold or very cold | RFCWc_Cold or very cold_6A | 6
20657 | 53224 | WI | RFCWc | Cold or very cold | RFCWc_Cold or very cold_6A | 6
20658 | 53005 | WI | RFCWc | Cold or very cold | RFCWc_Cold or very cold_6A | 6
20659 | 53007 | WI | RFCWc | Cold or very cold | RFCWc_Cold or very cold_6A | 6
20660 | 53008 | WI | RFCWc | Cold or very cold | RFCWc_Cold or very cold_6A | 6
20661 | 53018 | WI | RFCWc | Cold or very cold | RFCWc_Cold or very cold_6A | 6
20662 | 53045 | WI | RFCWc | Cold or very cold | RFCWc_Cold or very cold_6A | 6
20663 | 53046 | WI | RFCWc | Cold or very cold | RFCWc_Cold or very cold_6A | 6
20664 | 53052 | WI | RFCWc | Cold or very cold | RFCWc_Cold or very cold_6A | 6
20665 | 53056 | WI | RFCWc | Cold or very cold | RFCWc_Cold or very cold_6A | 6
20666 | 53058 | WI | RFCWc | Cold or very cold | RFCWc_Cold or very cold_6A | 6
20667 | 53064 | WI | RFCWc | Cold or very cold | RFCWc_Cold or very cold_6A | 6
20668 | 53069 | WI | RFCWc | Cold or very cold | RFCWc_Cold or very cold_6A | 6
20669 | 53072 | WI | RFCWc | Cold or very cold | RFCWc_Cold or very cold_6A | 6
20670 | 53089 | WI | RFCWc | Cold or very cold | RFCWc_Cold or very cold_6A | 6
20671 | 53103 | WI | RFCWc | Cold or very cold | RFCWc_Cold or very cold_6A | 6
20672 | 53118 | WI | RFCWc | Cold or very cold | RFCWc_Cold or very cold_6A | 6
20673 | 53119 | WI | RFCWc | Cold or very cold | RFCWc_Cold or very cold_6A | 6
20674 | 53122 | WI | RFCWc | Cold or very cold | RFCWc_Cold or very cold_6A | 6
20675 | 53127 | WI | RFCWc | Cold or very cold | RFCWc_Cold or very cold_6A | 6
20676 | 53132 | WI | RFCWc | Cold or very cold | RFCWc_Cold or very cold_6A | 6
20677 | 53146 | WI | RFCWc | Cold or very cold | RFCWc_Cold or very cold_6A | 6
20678 | 53149 | WI | RFCWc | Cold or very cold | RFCWc_Cold or very cold_6A | 6
20679 | 53150 | WI | RFCWc | Cold or very cold | RFCWc_Cold or very cold_6A | 6
20680 | 53151 | WI | RFCWc | Cold or very cold | RFCWc_Cold or very cold_6A | 6
20681 | 53153 | WI | RFCWc | Cold or very cold | RFCWc_Cold or very cold_6A | 6
20682 | 53178 | WI | RFCWc | Cold or very cold | RFCWc_Cold or very cold_6A | 6
20683 | 53183 | WI | RFCWc | Cold or very cold | RFCWc_Cold or very cold_6A | 6
20684 | 53185 | WI | RFCWc | Cold or very cold | RFCWc_Cold or very cold_6A | 6
20685 | 53186 | WI | RFCWc | Cold or very cold | RFCWc_Cold or very cold_6A | 6
20686 | 53187 | WI | RFCWc | Cold or very cold | RFCWc_Cold or very cold_6A | 6
20687 | 53188 | WI | RFCWc | Cold or very cold | RFCWc_Cold or very cold_6A | 6
20688 | 53189 | WI | RFCWc | Cold or very cold | RFCWc_Cold or very cold_6A | 6
20689 | 53225 | WI | RFCWc | Cold or very cold | RFCWc_Cold or very cold_6A | 6
20690 | 53227 | WI | RFCWc | Cold or very cold | RFCWc_Cold or very cold_6A | 6
20691 | 53228 | WI | RFCWc | Cold or very cold | RFCWc_Cold or very cold_6A | 6
20692 | 53014 | WI | MROEc | Cold or very cold | MROEc_Cold or very cold_6A/7 | 6
20693 | 53019 | WI | MROEc | Cold or very cold | MROEc_Cold or very cold_6A/7 | 6
20694 | 53049 | WI | MROEc | Cold or very cold | MROEc_Cold or very cold_6A/7 | 6
20695 | 53057 | WI | MROEc | Cold or very cold | MROEc_Cold or very cold_6A/7 | 6
20696 | 53061 | WI | MROEc | Cold or very cold | MROEc_Cold or very cold_6A/7 | 6
20697 | 53919 | WI | MROEc | Cold or very cold | MROEc_Cold or very cold_6A/7 | 6
20698 | 53931 | WI | MROEc | Cold or very cold | MROEc_Cold or very cold_6A/7 | 6
20699 | 54904 | WI | MROEc | Cold or very cold | MROEc_Cold or very cold_6A/7 | 6
20700 | 54932 | WI | MROEc | Cold or very cold | MROEc_Cold or very cold_6A/7 | 6
20701 | 54935 | WI | MROEc | Cold or very cold | MROEc_Cold or very cold_6A/7 | 6
20702 | 54936 | WI | MROEc | Cold or very cold | MROEc_Cold or very cold_6A/7 | 6
20703 | 54937 | WI | MROEc | Cold or very cold | MROEc_Cold or very cold_6A/7 | 6
20704 | 54964 | WI | MROEc | Cold or very cold | MROEc_Cold or very cold_6A/7 | 6
20705 | 54971 | WI | MROEc | Cold or very cold | MROEc_Cold or very cold_6A/7 | 6
20706 | 54974 | WI | MROEc | Cold or very cold | MROEc_Cold or very cold_6A/7 | 6
20707 | 54979 | WI | MROEc | Cold or very cold | MROEc_Cold or very cold_6A/7 | 6
20708 | 53108 | WI | RFCWc | Cold or very cold | RFCWc_Cold or very cold_6A | 6
20709 | 53110 | WI | RFCWc | Cold or very cold | RFCWc_Cold or very cold_6A | 6
20710 | 53126 | WI | RFCWc | Cold or very cold | RFCWc_Cold or very cold_6A | 6
20711 | 53129 | WI | RFCWc | Cold or very cold | RFCWc_Cold or very cold_6A | 6
20712 | 53130 | WI | RFCWc | Cold or very cold | RFCWc_Cold or very cold_6A | 6
20713 | 53154 | WI | RFCWc | Cold or very cold | RFCWc_Cold or very cold_6A | 6
20714 | 53172 | WI | RFCWc | Cold or very cold | RFCWc_Cold or very cold_6A | 6
20715 | 53201 | WI | RFCWc | Cold or very cold | RFCWc_Cold or very cold_6A | 6
20716 | 53202 | WI | RFCWc | Cold or very cold | RFCWc_Cold or very cold_6A | 6
20717 | 53203 | WI | RFCWc | Cold or very cold | RFCWc_Cold or very cold_6A | 6
20718 | 53204 | WI | RFCWc | Cold or very cold | RFCWc_Cold or very cold_6A | 6
20719 | 53205 | WI | RFCWc | Cold or very cold | RFCWc_Cold or very cold_6A | 6
20720 | 53206 | WI | RFCWc | Cold or very cold | RFCWc_Cold or very cold_6A | 6
20721 | 53207 | WI | RFCWc | Cold or very cold | RFCWc_Cold or very cold_6A | 6
20722 | 53208 | WI | RFCWc | Cold or very cold | RFCWc_Cold or very cold_6A | 6
20723 | 53209 | WI | RFCWc | Cold or very cold | RFCWc_Cold or very cold_6A | 6
20724 | 53210 | WI | RFCWc | Cold or very cold | RFCWc_Cold or very cold_6A | 6
20725 | 53211 | WI | RFCWc | Cold or very cold | RFCWc_Cold or very cold_6A | 6
20726 | 53212 | WI | RFCWc | Cold or very cold | RFCWc_Cold or very cold_6A | 6
20727 | 53213 | WI | RFCWc | Cold or very cold | RFCWc_Cold or very cold_6A | 6
20728 | 53214 | WI | RFCWc | Cold or very cold | RFCWc_Cold or very cold_6A | 6
20729 | 53215 | WI | RFCWc | Cold or very cold | RFCWc_Cold or very cold_6A | 6
20730 | 53216 | WI | RFCWc | Cold or very cold | RFCWc_Cold or very cold_6A | 6
20731 | 53218 | WI | RFCWc | Cold or very cold | RFCWc_Cold or very cold_6A | 6
20732 | 53219 | WI | RFCWc | Cold or very cold | RFCWc_Cold or very cold_6A | 6
20733 | 53220 | WI | RFCWc | Cold or very cold | RFCWc_Cold or very cold_6A | 6
20734 | 53221 | WI | RFCWc | Cold or very cold | RFCWc_Cold or very cold_6A | 6
20735 | 53222 | WI | RFCWc | Cold or very cold | RFCWc_Cold or very cold_6A | 6
20736 | 53226 | WI | RFCWc | Cold or very cold | RFCWc_Cold or very cold_6A | 6
20737 | 53233 | WI | RFCWc | Cold or very cold | RFCWc_Cold or very cold_6A | 6
20738 | 53234 | WI | RFCWc | Cold or very cold | RFCWc_Cold or very cold_6A | 6
20739 | 53235 | WI | RFCWc | Cold or very cold | RFCWc_Cold or very cold_6A | 6
20740 | 53237 | WI | RFCWc | Cold or very cold | RFCWc_Cold or very cold_6A | 6
20741 | 53259 | WI | RFCWc | Cold or very cold | RFCWc_Cold or very cold_6A | 6
20742 | 53263 | WI | RFCWc | Cold or very cold | RFCWc_Cold or very cold_6A | 6
20743 | 53274 | WI | RFCWc | Cold or very cold | RFCWc_Cold or very cold_6A | 6
20744 | 53278 | WI | RFCWc | Cold or very cold | RFCWc_Cold or very cold_6A | 6
20745 | 53293 | WI | RFCWc | Cold or very cold | RFCWc_Cold or very cold_6A | 6
20746 | 53295 | WI | RFCWc | Cold or very cold | RFCWc_Cold or very cold_6A | 6
20747 | 53088 | WI | MROEc | Cold or very cold | MROEc_Cold or very cold_6A/7 | 6
20748 | 54110 | WI | MROEc | Cold or very cold | MROEc_Cold or very cold_6A/7 | 6
20749 | 54123 | WI | MROEc | Cold or very cold | MROEc_Cold or very cold_6A/7 | 6
20750 | 54129 | WI | MROEc | Cold or very cold | MROEc_Cold or very cold_6A/7 | 6
20751 | 54130 | WI | MROEc | Cold or very cold | MROEc_Cold or very cold_6A/7 | 6
20752 | 54160 | WI | MROEc | Cold or very cold | MROEc_Cold or very cold_6A/7 | 6
20753 | 54169 | WI | MROEc | Cold or very cold | MROEc_Cold or very cold_6A/7 | 6
20754 | 54915 | WI | MROEc | Cold or very cold | MROEc_Cold or very cold_6A/7 | 6
20755 | 54952 | WI | MROEc | Cold or very cold | MROEc_Cold or very cold_6A/7 | 6
20756 | 53063 | WI | MROEc | Cold or very cold | MROEc_Cold or very cold_6A/7 | 6
20757 | 54126 | WI | MROEc | Cold or very cold | MROEc_Cold or very cold_6A/7 | 6
20758 | 54207 | WI | MROEc | Cold or very cold | MROEc_Cold or very cold_6A/7 | 6
20759 | 54208 | WI | MROEc | Cold or very cold | MROEc_Cold or very cold_6A/7 | 6
20760 | 54214 | WI | MROEc | Cold or very cold | MROEc_Cold or very cold_6A/7 | 6
20761 | 54215 | WI | MROEc | Cold or very cold | MROEc_Cold or very cold_6A/7 | 6
20762 | 54216 | WI | MROEc | Cold or very cold | MROEc_Cold or very cold_6A/7 | 6
20763 | 54220 | WI | MROEc | Cold or very cold | MROEc_Cold or very cold_6A/7 | 6
20764 | 54227 | WI | MROEc | Cold or very cold | MROEc_Cold or very cold_6A/7 | 6
20765 | 54228 | WI | MROEc | Cold or very cold | MROEc_Cold or very cold_6A/7 | 6
20766 | 54230 | WI | MROEc | Cold or very cold | MROEc_Cold or very cold_6A/7 | 6
20767 | 54232 | WI | MROEc | Cold or very cold | MROEc_Cold or very cold_6A/7 | 6
20768 | 54240 | WI | MROEc | Cold or very cold | MROEc_Cold or very cold_6A/7 | 6
20769 | 54241 | WI | MROEc | Cold or very cold | MROEc_Cold or very cold_6A/7 | 6
20770 | 54245 | WI | MROEc | Cold or very cold | MROEc_Cold or very cold_6A/7 | 6
20771 | 54247 | WI | MROEc | Cold or very cold | MROEc_Cold or very cold_6A/7 | 6
20772 | 53038 | WI | RFCWc | Cold or very cold | RFCWc_Cold or very cold_6A | 6
20773 | 53137 | WI | RFCWc | Cold or very cold | RFCWc_Cold or very cold_6A | 6
20774 | 53156 | WI | RFCWc | Cold or very cold | RFCWc_Cold or very cold_6A | 6
20775 | 53190 | WI | RFCWc | Cold or very cold | RFCWc_Cold or very cold_6A | 6
20776 | 53523 | WI | RFCWc | Cold or very cold | RFCWc_Cold or very cold_6A | 6
20777 | 53534 | WI | RFCWc | Cold or very cold | RFCWc_Cold or very cold_6A | 6
20778 | 53538 | WI | RFCWc | Cold or very cold | RFCWc_Cold or very cold_6A | 6
20779 | 53549 | WI | RFCWc | Cold or very cold | RFCWc_Cold or very cold_6A | 6
20780 | 53551 | WI | RFCWc | Cold or very cold | RFCWc_Cold or very cold_6A | 6
20781 | 53559 | WI | RFCWc | Cold or very cold | RFCWc_Cold or very cold_6A | 6
20782 | 53563 | WI | RFCWc | Cold or very cold | RFCWc_Cold or very cold_6A | 6
20783 | 53101 | WI | RFCWc | Cold or very cold | RFCWc_Cold or very cold_6A | 6
20784 | 53102 | WI | RFCWc | Cold or very cold | RFCWc_Cold or very cold_6A | 6
20785 | 53104 | WI | RFCWc | Cold or very cold | RFCWc_Cold or very cold_6A | 6
20786 | 53105 | WI | RFCWc | Cold or very cold | RFCWc_Cold or very cold_6A | 6
20787 | 53109 | WI | RFCWc | Cold or very cold | RFCWc_Cold or very cold_6A | 6
20788 | 53128 | WI | RFCWc | Cold or very cold | RFCWc_Cold or very cold_6A | 6
20789 | 53139 | WI | RFCWc | Cold or very cold | RFCWc_Cold or very cold_6A | 6
20790 | 53140 | WI | RFCWc | Cold or very cold | RFCWc_Cold or very cold_6A | 6
20791 | 53141 | WI | RFCWc | Cold or very cold | RFCWc_Cold or very cold_6A | 6
20792 | 53142 | WI | RFCWc | Cold or very cold | RFCWc_Cold or very cold_6A | 6
20793 | 53143 | WI | RFCWc | Cold or very cold | RFCWc_Cold or very cold_6A | 6
20794 | 53144 | WI | RFCWc | Cold or very cold | RFCWc_Cold or very cold_6A | 6
20795 | 53152 | WI | RFCWc | Cold or very cold | RFCWc_Cold or very cold_6A | 6
20796 | 53158 | WI | RFCWc | Cold or very cold | RFCWc_Cold or very cold_6A | 6
20797 | 53159 | WI | RFCWc | Cold or very cold | RFCWc_Cold or very cold_6A | 6
20798 | 53168 | WI | RFCWc | Cold or very cold | RFCWc_Cold or very cold_6A | 6
20799 | 53170 | WI | RFCWc | Cold or very cold | RFCWc_Cold or very cold_6A | 6
20800 | 53171 | WI | RFCWc | Cold or very cold | RFCWc_Cold or very cold_6A | 6
20801 | 53177 | WI | RFCWc | Cold or very cold | RFCWc_Cold or very cold_6A | 6
20802 | 53179 | WI | RFCWc | Cold or very cold | RFCWc_Cold or very cold_6A | 6
20803 | 53181 | WI | RFCWc | Cold or very cold | RFCWc_Cold or very cold_6A | 6
20804 | 53182 | WI | RFCWc | Cold or very cold | RFCWc_Cold or very cold_6A | 6
20805 | 53192 | WI | RFCWc | Cold or very cold | RFCWc_Cold or very cold_6A | 6
20806 | 53194 | WI | RFCWc | Cold or very cold | RFCWc_Cold or very cold_6A | 6
20807 | 53403 | WI | RFCWc | Cold or very cold | RFCWc_Cold or very cold_6A | 6
20808 | 53114 | WI | RFCWc | Cold or very cold | RFCWc_Cold or very cold_6A | 6
20809 | 53115 | WI | RFCWc | Cold or very cold | RFCWc_Cold or very cold_6A | 6
20810 | 53120 | WI | RFCWc | Cold or very cold | RFCWc_Cold or very cold_6A | 6
20811 | 53121 | WI | RFCWc | Cold or very cold | RFCWc_Cold or very cold_6A | 6
20812 | 53125 | WI | RFCWc | Cold or very cold | RFCWc_Cold or very cold_6A | 6
20813 | 53147 | WI | RFCWc | Cold or very cold | RFCWc_Cold or very cold_6A | 6
20814 | 53148 | WI | RFCWc | Cold or very cold | RFCWc_Cold or very cold_6A | 6
20815 | 53157 | WI | RFCWc | Cold or very cold | RFCWc_Cold or very cold_6A | 6
20816 | 53176 | WI | RFCWc | Cold or very cold | RFCWc_Cold or very cold_6A | 6
20817 | 53184 | WI | RFCWc | Cold or very cold | RFCWc_Cold or very cold_6A | 6
20818 | 53191 | WI | RFCWc | Cold or very cold | RFCWc_Cold or very cold_6A | 6
20819 | 53195 | WI | RFCWc | Cold or very cold | RFCWc_Cold or very cold_6A | 6
20820 | 53505 | WI | RFCWc | Cold or very cold | RFCWc_Cold or very cold_6A | 6
20821 | 53525 | WI | RFCWc | Cold or very cold | RFCWc_Cold or very cold_6A | 6
20822 | 53585 | WI | RFCWc | Cold or very cold | RFCWc_Cold or very cold_6A | 6
20823 | 53138 | WI | RFCWc | Cold or very cold | RFCWc_Cold or very cold_6A | 6
20824 | 53167 | WI | RFCWc | Cold or very cold | RFCWc_Cold or very cold_6A | 6
20825 | 53401 | WI | RFCWc | Cold or very cold | RFCWc_Cold or very cold_6A | 6
20826 | 53402 | WI | RFCWc | Cold or very cold | RFCWc_Cold or very cold_6A | 6
20827 | 53404 | WI | RFCWc | Cold or very cold | RFCWc_Cold or very cold_6A | 6
20828 | 53405 | WI | RFCWc | Cold or very cold | RFCWc_Cold or very cold_6A | 6
20829 | 53406 | WI | RFCWc | Cold or very cold | RFCWc_Cold or very cold_6A | 6
20830 | 53408 | WI | RFCWc | Cold or very cold | RFCWc_Cold or very cold_6A | 6
20831 | 53501 | WI | MROEc | Cold or very cold | MROEc_Cold or very cold_6A/7 | 6
20832 | 53502 | WI | MROEc | Cold or very cold | MROEc_Cold or very cold_6A/7 | 6
20833 | 53511 | WI | MROEc | Cold or very cold | MROEc_Cold or very cold_6A/7 | 6
20834 | 53512 | WI | MROEc | Cold or very cold | MROEc_Cold or very cold_6A/7 | 6
20835 | 53520 | WI | MROEc | Cold or very cold | MROEc_Cold or very cold_6A/7 | 6
20836 | 53521 | WI | MROEc | Cold or very cold | MROEc_Cold or very cold_6A/7 | 6
20837 | 53536 | WI | MROEc | Cold or very cold | MROEc_Cold or very cold_6A/7 | 6
20838 | 53537 | WI | MROEc | Cold or very cold | MROEc_Cold or very cold_6A/7 | 6
20839 | 53545 | WI | MROEc | Cold or very cold | MROEc_Cold or very cold_6A/7 | 6
20840 | 53546 | WI | MROEc | Cold or very cold | MROEc_Cold or very cold_6A/7 | 6
20841 | 53547 | WI | MROEc | Cold or very cold | MROEc_Cold or very cold_6A/7 | 6
20842 | 53548 | WI | MROEc | Cold or very cold | MROEc_Cold or very cold_6A/7 | 6
20843 | 53576 | WI | MROEc | Cold or very cold | MROEc_Cold or very cold_6A/7 | 6
20844 | 53589 | WI | MROEc | Cold or very cold | MROEc_Cold or very cold_6A/7 | 6
20845 | 53504 | WI | MROEc | Cold or very cold | MROEc_Cold or very cold_6A/7 | 6
20846 | 53508 | WI | MROEc | Cold or very cold | MROEc_Cold or very cold_6A/7 | 6
20847 | 53516 | WI | MROEc | Cold or very cold | MROEc_Cold or very cold_6A/7 | 6
20848 | 53522 | WI | MROEc | Cold or very cold | MROEc_Cold or very cold_6A/7 | 6
20849 | 53544 | WI | MROEc | Cold or very cold | MROEc_Cold or very cold_6A/7 | 6
20850 | 53550 | WI | MROEc | Cold or very cold | MROEc_Cold or very cold_6A/7 | 6
20851 | 53566 | WI | MROEc | Cold or very cold | MROEc_Cold or very cold_6A/7 | 6
20852 | 53570 | WI | MROEc | Cold or very cold | MROEc_Cold or very cold_6A/7 | 6
20853 | 53572 | WI | MROEc | Cold or very cold | MROEc_Cold or very cold_6A/7 | 6
20854 | 53574 | WI | MROEc | Cold or very cold | MROEc_Cold or very cold_6A/7 | 6
20855 | 53503 | WI | MROWc | Cold or very cold | MROWc_Cold or very cold_6A/6B/7 | 6
20856 | 53506 | WI | MROWc | Cold or very cold | MROWc_Cold or very cold_6A/6B/7 | 6
20857 | 53507 | WI | MROWc | Cold or very cold | MROWc_Cold or very cold_6A/6B/7 | 6
20858 | 53515 | WI | MROWc | Cold or very cold | MROWc_Cold or very cold_6A/6B/7 | 6
20859 | 53517 | WI | MROWc | Cold or very cold | MROWc_Cold or very cold_6A/6B/7 | 6
20860 | 53526 | WI | MROWc | Cold or very cold | MROWc_Cold or very cold_6A/6B/7 | 6
20861 | 53533 | WI | MROWc | Cold or very cold | MROWc_Cold or very cold_6A/6B/7 | 6
20862 | 53535 | WI | MROWc | Cold or very cold | MROWc_Cold or very cold_6A/6B/7 | 6
20863 | 53543 | WI | MROWc | Cold or very cold | MROWc_Cold or very cold_6A/6B/7 | 6
20864 | 53553 | WI | MROWc | Cold or very cold | MROWc_Cold or very cold_6A/6B/7 | 6
20865 | 53554 | WI | MROWc | Cold or very cold | MROWc_Cold or very cold_6A/6B/7 | 6
20866 | 53560 | WI | MROWc | Cold or very cold | MROWc_Cold or very cold_6A/6B/7 | 6
20867 | 53565 | WI | MROWc | Cold or very cold | MROWc_Cold or very cold_6A/6B/7 | 6
20868 | 53569 | WI | MROWc | Cold or very cold | MROWc_Cold or very cold_6A/6B/7 | 6
20869 | 53573 | WI | MROWc | Cold or very cold | MROWc_Cold or very cold_6A/6B/7 | 6
20870 | 53580 | WI | MROWc | Cold or very cold | MROWc_Cold or very cold_6A/6B/7 | 6
20871 | 53582 | WI | MROWc | Cold or very cold | MROWc_Cold or very cold_6A/6B/7 | 6
20872 | 53588 | WI | MROWc | Cold or very cold | MROWc_Cold or very cold_6A/6B/7 | 6
20873 | 53595 | WI | MROWc | Cold or very cold | MROWc_Cold or very cold_6A/6B/7 | 6
20874 | 53818 | WI | MROWc | Cold or very cold | MROWc_Cold or very cold_6A/6B/7 | 6
20875 | 53510 | WI | MROWc | Cold or very cold | MROWc_Cold or very cold_6A/6B/7 | 6
20876 | 53530 | WI | MROWc | Cold or very cold | MROWc_Cold or very cold_6A/6B/7 | 6
20877 | 53541 | WI | MROWc | Cold or very cold | MROWc_Cold or very cold_6A/6B/7 | 6
20878 | 53586 | WI | MROWc | Cold or very cold | MROWc_Cold or very cold_6A/6B/7 | 6
20879 | 53587 | WI | MROWc | Cold or very cold | MROWc_Cold or very cold_6A/6B/7 | 6
20880 | 53599 | WI | MROWc | Cold or very cold | MROWc_Cold or very cold_6A/6B/7 | 6
20881 | 53803 | WI | MROWc | Cold or very cold | MROWc_Cold or very cold_6A/6B/7 | 6
20882 | 53807 | WI | MROWc | Cold or very cold | MROWc_Cold or very cold_6A/6B/7 | 6
20883 | 53811 | WI | MROWc | Cold or very cold | MROWc_Cold or very cold_6A/6B/7 | 6
20884 | 53527 | WI | MROEc | Cold or very cold | MROEc_Cold or very cold_6A/7 | 6
20885 | 53528 | WI | MROEc | Cold or very cold | MROEc_Cold or very cold_6A/7 | 6
20886 | 53529 | WI | MROEc | Cold or very cold | MROEc_Cold or very cold_6A/7 | 6
20887 | 53531 | WI | MROEc | Cold or very cold | MROEc_Cold or very cold_6A/7 | 6
20888 | 53532 | WI | MROEc | Cold or very cold | MROEc_Cold or very cold_6A/7 | 6
20889 | 53555 | WI | MROEc | Cold or very cold | MROEc_Cold or very cold_6A/7 | 6
20890 | 53558 | WI | MROEc | Cold or very cold | MROEc_Cold or very cold_6A/7 | 6
20891 | 53562 | WI | MROEc | Cold or very cold | MROEc_Cold or very cold_6A/7 | 6
20892 | 53571 | WI | MROEc | Cold or very cold | MROEc_Cold or very cold_6A/7 | 6
20893 | 53575 | WI | MROEc | Cold or very cold | MROEc_Cold or very cold_6A/7 | 6
20894 | 53583 | WI | MROEc | Cold or very cold | MROEc_Cold or very cold_6A/7 | 6
20895 | 53590 | WI | MROEc | Cold or very cold | MROEc_Cold or very cold_6A/7 | 6
20896 | 53593 | WI | MROEc | Cold or very cold | MROEc_Cold or very cold_6A/7 | 6
20897 | 53596 | WI | MROEc | Cold or very cold | MROEc_Cold or very cold_6A/7 | 6
20898 | 53597 | WI | MROEc | Cold or very cold | MROEc_Cold or very cold_6A/7 | 6
20899 | 53598 | WI | MROEc | Cold or very cold | MROEc_Cold or very cold_6A/7 | 6
20900 | 53701 | WI | MROEc | Cold or very cold | MROEc_Cold or very cold_6A/7 | 6
20901 | 53702 | WI | MROEc | Cold or very cold | MROEc_Cold or very cold_6A/7 | 6
20902 | 53703 | WI | MROEc | Cold or very cold | MROEc_Cold or very cold_6A/7 | 6
20903 | 53704 | WI | MROEc | Cold or very cold | MROEc_Cold or very cold_6A/7 | 6
20904 | 53705 | WI | MROEc | Cold or very cold | MROEc_Cold or very cold_6A/7 | 6
20905 | 53706 | WI | MROEc | Cold or very cold | MROEc_Cold or very cold_6A/7 | 6
20906 | 53707 | WI | MROEc | Cold or very cold | MROEc_Cold or very cold_6A/7 | 6
20907 | 53708 | WI | MROEc | Cold or very cold | MROEc_Cold or very cold_6A/7 | 6
20908 | 53711 | WI | MROEc | Cold or very cold | MROEc_Cold or very cold_6A/7 | 6
20909 | 53713 | WI | MROEc | Cold or very cold | MROEc_Cold or very cold_6A/7 | 6
20910 | 53714 | WI | MROEc | Cold or very cold | MROEc_Cold or very cold_6A/7 | 6
20911 | 53715 | WI | MROEc | Cold or very cold | MROEc_Cold or very cold_6A/7 | 6
20912 | 53716 | WI | MROEc | Cold or very cold | MROEc_Cold or very cold_6A/7 | 6
20913 | 53717 | WI | MROEc | Cold or very cold | MROEc_Cold or very cold_6A/7 | 6
20914 | 53718 | WI | MROEc | Cold or very cold | MROEc_Cold or very cold_6A/7 | 6
20915 | 53719 | WI | MROEc | Cold or very cold | MROEc_Cold or very cold_6A/7 | 6
20916 | 53725 | WI | MROEc | Cold or very cold | MROEc_Cold or very cold_6A/7 | 6
20917 | 53726 | WI | MROEc | Cold or very cold | MROEc_Cold or very cold_6A/7 | 6
20918 | 53744 | WI | MROEc | Cold or very cold | MROEc_Cold or very cold_6A/7 | 6
20919 | 53777 | WI | MROEc | Cold or very cold | MROEc_Cold or very cold_6A/7 | 6
20920 | 53783 | WI | MROEc | Cold or very cold | MROEc_Cold or very cold_6A/7 | 6
20921 | 53784 | WI | MROEc | Cold or very cold | MROEc_Cold or very cold_6A/7 | 6
20922 | 53788 | WI | MROEc | Cold or very cold | MROEc_Cold or very cold_6A/7 | 6
20923 | 53792 | WI | MROEc | Cold or very cold | MROEc_Cold or very cold_6A/7 | 6
20924 | 53911 | WI | MROEc | Cold or very cold | MROEc_Cold or very cold_6A/7 | 6
20925 | 53960 | WI | MROEc | Cold or very cold | MROEc_Cold or very cold_6A/7 | 6
20926 | 53518 | WI | MROWc | Cold or very cold | MROWc_Cold or very cold_6A/6B/7 | 6
20927 | 53801 | WI | MROWc | Cold or very cold | MROWc_Cold or very cold_6A/6B/7 | 6
20928 | 53802 | WI | MROWc | Cold or very cold | MROWc_Cold or very cold_6A/6B/7 | 6
20929 | 53804 | WI | MROWc | Cold or very cold | MROWc_Cold or very cold_6A/6B/7 | 6
20930 | 53805 | WI | MROWc | Cold or very cold | MROWc_Cold or very cold_6A/6B/7 | 6
20931 | 53806 | WI | MROWc | Cold or very cold | MROWc_Cold or very cold_6A/6B/7 | 6
20932 | 53808 | WI | MROWc | Cold or very cold | MROWc_Cold or very cold_6A/6B/7 | 6
20933 | 53809 | WI | MROWc | Cold or very cold | MROWc_Cold or very cold_6A/6B/7 | 6
20934 | 53810 | WI | MROWc | Cold or very cold | MROWc_Cold or very cold_6A/6B/7 | 6
20935 | 53812 | WI | MROWc | Cold or very cold | MROWc_Cold or very cold_6A/6B/7 | 6
20936 | 53813 | WI | MROWc | Cold or very cold | MROWc_Cold or very cold_6A/6B/7 | 6
20937 | 53816 | WI | MROWc | Cold or very cold | MROWc_Cold or very cold_6A/6B/7 | 6
20938 | 53817 | WI | MROWc | Cold or very cold | MROWc_Cold or very cold_6A/6B/7 | 6
20939 | 53820 | WI | MROWc | Cold or very cold | MROWc_Cold or very cold_6A/6B/7 | 6
20940 | 53821 | WI | MROWc | Cold or very cold | MROWc_Cold or very cold_6A/6B/7 | 6
20941 | 53824 | WI | MROWc | Cold or very cold | MROWc_Cold or very cold_6A/6B/7 | 6
20942 | 53825 | WI | MROWc | Cold or very cold | MROWc_Cold or very cold_6A/6B/7 | 6
20943 | 53827 | WI | MROWc | Cold or very cold | MROWc_Cold or very cold_6A/6B/7 | 6
20944 | 53540 | WI | MROWc | Cold or very cold | MROWc_Cold or very cold_6A/6B/7 | 6
20945 | 53556 | WI | MROWc | Cold or very cold | MROWc_Cold or very cold_6A/6B/7 | 6
20946 | 53581 | WI | MROWc | Cold or very cold | MROWc_Cold or very cold_6A/6B/7 | 6
20947 | 53584 | WI | MROWc | Cold or very cold | MROWc_Cold or very cold_6A/6B/7 | 6
20948 | 53924 | WI | MROWc | Cold or very cold | MROWc_Cold or very cold_6A/6B/7 | 6
20949 | 53937 | WI | MROWc | Cold or very cold | MROWc_Cold or very cold_6A/6B/7 | 6
20950 | 53941 | WI | MROWc | Cold or very cold | MROWc_Cold or very cold_6A/6B/7 | 6
20951 | 53968 | WI | MROWc | Cold or very cold | MROWc_Cold or very cold_6A/6B/7 | 6
20952 | 54634 | WI | MROWc | Cold or very cold | MROWc_Cold or very cold_6A/6B/7 | 6
20953 | 54639 | WI | MROWc | Cold or very cold | MROWc_Cold or very cold_6A/6B/7 | 6
20954 | 54655 | WI | MROWc | Cold or very cold | MROWc_Cold or very cold_6A/6B/7 | 6
20955 | 54664 | WI | MROWc | Cold or very cold | MROWc_Cold or very cold_6A/6B/7 | 6
20956 | 53826 | WI | MROWc | Cold or very cold | MROWc_Cold or very cold_6A/6B/7 | 6
20957 | 54624 | WI | MROWc | Cold or very cold | MROWc_Cold or very cold_6A/6B/7 | 6
20958 | 54626 | WI | MROWc | Cold or very cold | MROWc_Cold or very cold_6A/6B/7 | 6
20959 | 54628 | WI | MROWc | Cold or very cold | MROWc_Cold or very cold_6A/6B/7 | 6
20960 | 54631 | WI | MROWc | Cold or very cold | MROWc_Cold or very cold_6A/6B/7 | 6
20961 | 54645 | WI | MROWc | Cold or very cold | MROWc_Cold or very cold_6A/6B/7 | 6
20962 | 54652 | WI | MROWc | Cold or very cold | MROWc_Cold or very cold_6A/6B/7 | 6
20963 | 54654 | WI | MROWc | Cold or very cold | MROWc_Cold or very cold_6A/6B/7 | 6
20964 | 54657 | WI | MROWc | Cold or very cold | MROWc_Cold or very cold_6A/6B/7 | 6
20965 | 54665 | WI | MROWc | Cold or very cold | MROWc_Cold or very cold_6A/6B/7 | 6
20966 | 53561 | WI | MROEc | Cold or very cold | MROEc_Cold or very cold_6A/7 | 6
20967 | 53578 | WI | MROEc | Cold or very cold | MROEc_Cold or very cold_6A/7 | 6
20968 | 53901 | WI | MROEc | Cold or very cold | MROEc_Cold or very cold_6A/7 | 6
20969 | 53913 | WI | MROEc | Cold or very cold | MROEc_Cold or very cold_6A/7 | 6
20970 | 53923 | WI | MROEc | Cold or very cold | MROEc_Cold or very cold_6A/7 | 6
20971 | 53926 | WI | MROEc | Cold or very cold | MROEc_Cold or very cold_6A/7 | 6
20972 | 53928 | WI | MROEc | Cold or very cold | MROEc_Cold or very cold_6A/7 | 6
20973 | 53935 | WI | MROEc | Cold or very cold | MROEc_Cold or very cold_6A/7 | 6
20974 | 53954 | WI | MROEc | Cold or very cold | MROEc_Cold or very cold_6A/7 | 6
20975 | 53955 | WI | MROEc | Cold or very cold | MROEc_Cold or very cold_6A/7 | 6
20976 | 53957 | WI | MROEc | Cold or very cold | MROEc_Cold or very cold_6A/7 | 6
20977 | 53965 | WI | MROEc | Cold or very cold | MROEc_Cold or very cold_6A/7 | 6
20978 | 53969 | WI | MROEc | Cold or very cold | MROEc_Cold or very cold_6A/7 | 6
20979 | 53577 | WI | MROWc | Cold or very cold | MROWc_Cold or very cold_6A/6B/7 | 6
20980 | 53940 | WI | MROWc | Cold or very cold | MROWc_Cold or very cold_6A/6B/7 | 6
20981 | 53942 | WI | MROWc | Cold or very cold | MROWc_Cold or very cold_6A/6B/7 | 6
20982 | 53943 | WI | MROWc | Cold or very cold | MROWc_Cold or very cold_6A/6B/7 | 6
20983 | 53944 | WI | MROWc | Cold or very cold | MROWc_Cold or very cold_6A/6B/7 | 6
20984 | 53951 | WI | MROWc | Cold or very cold | MROWc_Cold or very cold_6A/6B/7 | 6
20985 | 53958 | WI | MROWc | Cold or very cold | MROWc_Cold or very cold_6A/6B/7 | 6
20986 | 53959 | WI | MROWc | Cold or very cold | MROWc_Cold or very cold_6A/6B/7 | 6
20987 | 53961 | WI | MROWc | Cold or very cold | MROWc_Cold or very cold_6A/6B/7 | 6
20988 | 53920 | WI | MROEc | Cold or very cold | MROEc_Cold or very cold_6A/7 | 6
20989 | 53930 | WI | MROEc | Cold or very cold | MROEc_Cold or very cold_6A/7 | 6
20990 | 53949 | WI | MROEc | Cold or very cold | MROEc_Cold or very cold_6A/7 | 6
20991 | 53952 | WI | MROEc | Cold or very cold | MROEc_Cold or very cold_6A/7 | 6
20992 | 53953 | WI | MROEc | Cold or very cold | MROEc_Cold or very cold_6A/7 | 6
20993 | 53964 | WI | MROEc | Cold or very cold | MROEc_Cold or very cold_6A/7 | 6
20994 | 54930 | WI | MROEc | Cold or very cold | MROEc_Cold or very cold_6A/7 | 6
20995 | 54960 | WI | MROEc | Cold or very cold | MROEc_Cold or very cold_6A/7 | 6
20996 | 54968 | WI | MROEc | Cold or very cold | MROEc_Cold or very cold_6A/7 | 6
20997 | 54982 | WI | MROEc | Cold or very cold | MROEc_Cold or very cold_6A/7 | 6
20998 | 53910 | WI | MROEc | Cold or very cold | MROEc_Cold or very cold_6A/7 | 6
20999 | 53934 | WI | MROEc | Cold or very cold | MROEc_Cold or very cold_6A/7 | 6
21000 | 53936 | WI | MROEc | Cold or very cold | MROEc_Cold or very cold_6A/7 | 6
21001 | 54457 | WI | MROEc | Cold or very cold | MROEc_Cold or very cold_6A/7 | 6
21002 | 54494 | WI | MROEc | Cold or very cold | MROEc_Cold or very cold_6A/7 | 6
21003 | 54613 | WI | MROEc | Cold or very cold | MROEc_Cold or very cold_6A/7 | 6
21004 | 54646 | WI | MROEc | Cold or very cold | MROEc_Cold or very cold_6A/7 | 6
21005 | 54921 | WI | MROEc | Cold or very cold | MROEc_Cold or very cold_6A/7 | 6
21006 | 54943 | WI | MROEc | Cold or very cold | MROEc_Cold or very cold_6A/7 | 6
21007 | 54966 | WI | MROEc | Cold or very cold | MROEc_Cold or very cold_6A/7 | 6
21008 | 53939 | WI | MROEc | Cold or very cold | MROEc_Cold or very cold_6A/7 | 6
21009 | 53947 | WI | MROEc | Cold or very cold | MROEc_Cold or very cold_6A/7 | 6
21010 | 54923 | WI | MROEc | Cold or very cold | MROEc_Cold or very cold_6A/7 | 6
21011 | 54941 | WI | MROEc | Cold or very cold | MROEc_Cold or very cold_6A/7 | 6
21012 | 53929 | WI | MROWc | Cold or very cold | MROWc_Cold or very cold_6A/6B/7 | 6
21013 | 54619 | WI | MROWc | Cold or very cold | MROWc_Cold or very cold_6A/6B/7 | 6
21014 | 54621 | WI | MROWc | Cold or very cold | MROWc_Cold or very cold_6A/6B/7 | 6
21015 | 54623 | WI | MROWc | Cold or very cold | MROWc_Cold or very cold_6A/6B/7 | 6
21016 | 54632 | WI | MROWc | Cold or very cold | MROWc_Cold or very cold_6A/6B/7 | 6
21017 | 54638 | WI | MROWc | Cold or very cold | MROWc_Cold or very cold_6A/6B/7 | 6
21018 | 54651 | WI | MROWc | Cold or very cold | MROWc_Cold or very cold_6A/6B/7 | 6
21019 | 54658 | WI | MROWc | Cold or very cold | MROWc_Cold or very cold_6A/6B/7 | 6
21020 | 54667 | WI | MROWc | Cold or very cold | MROWc_Cold or very cold_6A/6B/7 | 6
21021 | 53948 | WI | MROEc | Cold or very cold | MROEc_Cold or very cold_6A/7 | 6
21022 | 53950 | WI | MROEc | Cold or very cold | MROEc_Cold or very cold_6A/7 | 6
21023 | 53962 | WI | MROEc | Cold or very cold | MROEc_Cold or very cold_6A/7 | 6
21024 | 54413 | WI | MROEc | Cold or very cold | MROEc_Cold or very cold_6A/7 | 6
21025 | 54618 | WI | MROEc | Cold or very cold | MROEc_Cold or very cold_6A/7 | 6
21026 | 54637 | WI | MROEc | Cold or very cold | MROEc_Cold or very cold_6A/7 | 6
21027 | 54641 | WI | MROEc | Cold or very cold | MROEc_Cold or very cold_6A/7 | 6
21028 | 54666 | WI | MROEc | Cold or very cold | MROEc_Cold or very cold_6A/7 | 6
21029 | 54614 | WI | MROWc | Cold or very cold | MROWc_Cold or very cold_6A/6B/7 | 6
21030 | 54615 | WI | MROWc | Cold or very cold | MROWc_Cold or very cold_6A/6B/7 | 6
21031 | 54620 | WI | MROWc | Cold or very cold | MROWc_Cold or very cold_6A/6B/7 | 6
21032 | 54648 | WI | MROWc | Cold or very cold | MROWc_Cold or very cold_6A/6B/7 | 6
21033 | 54649 | WI | MROWc | Cold or very cold | MROWc_Cold or very cold_6A/6B/7 | 6
21034 | 54653 | WI | MROWc | Cold or very cold | MROWc_Cold or very cold_6A/6B/7 | 6
21035 | 54656 | WI | MROWc | Cold or very cold | MROWc_Cold or very cold_6A/6B/7 | 6
21036 | 54660 | WI | MROWc | Cold or very cold | MROWc_Cold or very cold_6A/6B/7 | 6
21037 | 54662 | WI | MROWc | Cold or very cold | MROWc_Cold or very cold_6A/6B/7 | 6
21038 | 54670 | WI | MROWc | Cold or very cold | MROWc_Cold or very cold_6A/6B/7 | 6
21039 | 54909 | WI | MROEc | Cold or very cold | MROEc_Cold or very cold_6A/7 | 6
21040 | 54940 | WI | MROEc | Cold or very cold | MROEc_Cold or very cold_6A/7 | 6
21041 | 54963 | WI | MROEc | Cold or very cold | MROEc_Cold or very cold_6A/7 | 6
21042 | 54965 | WI | MROEc | Cold or very cold | MROEc_Cold or very cold_6A/7 | 6
21043 | 54967 | WI | MROEc | Cold or very cold | MROEc_Cold or very cold_6A/7 | 6
21044 | 54970 | WI | MROEc | Cold or very cold | MROEc_Cold or very cold_6A/7 | 6
21045 | 54976 | WI | MROEc | Cold or very cold | MROEc_Cold or very cold_6A/7 | 6
21046 | 54981 | WI | MROEc | Cold or very cold | MROEc_Cold or very cold_6A/7 | 6
21047 | 54983 | WI | MROEc | Cold or very cold | MROEc_Cold or very cold_6A/7 | 6
21048 | 54984 | WI | MROEc | Cold or very cold | MROEc_Cold or very cold_6A/7 | 6
21049 | 54986 | WI | MROEc | Cold or very cold | MROEc_Cold or very cold_6A/7 | 6
21050 | 54001 | WI | MROWc | Cold or very cold | MROWc_Cold or very cold_6A/6B/7 | 6
21051 | 54004 | WI | MROWc | Cold or very cold | MROWc_Cold or very cold_6A/6B/7 | 6
21052 | 54005 | WI | MROWc | Cold or very cold | MROWc_Cold or very cold_6A/6B/7 | 6
21053 | 54006 | WI | MROWc | Cold or very cold | MROWc_Cold or very cold_6A/6B/7 | 6
21054 | 54007 | WI | MROWc | Cold or very cold | MROWc_Cold or very cold_6A/6B/7 | 6
21055 | 54009 | WI | MROWc | Cold or very cold | MROWc_Cold or very cold_6A/6B/7 | 6
21056 | 54017 | WI | MROWc | Cold or very cold | MROWc_Cold or very cold_6A/6B/7 | 6
21057 | 54020 | WI | MROWc | Cold or very cold | MROWc_Cold or very cold_6A/6B/7 | 6
21058 | 54024 | WI | MROWc | Cold or very cold | MROWc_Cold or very cold_6A/6B/7 | 6
21059 | 54025 | WI | MROWc | Cold or very cold | MROWc_Cold or very cold_6A/6B/7 | 6
21060 | 54026 | WI | MROWc | Cold or very cold | MROWc_Cold or very cold_6A/6B/7 | 6
21061 | 54810 | WI | MROWc | Cold or very cold | MROWc_Cold or very cold_6A/6B/7 | 6
21062 | 54824 | WI | MROWc | Cold or very cold | MROWc_Cold or very cold_6A/6B/7 | 6
21063 | 54826 | WI | MROWc | Cold or very cold | MROWc_Cold or very cold_6A/6B/7 | 6
21064 | 54829 | WI | MROWc | Cold or very cold | MROWc_Cold or very cold_6A/6B/7 | 6
21065 | 54837 | WI | MROWc | Cold or very cold | MROWc_Cold or very cold_6A/6B/7 | 6
21066 | 54840 | WI | MROWc | Cold or very cold | MROWc_Cold or very cold_6A/6B/7 | 6
21067 | 54853 | WI | MROWc | Cold or very cold | MROWc_Cold or very cold_6A/6B/7 | 6
21068 | 54858 | WI | MROWc | Cold or very cold | MROWc_Cold or very cold_6A/6B/7 | 6
21069 | 54872 | WI | MROWc | Cold or very cold | MROWc_Cold or very cold_6A/6B/7 | 6
21070 | 54889 | WI | MROWc | Cold or very cold | MROWc_Cold or very cold_6A/6B/7 | 6
21071 | 54002 | WI | MROWc | Cold or very cold | MROWc_Cold or very cold_6A/6B/7 | 6
21072 | 54013 | WI | MROWc | Cold or very cold | MROWc_Cold or very cold_6A/6B/7 | 6
21073 | 54015 | WI | MROWc | Cold or very cold | MROWc_Cold or very cold_6A/6B/7 | 6
21074 | 54016 | WI | MROWc | Cold or very cold | MROWc_Cold or very cold_6A/6B/7 | 6
21075 | 54022 | WI | MROWc | Cold or very cold | MROWc_Cold or very cold_6A/6B/7 | 6
21076 | 54023 | WI | MROWc | Cold or very cold | MROWc_Cold or very cold_6A/6B/7 | 6
21077 | 54027 | WI | MROWc | Cold or very cold | MROWc_Cold or very cold_6A/6B/7 | 6
21078 | 54028 | WI | MROWc | Cold or very cold | MROWc_Cold or very cold_6A/6B/7 | 6
21079 | 54082 | WI | MROWc | Cold or very cold | MROWc_Cold or very cold_6A/6B/7 | 6
21080 | 54734 | WI | MROWc | Cold or very cold | MROWc_Cold or very cold_6A/6B/7 | 6
21081 | 54749 | WI | MROWc | Cold or very cold | MROWc_Cold or very cold_6A/6B/7 | 6
21082 | 54751 | WI | MROWc | Cold or very cold | MROWc_Cold or very cold_6A/6B/7 | 6
21083 | 54767 | WI | MROWc | Cold or very cold | MROWc_Cold or very cold_6A/6B/7 | 6
21084 | 54003 | WI | MROWc | Cold or very cold | MROWc_Cold or very cold_6A/6B/7 | 6
21085 | 54011 | WI | MROWc | Cold or very cold | MROWc_Cold or very cold_6A/6B/7 | 6
21086 | 54014 | WI | MROWc | Cold or very cold | MROWc_Cold or very cold_6A/6B/7 | 6
21087 | 54021 | WI | MROWc | Cold or very cold | MROWc_Cold or very cold_6A/6B/7 | 6
21088 | 54721 | WI | MROWc | Cold or very cold | MROWc_Cold or very cold_6A/6B/7 | 6
21089 | 54723 | WI | MROWc | Cold or very cold | MROWc_Cold or very cold_6A/6B/7 | 6
21090 | 54740 | WI | MROWc | Cold or very cold | MROWc_Cold or very cold_6A/6B/7 | 6
21091 | 54750 | WI | MROWc | Cold or very cold | MROWc_Cold or very cold_6A/6B/7 | 6
21092 | 54759 | WI | MROWc | Cold or very cold | MROWc_Cold or very cold_6A/6B/7 | 6
21093 | 54761 | WI | MROWc | Cold or very cold | MROWc_Cold or very cold_6A/6B/7 | 6
21094 | 54769 | WI | MROWc | Cold or very cold | MROWc_Cold or very cold_6A/6B/7 | 6
21095 | 54728 | WI | MROWc | Cold or very cold | MROWc_Cold or very cold_6A/6B/7 | 6
21096 | 54733 | WI | MROWc | Cold or very cold | MROWc_Cold or very cold_6A/6B/7 | 6
21097 | 54757 | WI | MROWc | Cold or very cold | MROWc_Cold or very cold_6A/6B/7 | 6
21098 | 54762 | WI | MROWc | Cold or very cold | MROWc_Cold or very cold_6A/6B/7 | 6
21099 | 54763 | WI | MROWc | Cold or very cold | MROWc_Cold or very cold_6A/6B/7 | 6
21100 | 54805 | WI | MROWc | Cold or very cold | MROWc_Cold or very cold_6A/6B/7 | 6
21101 | 54812 | WI | MROWc | Cold or very cold | MROWc_Cold or very cold_6A/6B/7 | 6
21102 | 54813 | WI | MROWc | Cold or very cold | MROWc_Cold or very cold_6A/6B/7 | 6
21103 | 54817 | WI | MROWc | Cold or very cold | MROWc_Cold or very cold_6A/6B/7 | 6
21104 | 54822 | WI | MROWc | Cold or very cold | MROWc_Cold or very cold_6A/6B/7 | 6
21105 | 54841 | WI | MROWc | Cold or very cold | MROWc_Cold or very cold_6A/6B/7 | 6
21106 | 54857 | WI | MROWc | Cold or very cold | MROWc_Cold or very cold_6A/6B/7 | 6
21107 | 54868 | WI | MROWc | Cold or very cold | MROWc_Cold or very cold_6A/6B/7 | 6
21108 | 54870 | WI | MROWc | Cold or very cold | MROWc_Cold or very cold_6A/6B/7 | 6
21109 | 54701 | WI | MROWc | Cold or very cold | MROWc_Cold or very cold_6A/6B/7 | 6
21110 | 54703 | WI | MROWc | Cold or very cold | MROWc_Cold or very cold_6A/6B/7 | 6
21111 | 54724 | WI | MROWc | Cold or very cold | MROWc_Cold or very cold_6A/6B/7 | 6
21112 | 54725 | WI | MROWc | Cold or very cold | MROWc_Cold or very cold_6A/6B/7 | 6
21113 | 54730 | WI | MROWc | Cold or very cold | MROWc_Cold or very cold_6A/6B/7 | 6
21114 | 54735 | WI | MROWc | Cold or very cold | MROWc_Cold or very cold_6A/6B/7 | 6
21115 | 54736 | WI | MROWc | Cold or very cold | MROWc_Cold or very cold_6A/6B/7 | 6
21116 | 54737 | WI | MROWc | Cold or very cold | MROWc_Cold or very cold_6A/6B/7 | 6
21117 | 54739 | WI | MROWc | Cold or very cold | MROWc_Cold or very cold_6A/6B/7 | 6
21118 | 54755 | WI | MROWc | Cold or very cold | MROWc_Cold or very cold_6A/6B/7 | 6
21119 | 54764 | WI | MROWc | Cold or very cold | MROWc_Cold or very cold_6A/6B/7 | 6
21120 | 54765 | WI | MROWc | Cold or very cold | MROWc_Cold or very cold_6A/6B/7 | 6
21121 | 54772 | WI | MROWc | Cold or very cold | MROWc_Cold or very cold_6A/6B/7 | 6
21122 | 54101 | WI | MROEc | Cold or very cold | MROEc_Cold or very cold_6A/7 | 6
21123 | 54104 | WI | MROEc | Cold or very cold | MROEc_Cold or very cold_6A/7 | 6
21124 | 54111 | WI | MROEc | Cold or very cold | MROEc_Cold or very cold_6A/7 | 6
21125 | 54112 | WI | MROEc | Cold or very cold | MROEc_Cold or very cold_6A/7 | 6
21126 | 54114 | WI | MROEc | Cold or very cold | MROEc_Cold or very cold_6A/7 | 6
21127 | 54124 | WI | MROEc | Cold or very cold | MROEc_Cold or very cold_6A/7 | 6
21128 | 54137 | WI | MROEc | Cold or very cold | MROEc_Cold or very cold_6A/7 | 6
21129 | 54138 | WI | MROEc | Cold or very cold | MROEc_Cold or very cold_6A/7 | 6
21130 | 54139 | WI | MROEc | Cold or very cold | MROEc_Cold or very cold_6A/7 | 6
21131 | 54141 | WI | MROEc | Cold or very cold | MROEc_Cold or very cold_6A/7 | 6
21132 | 54149 | WI | MROEc | Cold or very cold | MROEc_Cold or very cold_6A/7 | 6
21133 | 54153 | WI | MROEc | Cold or very cold | MROEc_Cold or very cold_6A/7 | 6
21134 | 54154 | WI | MROEc | Cold or very cold | MROEc_Cold or very cold_6A/7 | 6
21135 | 54157 | WI | MROEc | Cold or very cold | MROEc_Cold or very cold_6A/7 | 6
21136 | 54161 | WI | MROEc | Cold or very cold | MROEc_Cold or very cold_6A/7 | 6
21137 | 54162 | WI | MROEc | Cold or very cold | MROEc_Cold or very cold_6A/7 | 6
21138 | 54171 | WI | MROEc | Cold or very cold | MROEc_Cold or very cold_6A/7 | 6
21139 | 54174 | WI | MROEc | Cold or very cold | MROEc_Cold or very cold_6A/7 | 6
21140 | 54175 | WI | MROEc | Cold or very cold | MROEc_Cold or very cold_6A/7 | 6
21141 | 54313 | WI | MROEc | Cold or very cold | MROEc_Cold or very cold_6A/7 | 6
21142 | 54491 | WI | MROEc | Cold or very cold | MROEc_Cold or very cold_6A/7 | 6
21143 | 54102 | WI | MROEc | Cold or very cold | MROEc_Cold or very cold_6A/7 | 6
21144 | 54103 | WI | MROEc | Cold or very cold | MROEc_Cold or very cold_6A/7 | 6
21145 | 54119 | WI | MROEc | Cold or very cold | MROEc_Cold or very cold_6A/7 | 6
21146 | 54120 | WI | MROEc | Cold or very cold | MROEc_Cold or very cold_6A/7 | 6
21147 | 54125 | WI | MROEc | Cold or very cold | MROEc_Cold or very cold_6A/7 | 6
21148 | 54143 | WI | MROEc | Cold or very cold | MROEc_Cold or very cold_6A/7 | 6
21149 | 54151 | WI | MROEc | Cold or very cold | MROEc_Cold or very cold_6A/7 | 6
21150 | 54156 | WI | MROEc | Cold or very cold | MROEc_Cold or very cold_6A/7 | 6
21151 | 54159 | WI | MROEc | Cold or very cold | MROEc_Cold or very cold_6A/7 | 6
21152 | 54177 | WI | MROEc | Cold or very cold | MROEc_Cold or very cold_6A/7 | 6
21153 | 54106 | WI | MROEc | Cold or very cold | MROEc_Cold or very cold_6A/7 | 6
21154 | 54107 | WI | MROEc | Cold or very cold | MROEc_Cold or very cold_6A/7 | 6
21155 | 54127 | WI | MROEc | Cold or very cold | MROEc_Cold or very cold_6A/7 | 6
21156 | 54128 | WI | MROEc | Cold or very cold | MROEc_Cold or very cold_6A/7 | 6
21157 | 54165 | WI | MROEc | Cold or very cold | MROEc_Cold or very cold_6A/7 | 6
21158 | 54166 | WI | MROEc | Cold or very cold | MROEc_Cold or very cold_6A/7 | 6
21159 | 54170 | WI | MROEc | Cold or very cold | MROEc_Cold or very cold_6A/7 | 6
21160 | 54408 | WI | MROEc | Cold or very cold | MROEc_Cold or very cold_6A/7 | 6
21161 | 54409 | WI | MROEc | Cold or very cold | MROEc_Cold or very cold_6A/7 | 6
21162 | 54414 | WI | MROEc | Cold or very cold | MROEc_Cold or very cold_6A/7 | 6
21163 | 54416 | WI | MROEc | Cold or very cold | MROEc_Cold or very cold_6A/7 | 6
21164 | 54427 | WI | MROEc | Cold or very cold | MROEc_Cold or very cold_6A/7 | 6
21165 | 54450 | WI | MROEc | Cold or very cold | MROEc_Cold or very cold_6A/7 | 6
21166 | 54486 | WI | MROEc | Cold or very cold | MROEc_Cold or very cold_6A/7 | 6
21167 | 54499 | WI | MROEc | Cold or very cold | MROEc_Cold or very cold_6A/7 | 6
21168 | 54928 | WI | MROEc | Cold or very cold | MROEc_Cold or very cold_6A/7 | 6
21169 | 54929 | WI | MROEc | Cold or very cold | MROEc_Cold or very cold_6A/7 | 6
21170 | 54948 | WI | MROEc | Cold or very cold | MROEc_Cold or very cold_6A/7 | 6
21171 | 54950 | WI | MROEc | Cold or very cold | MROEc_Cold or very cold_6A/7 | 6
21172 | 54978 | WI | MROEc | Cold or very cold | MROEc_Cold or very cold_6A/7 | 6
21173 | 54113 | WI | MROEc | Cold or very cold | MROEc_Cold or very cold_6A/7 | 6
21174 | 54115 | WI | MROEc | Cold or very cold | MROEc_Cold or very cold_6A/7 | 6
21175 | 54136 | WI | MROEc | Cold or very cold | MROEc_Cold or very cold_6A/7 | 6
21176 | 54140 | WI | MROEc | Cold or very cold | MROEc_Cold or very cold_6A/7 | 6
21177 | 54152 | WI | MROEc | Cold or very cold | MROEc_Cold or very cold_6A/7 | 6
21178 | 54155 | WI | MROEc | Cold or very cold | MROEc_Cold or very cold_6A/7 | 6
21179 | 54180 | WI | MROEc | Cold or very cold | MROEc_Cold or very cold_6A/7 | 6
21180 | 54911 | WI | MROEc | Cold or very cold | MROEc_Cold or very cold_6A/7 | 6
21181 | 54912 | WI | MROEc | Cold or very cold | MROEc_Cold or very cold_6A/7 | 6
21182 | 54913 | WI | MROEc | Cold or very cold | MROEc_Cold or very cold_6A/7 | 6
21183 | 54914 | WI | MROEc | Cold or very cold | MROEc_Cold or very cold_6A/7 | 6
21184 | 54919 | WI | MROEc | Cold or very cold | MROEc_Cold or very cold_6A/7 | 6
21185 | 54922 | WI | MROEc | Cold or very cold | MROEc_Cold or very cold_6A/7 | 6
21186 | 54931 | WI | MROEc | Cold or very cold | MROEc_Cold or very cold_6A/7 | 6
21187 | 54942 | WI | MROEc | Cold or very cold | MROEc_Cold or very cold_6A/7 | 6
21188 | 54944 | WI | MROEc | Cold or very cold | MROEc_Cold or very cold_6A/7 | 6
21189 | 54947 | WI | MROEc | Cold or very cold | MROEc_Cold or very cold_6A/7 | 6
21190 | 54956 | WI | MROEc | Cold or very cold | MROEc_Cold or very cold_6A/7 | 6
21191 | 54961 | WI | MROEc | Cold or very cold | MROEc_Cold or very cold_6A/7 | 6
21192 | 54173 | WI | MROEc | Cold or very cold | MROEc_Cold or very cold_6A/7 | 6
21193 | 54217 | WI | MROEc | Cold or very cold | MROEc_Cold or very cold_6A/7 | 6
21194 | 54229 | WI | MROEc | Cold or very cold | MROEc_Cold or very cold_6A/7 | 6
21195 | 54301 | WI | MROEc | Cold or very cold | MROEc_Cold or very cold_6A/7 | 6
21196 | 54302 | WI | MROEc | Cold or very cold | MROEc_Cold or very cold_6A/7 | 6
21197 | 54303 | WI | MROEc | Cold or very cold | MROEc_Cold or very cold_6A/7 | 6
21198 | 54304 | WI | MROEc | Cold or very cold | MROEc_Cold or very cold_6A/7 | 6
21199 | 54305 | WI | MROEc | Cold or very cold | MROEc_Cold or very cold_6A/7 | 6
21200 | 54307 | WI | MROEc | Cold or very cold | MROEc_Cold or very cold_6A/7 | 6
21201 | 54308 | WI | MROEc | Cold or very cold | MROEc_Cold or very cold_6A/7 | 6
21202 | 54311 | WI | MROEc | Cold or very cold | MROEc_Cold or very cold_6A/7 | 6
21203 | 54324 | WI | MROEc | Cold or very cold | MROEc_Cold or very cold_6A/7 | 6
21204 | 54344 | WI | MROEc | Cold or very cold | MROEc_Cold or very cold_6A/7 | 6
21205 | 54135 | WI | MROEc | Cold or very cold | MROEc_Cold or very cold_6A/7 | 6
21206 | 54150 | WI | MROEc | Cold or very cold | MROEc_Cold or very cold_6A/7 | 6
21207 | 54926 | WI | MROEc | Cold or very cold | MROEc_Cold or very cold_6A/7 | 6
21208 | 54933 | WI | MROEc | Cold or very cold | MROEc_Cold or very cold_6A/7 | 6
21209 | 54945 | WI | MROEc | Cold or very cold | MROEc_Cold or very cold_6A/7 | 6
21210 | 54946 | WI | MROEc | Cold or very cold | MROEc_Cold or very cold_6A/7 | 6
21211 | 54949 | WI | MROEc | Cold or very cold | MROEc_Cold or very cold_6A/7 | 6
21212 | 54962 | WI | MROEc | Cold or very cold | MROEc_Cold or very cold_6A/7 | 6
21213 | 54969 | WI | MROEc | Cold or very cold | MROEc_Cold or very cold_6A/7 | 6
21214 | 54977 | WI | MROEc | Cold or very cold | MROEc_Cold or very cold_6A/7 | 6
21215 | 54201 | WI | MROEc | Cold or very cold | MROEc_Cold or very cold_6A/7 | 6
21216 | 54205 | WI | MROEc | Cold or very cold | MROEc_Cold or very cold_6A/7 | 6
21217 | 54213 | WI | MROEc | Cold or very cold | MROEc_Cold or very cold_6A/7 | 6
21218 | 54202 | WI | MROEc | Cold or very cold | MROEc_Cold or very cold_6A/7 | 6
21219 | 54204 | WI | MROEc | Cold or very cold | MROEc_Cold or very cold_6A/7 | 6
21220 | 54209 | WI | MROEc | Cold or very cold | MROEc_Cold or very cold_6A/7 | 6
21221 | 54210 | WI | MROEc | Cold or very cold | MROEc_Cold or very cold_6A/7 | 6
21222 | 54211 | WI | MROEc | Cold or very cold | MROEc_Cold or very cold_6A/7 | 6
21223 | 54212 | WI | MROEc | Cold or very cold | MROEc_Cold or very cold_6A/7 | 6
21224 | 54226 | WI | MROEc | Cold or very cold | MROEc_Cold or very cold_6A/7 | 6
21225 | 54234 | WI | MROEc | Cold or very cold | MROEc_Cold or very cold_6A/7 | 6
21226 | 54235 | WI | MROEc | Cold or very cold | MROEc_Cold or very cold_6A/7 | 6
21227 | 54246 | WI | MROEc | Cold or very cold | MROEc_Cold or very cold_6A/7 | 6
21228 | 54401 | WI | MROEc | Cold or very cold | MROEc_Cold or very cold_6A/7 | 6
21229 | 54402 | WI | MROEc | Cold or very cold | MROEc_Cold or very cold_6A/7 | 6
21230 | 54403 | WI | MROEc | Cold or very cold | MROEc_Cold or very cold_6A/7 | 6
21231 | 54405 | WI | MROEc | Cold or very cold | MROEc_Cold or very cold_6A/7 | 6
21232 | 54411 | WI | MROEc | Cold or very cold | MROEc_Cold or very cold_6A/7 | 6
21233 | 54412 | WI | MROEc | Cold or very cold | MROEc_Cold or very cold_6A/7 | 6
21234 | 54417 | WI | MROEc | Cold or very cold | MROEc_Cold or very cold_6A/7 | 6
21235 | 54421 | WI | MROEc | Cold or very cold | MROEc_Cold or very cold_6A/7 | 6
21236 | 54425 | WI | MROEc | Cold or very cold | MROEc_Cold or very cold_6A/7 | 6
21237 | 54426 | WI | MROEc | Cold or very cold | MROEc_Cold or very cold_6A/7 | 6
21238 | 54429 | WI | MROEc | Cold or very cold | MROEc_Cold or very cold_6A/7 | 6
21239 | 54440 | WI | MROEc | Cold or very cold | MROEc_Cold or very cold_6A/7 | 6
21240 | 54443 | WI | MROEc | Cold or very cold | MROEc_Cold or very cold_6A/7 | 6
21241 | 54448 | WI | MROEc | Cold or very cold | MROEc_Cold or very cold_6A/7 | 6
21242 | 54449 | WI | MROEc | Cold or very cold | MROEc_Cold or very cold_6A/7 | 6
21243 | 54451 | WI | MROEc | Cold or very cold | MROEc_Cold or very cold_6A/7 | 6
21244 | 54452 | WI | MROEc | Cold or very cold | MROEc_Cold or very cold_6A/7 | 6
21245 | 54454 | WI | MROEc | Cold or very cold | MROEc_Cold or very cold_6A/7 | 6
21246 | 54455 | WI | MROEc | Cold or very cold | MROEc_Cold or very cold_6A/7 | 6
21247 | 54471 | WI | MROEc | Cold or very cold | MROEc_Cold or very cold_6A/7 | 6
21248 | 54473 | WI | MROEc | Cold or very cold | MROEc_Cold or very cold_6A/7 | 6
21249 | 54474 | WI | MROEc | Cold or very cold | MROEc_Cold or very cold_6A/7 | 6
21250 | 54476 | WI | MROEc | Cold or very cold | MROEc_Cold or very cold_6A/7 | 6
21251 | 54479 | WI | MROEc | Cold or very cold | MROEc_Cold or very cold_6A/7 | 6
21252 | 54480 | WI | MROEc | Cold or very cold | MROEc_Cold or very cold_6A/7 | 6
21253 | 54484 | WI | MROEc | Cold or very cold | MROEc_Cold or very cold_6A/7 | 6
21254 | 54488 | WI | MROEc | Cold or very cold | MROEc_Cold or very cold_6A/7 | 6
21255 | 54420 | WI | MROWc | Cold or very cold | MROWc_Cold or very cold_6A/6B/7 | 6
21256 | 54422 | WI | MROWc | Cold or very cold | MROWc_Cold or very cold_6A/6B/7 | 6
21257 | 54436 | WI | MROWc | Cold or very cold | MROWc_Cold or very cold_6A/6B/7 | 6
21258 | 54437 | WI | MROWc | Cold or very cold | MROWc_Cold or very cold_6A/6B/7 | 6
21259 | 54446 | WI | MROWc | Cold or very cold | MROWc_Cold or very cold_6A/6B/7 | 6
21260 | 54456 | WI | MROWc | Cold or very cold | MROWc_Cold or very cold_6A/6B/7 | 6
21261 | 54460 | WI | MROWc | Cold or very cold | MROWc_Cold or very cold_6A/6B/7 | 6
21262 | 54466 | WI | MROWc | Cold or very cold | MROWc_Cold or very cold_6A/6B/7 | 6
21263 | 54493 | WI | MROWc | Cold or very cold | MROWc_Cold or very cold_6A/6B/7 | 6
21264 | 54498 | WI | MROWc | Cold or very cold | MROWc_Cold or very cold_6A/6B/7 | 6
21265 | 54741 | WI | MROWc | Cold or very cold | MROWc_Cold or very cold_6A/6B/7 | 6
21266 | 54746 | WI | MROWc | Cold or very cold | MROWc_Cold or very cold_6A/6B/7 | 6
21267 | 54754 | WI | MROWc | Cold or very cold | MROWc_Cold or very cold_6A/6B/7 | 6
21268 | 54768 | WI | MROWc | Cold or very cold | MROWc_Cold or very cold_6A/6B/7 | 6
21269 | 54771 | WI | MROWc | Cold or very cold | MROWc_Cold or very cold_6A/6B/7 | 6
21270 | 54406 | WI | MROEc | Cold or very cold | MROEc_Cold or very cold_6A/7 | 6
21271 | 54407 | WI | MROEc | Cold or very cold | MROEc_Cold or very cold_6A/7 | 6
21272 | 54423 | WI | MROEc | Cold or very cold | MROEc_Cold or very cold_6A/7 | 6
21273 | 54458 | WI | MROEc | Cold or very cold | MROEc_Cold or very cold_6A/7 | 6
21274 | 54467 | WI | MROEc | Cold or very cold | MROEc_Cold or very cold_6A/7 | 6
21275 | 54475 | WI | MROEc | Cold or very cold | MROEc_Cold or very cold_6A/7 | 6
21276 | 54481 | WI | MROEc | Cold or very cold | MROEc_Cold or very cold_6A/7 | 6
21277 | 54482 | WI | MROEc | Cold or very cold | MROEc_Cold or very cold_6A/7 | 6
21278 | 54492 | WI | MROEc | Cold or very cold | MROEc_Cold or very cold_6A/7 | 6
21279 | 54410 | WI | MROEc | Cold or very cold | MROEc_Cold or very cold_6A/7 | 6
21280 | 54415 | WI | MROEc | Cold or very cold | MROEc_Cold or very cold_6A/7 | 6
21281 | 54441 | WI | MROEc | Cold or very cold | MROEc_Cold or very cold_6A/7 | 6
21282 | 54469 | WI | MROEc | Cold or very cold | MROEc_Cold or very cold_6A/7 | 6
21283 | 54489 | WI | MROEc | Cold or very cold | MROEc_Cold or very cold_6A/7 | 6
21284 | 54495 | WI | MROEc | Cold or very cold | MROEc_Cold or very cold_6A/7 | 6
21285 | 54726 | WI | MROWc | Cold or very cold | MROWc_Cold or very cold_6A/6B/7 | 6
21286 | 54727 | WI | MROWc | Cold or very cold | MROWc_Cold or very cold_6A/6B/7 | 6
21287 | 54729 | WI | MROWc | Cold or very cold | MROWc_Cold or very cold_6A/6B/7 | 6
21288 | 54732 | WI | MROWc | Cold or very cold | MROWc_Cold or very cold_6A/6B/7 | 6
21289 | 54745 | WI | MROWc | Cold or very cold | MROWc_Cold or very cold_6A/6B/7 | 6
21290 | 54748 | WI | MROWc | Cold or very cold | MROWc_Cold or very cold_6A/6B/7 | 6
21291 | 54774 | WI | MROWc | Cold or very cold | MROWc_Cold or very cold_6A/6B/7 | 6
21292 | 54611 | WI | MROWc | Cold or very cold | MROWc_Cold or very cold_6A/6B/7 | 6
21293 | 54616 | WI | MROWc | Cold or very cold | MROWc_Cold or very cold_6A/6B/7 | 6
21294 | 54627 | WI | MROWc | Cold or very cold | MROWc_Cold or very cold_6A/6B/7 | 6
21295 | 54635 | WI | MROWc | Cold or very cold | MROWc_Cold or very cold_6A/6B/7 | 6
21296 | 54642 | WI | MROWc | Cold or very cold | MROWc_Cold or very cold_6A/6B/7 | 6
21297 | 54643 | WI | MROWc | Cold or very cold | MROWc_Cold or very cold_6A/6B/7 | 6
21298 | 54644 | WI | MROWc | Cold or very cold | MROWc_Cold or very cold_6A/6B/7 | 6
21299 | 54659 | WI | MROWc | Cold or very cold | MROWc_Cold or very cold_6A/6B/7 | 6
21300 | 54758 | WI | MROWc | Cold or very cold | MROWc_Cold or very cold_6A/6B/7 | 6
21301 | 54526 | WI | MROWc | Cold or very cold | MROWc_Cold or very cold_6A/6B/7 | 6
21302 | 54563 | WI | MROWc | Cold or very cold | MROWc_Cold or very cold_6A/6B/7 | 6
21303 | 54731 | WI | MROWc | Cold or very cold | MROWc_Cold or very cold_6A/6B/7 | 6
21304 | 54819 | WI | MROWc | Cold or very cold | MROWc_Cold or very cold_6A/6B/7 | 6
21305 | 54835 | WI | MROWc | Cold or very cold | MROWc_Cold or very cold_6A/6B/7 | 6
21306 | 54848 | WI | MROWc | Cold or very cold | MROWc_Cold or very cold_6A/6B/7 | 6
21307 | 54895 | WI | MROWc | Cold or very cold | MROWc_Cold or very cold_6A/6B/7 | 6
21308 | 54601 | WI | MROWc | Cold or very cold | MROWc_Cold or very cold_6A/6B/7 | 6
21309 | 54602 | WI | MROWc | Cold or very cold | MROWc_Cold or very cold_6A/6B/7 | 6
21310 | 54603 | WI | MROWc | Cold or very cold | MROWc_Cold or very cold_6A/6B/7 | 6
21311 | 54636 | WI | MROWc | Cold or very cold | MROWc_Cold or very cold_6A/6B/7 | 6
21312 | 54650 | WI | MROWc | Cold or very cold | MROWc_Cold or very cold_6A/6B/7 | 6
21313 | 54669 | WI | MROWc | Cold or very cold | MROWc_Cold or very cold_6A/6B/7 | 6
21314 | 54610 | WI | MROWc | Cold or very cold | MROWc_Cold or very cold_6A/6B/7 | 6
21315 | 54612 | WI | MROWc | Cold or very cold | MROWc_Cold or very cold_6A/6B/7 | 6
21316 | 54622 | WI | MROWc | Cold or very cold | MROWc_Cold or very cold_6A/6B/7 | 6
21317 | 54629 | WI | MROWc | Cold or very cold | MROWc_Cold or very cold_6A/6B/7 | 6
21318 | 54738 | WI | MROWc | Cold or very cold | MROWc_Cold or very cold_6A/6B/7 | 6
21319 | 54743 | WI | MROWc | Cold or very cold | MROWc_Cold or very cold_6A/6B/7 | 6
21320 | 54747 | WI | MROWc | Cold or very cold | MROWc_Cold or very cold_6A/6B/7 | 6
21321 | 54756 | WI | MROWc | Cold or very cold | MROWc_Cold or very cold_6A/6B/7 | 6
21322 | 54625 | WI | MROWc | Cold or very cold | MROWc_Cold or very cold_6A/6B/7 | 6
21323 | 54630 | WI | MROWc | Cold or very cold | MROWc_Cold or very cold_6A/6B/7 | 6
21324 | 54661 | WI | MROWc | Cold or very cold | MROWc_Cold or very cold_6A/6B/7 | 6
21325 | 54760 | WI | MROWc | Cold or very cold | MROWc_Cold or very cold_6A/6B/7 | 6
21326 | 54770 | WI | MROWc | Cold or very cold | MROWc_Cold or very cold_6A/6B/7 | 6
21327 | 54773 | WI | MROWc | Cold or very cold | MROWc_Cold or very cold_6A/6B/7 | 6
21328 | 54702 | WI | MROWc | Cold or very cold | MROWc_Cold or very cold_6A/6B/7 | 6
21329 | 54720 | WI | MROWc | Cold or very cold | MROWc_Cold or very cold_6A/6B/7 | 6
21330 | 54722 | WI | MROWc | Cold or very cold | MROWc_Cold or very cold_6A/6B/7 | 6
21331 | 54742 | WI | MROWc | Cold or very cold | MROWc_Cold or very cold_6A/6B/7 | 6
21332 | 54901 | WI | MROEc | Cold or very cold | MROEc_Cold or very cold_6A/7 | 6
21333 | 54902 | WI | MROEc | Cold or very cold | MROEc_Cold or very cold_6A/7 | 6
21334 | 54903 | WI | MROEc | Cold or very cold | MROEc_Cold or very cold_6A/7 | 6
21335 | 54906 | WI | MROEc | Cold or very cold | MROEc_Cold or very cold_6A/7 | 6
21336 | 54927 | WI | MROEc | Cold or very cold | MROEc_Cold or very cold_6A/7 | 6
21337 | 54957 | WI | MROEc | Cold or very cold | MROEc_Cold or very cold_6A/7 | 6
21338 | 54980 | WI | MROEc | Cold or very cold | MROEc_Cold or very cold_6A/7 | 6
21339 | 54985 | WI | MROEc | Cold or very cold | MROEc_Cold or very cold_6A/7 | 6
21340 | 55001 | MN | MROWc | Cold or very cold | MROWc_Cold or very cold_6A/6B/7 | 6
21341 | 55003 | MN | MROWc | Cold or very cold | MROWc_Cold or very cold_6A/6B/7 | 6
21342 | 55013 | MN | MROWc | Cold or very cold | MROWc_Cold or very cold_6A/6B/7 | 6
21343 | 55016 | MN | MROWc | Cold or very cold | MROWc_Cold or very cold_6A/6B/7 | 6
21344 | 55025 | MN | MROWc | Cold or very cold | MROWc_Cold or very cold_6A/6B/7 | 6
21345 | 55033 | MN | MROWc | Cold or very cold | MROWc_Cold or very cold_6A/6B/7 | 6
21346 | 55038 | MN | MROWc | Cold or very cold | MROWc_Cold or very cold_6A/6B/7 | 6
21347 | 55042 | MN | MROWc | Cold or very cold | MROWc_Cold or very cold_6A/6B/7 | 6
21348 | 55043 | MN | MROWc | Cold or very cold | MROWc_Cold or very cold_6A/6B/7 | 6
21349 | 55047 | MN | MROWc | Cold or very cold | MROWc_Cold or very cold_6A/6B/7 | 6
21350 | 55055 | MN | MROWc | Cold or very cold | MROWc_Cold or very cold_6A/6B/7 | 6
21351 | 55071 | MN | MROWc | Cold or very cold | MROWc_Cold or very cold_6A/6B/7 | 6
21352 | 55073 | MN | MROWc | Cold or very cold | MROWc_Cold or very cold_6A/6B/7 | 6
21353 | 55082 | MN | MROWc | Cold or very cold | MROWc_Cold or very cold_6A/6B/7 | 6
21354 | 55083 | MN | MROWc | Cold or very cold | MROWc_Cold or very cold_6A/6B/7 | 6
21355 | 55090 | MN | MROWc | Cold or very cold | MROWc_Cold or very cold_6A/6B/7 | 6
21356 | 55109 | MN | MROWc | Cold or very cold | MROWc_Cold or very cold_6A/6B/7 | 6
21357 | 55110 | MN | MROWc | Cold or very cold | MROWc_Cold or very cold_6A/6B/7 | 6
21358 | 55115 | MN | MROWc | Cold or very cold | MROWc_Cold or very cold_6A/6B/7 | 6
21359 | 55119 | MN | MROWc | Cold or very cold | MROWc_Cold or very cold_6A/6B/7 | 6
21360 | 55125 | MN | MROWc | Cold or very cold | MROWc_Cold or very cold_6A/6B/7 | 6
21361 | 55128 | MN | MROWc | Cold or very cold | MROWc_Cold or very cold_6A/6B/7 | 6
21362 | 55129 | MN | MROWc | Cold or very cold | MROWc_Cold or very cold_6A/6B/7 | 6
21363 | 55005 | MN | MROWc | Cold or very cold | MROWc_Cold or very cold_6A/6B/7 | 6
21364 | 55006 | MN | MROWc | Cold or very cold | MROWc_Cold or very cold_6A/6B/7 | 6
21365 | 55008 | MN | MROWc | Cold or very cold | MROWc_Cold or very cold_6A/6B/7 | 6
21366 | 55017 | MN | MROWc | Cold or very cold | MROWc_Cold or very cold_6A/6B/7 | 6
21367 | 55029 | MN | MROWc | Cold or very cold | MROWc_Cold or very cold_6A/6B/7 | 6
21368 | 55032 | MN | MROWc | Cold or very cold | MROWc_Cold or very cold_6A/6B/7 | 6
21369 | 55040 | MN | MROWc | Cold or very cold | MROWc_Cold or very cold_6A/6B/7 | 6
21370 | 55056 | MN | MROWc | Cold or very cold | MROWc_Cold or very cold_6A/6B/7 | 6
21371 | 55070 | MN | MROWc | Cold or very cold | MROWc_Cold or very cold_6A/6B/7 | 6
21372 | 55079 | MN | MROWc | Cold or very cold | MROWc_Cold or very cold_6A/6B/7 | 6
21373 | 55080 | MN | MROWc | Cold or very cold | MROWc_Cold or very cold_6A/6B/7 | 6
21374 | 55371 | MN | MROWc | Cold or very cold | MROWc_Cold or very cold_6A/6B/7 | 6
21375 | 55398 | MN | MROWc | Cold or very cold | MROWc_Cold or very cold_6A/6B/7 | 6
21376 | 56353 | MN | MROWc | Cold or very cold | MROWc_Cold or very cold_6A/6B/7 | 6
21377 | 56358 | MN | MROWc | Cold or very cold | MROWc_Cold or very cold_6A/6B/7 | 6
21378 | 55011 | MN | MROWc | Cold or very cold | MROWc_Cold or very cold_6A/6B/7 | 6
21379 | 55014 | MN | MROWc | Cold or very cold | MROWc_Cold or very cold_6A/6B/7 | 6
21380 | 55092 | MN | MROWc | Cold or very cold | MROWc_Cold or very cold_6A/6B/7 | 6
21381 | 55112 | MN | MROWc | Cold or very cold | MROWc_Cold or very cold_6A/6B/7 | 6
21382 | 55126 | MN | MROWc | Cold or very cold | MROWc_Cold or very cold_6A/6B/7 | 6
21383 | 55303 | MN | MROWc | Cold or very cold | MROWc_Cold or very cold_6A/6B/7 | 6
21384 | 55304 | MN | MROWc | Cold or very cold | MROWc_Cold or very cold_6A/6B/7 | 6
21385 | 55330 | MN | MROWc | Cold or very cold | MROWc_Cold or very cold_6A/6B/7 | 6
21386 | 55421 | MN | MROWc | Cold or very cold | MROWc_Cold or very cold_6A/6B/7 | 6
21387 | 55432 | MN | MROWc | Cold or very cold | MROWc_Cold or very cold_6A/6B/7 | 6
21388 | 55433 | MN | MROWc | Cold or very cold | MROWc_Cold or very cold_6A/6B/7 | 6
21389 | 55434 | MN | MROWc | Cold or very cold | MROWc_Cold or very cold_6A/6B/7 | 6
21390 | 55448 | MN | MROWc | Cold or very cold | MROWc_Cold or very cold_6A/6B/7 | 6
21391 | 55449 | MN | MROWc | Cold or very cold | MROWc_Cold or very cold_6A/6B/7 | 6
21392 | 55012 | MN | MROWc | Cold or very cold | MROWc_Cold or very cold_6A/6B/7 | 6
21393 | 55045 | MN | MROWc | Cold or very cold | MROWc_Cold or very cold_6A/6B/7 | 6
21394 | 55074 | MN | MROWc | Cold or very cold | MROWc_Cold or very cold_6A/6B/7 | 6
21395 | 55084 | MN | MROWc | Cold or very cold | MROWc_Cold or very cold_6A/6B/7 | 6
21396 | 55009 | MN | MROWc | Cold or very cold | MROWc_Cold or very cold_6A/6B/7 | 6
21397 | 55018 | MN | MROWc | Cold or very cold | MROWc_Cold or very cold_6A/6B/7 | 6
21398 | 55026 | MN | MROWc | Cold or very cold | MROWc_Cold or very cold_6A/6B/7 | 6
21399 | 55027 | MN | MROWc | Cold or very cold | MROWc_Cold or very cold_6A/6B/7 | 6
21400 | 55041 | MN | MROWc | Cold or very cold | MROWc_Cold or very cold_6A/6B/7 | 6
21401 | 55053 | MN | MROWc | Cold or very cold | MROWc_Cold or very cold_6A/6B/7 | 6
21402 | 55057 | MN | MROWc | Cold or very cold | MROWc_Cold or very cold_6A/6B/7 | 6
21403 | 55065 | MN | MROWc | Cold or very cold | MROWc_Cold or very cold_6A/6B/7 | 6
21404 | 55066 | MN | MROWc | Cold or very cold | MROWc_Cold or very cold_6A/6B/7 | 6
21405 | 55089 | MN | MROWc | Cold or very cold | MROWc_Cold or very cold_6A/6B/7 | 6
21406 | 55946 | MN | MROWc | Cold or very cold | MROWc_Cold or very cold_6A/6B/7 | 6
21407 | 55956 | MN | MROWc | Cold or very cold | MROWc_Cold or very cold_6A/6B/7 | 6
21408 | 55963 | MN | MROWc | Cold or very cold | MROWc_Cold or very cold_6A/6B/7 | 6
21409 | 55983 | MN | MROWc | Cold or very cold | MROWc_Cold or very cold_6A/6B/7 | 6
21410 | 55985 | MN | MROWc | Cold or very cold | MROWc_Cold or very cold_6A/6B/7 | 6
21411 | 55992 | MN | MROWc | Cold or very cold | MROWc_Cold or very cold_6A/6B/7 | 6
21412 | 55010 | MN | MROWc | Cold or very cold | MROWc_Cold or very cold_6A/6B/7 | 6
21413 | 55024 | MN | MROWc | Cold or very cold | MROWc_Cold or very cold_6A/6B/7 | 6
21414 | 55031 | MN | MROWc | Cold or very cold | MROWc_Cold or very cold_6A/6B/7 | 6
21415 | 55044 | MN | MROWc | Cold or very cold | MROWc_Cold or very cold_6A/6B/7 | 6
21416 | 55068 | MN | MROWc | Cold or very cold | MROWc_Cold or very cold_6A/6B/7 | 6
21417 | 55075 | MN | MROWc | Cold or very cold | MROWc_Cold or very cold_6A/6B/7 | 6
21418 | 55076 | MN | MROWc | Cold or very cold | MROWc_Cold or very cold_6A/6B/7 | 6
21419 | 55077 | MN | MROWc | Cold or very cold | MROWc_Cold or very cold_6A/6B/7 | 6
21420 | 55085 | MN | MROWc | Cold or very cold | MROWc_Cold or very cold_6A/6B/7 | 6
21421 | 55118 | MN | MROWc | Cold or very cold | MROWc_Cold or very cold_6A/6B/7 | 6
21422 | 55120 | MN | MROWc | Cold or very cold | MROWc_Cold or very cold_6A/6B/7 | 6
21423 | 55121 | MN | MROWc | Cold or very cold | MROWc_Cold or very cold_6A/6B/7 | 6
21424 | 55122 | MN | MROWc | Cold or very cold | MROWc_Cold or very cold_6A/6B/7 | 6
21425 | 55123 | MN | MROWc | Cold or very cold | MROWc_Cold or very cold_6A/6B/7 | 6
21426 | 55124 | MN | MROWc | Cold or very cold | MROWc_Cold or very cold_6A/6B/7 | 6
21427 | 55150 | MN | MROWc | Cold or very cold | MROWc_Cold or very cold_6A/6B/7 | 6
21428 | 55306 | MN | MROWc | Cold or very cold | MROWc_Cold or very cold_6A/6B/7 | 6
21429 | 55337 | MN | MROWc | Cold or very cold | MROWc_Cold or very cold_6A/6B/7 | 6
21430 | 55372 | MN | MROWc | Cold or very cold | MROWc_Cold or very cold_6A/6B/7 | 6
21431 | 55378 | MN | MROWc | Cold or very cold | MROWc_Cold or very cold_6A/6B/7 | 6
21432 | 55019 | MN | MROWc | Cold or very cold | MROWc_Cold or very cold_6A/6B/7 | 6
21433 | 55020 | MN | MROWc | Cold or very cold | MROWc_Cold or very cold_6A/6B/7 | 6
21434 | 55021 | MN | MROWc | Cold or very cold | MROWc_Cold or very cold_6A/6B/7 | 6
21435 | 55046 | MN | MROWc | Cold or very cold | MROWc_Cold or very cold_6A/6B/7 | 6
21436 | 55049 | MN | MROWc | Cold or very cold | MROWc_Cold or very cold_6A/6B/7 | 6
21437 | 55052 | MN | MROWc | Cold or very cold | MROWc_Cold or very cold_6A/6B/7 | 6
21438 | 55087 | MN | MROWc | Cold or very cold | MROWc_Cold or very cold_6A/6B/7 | 6
21439 | 55088 | MN | MROWc | Cold or very cold | MROWc_Cold or very cold_6A/6B/7 | 6
21440 | 56052 | MN | MROWc | Cold or very cold | MROWc_Cold or very cold_6A/6B/7 | 6
21441 | 56069 | MN | MROWc | Cold or very cold | MROWc_Cold or very cold_6A/6B/7 | 6
21442 | 56071 | MN | MROWc | Cold or very cold | MROWc_Cold or very cold_6A/6B/7 | 6
21443 | 56096 | MN | MROWc | Cold or very cold | MROWc_Cold or very cold_6A/6B/7 | 6
21444 | 55054 | MN | MROWc | Cold or very cold | MROWc_Cold or very cold_6A/6B/7 | 6
21445 | 55352 | MN | MROWc | Cold or very cold | MROWc_Cold or very cold_6A/6B/7 | 6
21446 | 55379 | MN | MROWc | Cold or very cold | MROWc_Cold or very cold_6A/6B/7 | 6
21447 | 56011 | MN | MROWc | Cold or very cold | MROWc_Cold or very cold_6A/6B/7 | 6
21448 | 56044 | MN | MROWc | Cold or very cold | MROWc_Cold or very cold_6A/6B/7 | 6
21449 | 55060 | MN | MROWc | Cold or very cold | MROWc_Cold or very cold_6A/6B/7 | 6
21450 | 55917 | MN | MROWc | Cold or very cold | MROWc_Cold or very cold_6A/6B/7 | 6
21451 | 55924 | MN | MROWc | Cold or very cold | MROWc_Cold or very cold_6A/6B/7 | 6
21452 | 56026 | MN | MROWc | Cold or very cold | MROWc_Cold or very cold_6A/6B/7 | 6
21453 | 56035 | MN | MROWc | Cold or very cold | MROWc_Cold or very cold_6A/6B/7 | 6
21454 | 56042 | MN | MROWc | Cold or very cold | MROWc_Cold or very cold_6A/6B/7 | 6
21455 | 56046 | MN | MROWc | Cold or very cold | MROWc_Cold or very cold_6A/6B/7 | 6
21456 | 56072 | MN | MROWc | Cold or very cold | MROWc_Cold or very cold_6A/6B/7 | 6
21457 | 56093 | MN | MROWc | Cold or very cold | MROWc_Cold or very cold_6A/6B/7 | 6
21458 | 55906 | MN | MROWc | Cold or very cold | MROWc_Cold or very cold_6A/6B/7 | 6
21459 | 55910 | MN | MROWc | Cold or very cold | MROWc_Cold or very cold_6A/6B/7 | 6
21460 | 55932 | MN | MROWc | Cold or very cold | MROWc_Cold or very cold_6A/6B/7 | 6
21461 | 55945 | MN | MROWc | Cold or very cold | MROWc_Cold or very cold_6A/6B/7 | 6
21462 | 55957 | MN | MROWc | Cold or very cold | MROWc_Cold or very cold_6A/6B/7 | 6
21463 | 55960 | MN | MROWc | Cold or very cold | MROWc_Cold or very cold_6A/6B/7 | 6
21464 | 55964 | MN | MROWc | Cold or very cold | MROWc_Cold or very cold_6A/6B/7 | 6
21465 | 55968 | MN | MROWc | Cold or very cold | MROWc_Cold or very cold_6A/6B/7 | 6
21466 | 55981 | MN | MROWc | Cold or very cold | MROWc_Cold or very cold_6A/6B/7 | 6
21467 | 55991 | MN | MROWc | Cold or very cold | MROWc_Cold or very cold_6A/6B/7 | 6
21468 | 55101 | MN | MROWc | Cold or very cold | MROWc_Cold or very cold_6A/6B/7 | 6
21469 | 55102 | MN | MROWc | Cold or very cold | MROWc_Cold or very cold_6A/6B/7 | 6
21470 | 55103 | MN | MROWc | Cold or very cold | MROWc_Cold or very cold_6A/6B/7 | 6
21471 | 55104 | MN | MROWc | Cold or very cold | MROWc_Cold or very cold_6A/6B/7 | 6
21472 | 55105 | MN | MROWc | Cold or very cold | MROWc_Cold or very cold_6A/6B/7 | 6
21473 | 55106 | MN | MROWc | Cold or very cold | MROWc_Cold or very cold_6A/6B/7 | 6
21474 | 55107 | MN | MROWc | Cold or very cold | MROWc_Cold or very cold_6A/6B/7 | 6
21475 | 55108 | MN | MROWc | Cold or very cold | MROWc_Cold or very cold_6A/6B/7 | 6
21476 | 55113 | MN | MROWc | Cold or very cold | MROWc_Cold or very cold_6A/6B/7 | 6
21477 | 55114 | MN | MROWc | Cold or very cold | MROWc_Cold or very cold_6A/6B/7 | 6
21478 | 55116 | MN | MROWc | Cold or very cold | MROWc_Cold or very cold_6A/6B/7 | 6
21479 | 55117 | MN | MROWc | Cold or very cold | MROWc_Cold or very cold_6A/6B/7 | 6
21480 | 55127 | MN | MROWc | Cold or very cold | MROWc_Cold or very cold_6A/6B/7 | 6
21481 | 55130 | MN | MROWc | Cold or very cold | MROWc_Cold or very cold_6A/6B/7 | 6
21482 | 55144 | MN | MROWc | Cold or very cold | MROWc_Cold or very cold_6A/6B/7 | 6
21483 | 55146 | MN | MROWc | Cold or very cold | MROWc_Cold or very cold_6A/6B/7 | 6
21484 | 55155 | MN | MROWc | Cold or very cold | MROWc_Cold or very cold_6A/6B/7 | 6
21485 | 55418 | MN | MROWc | Cold or very cold | MROWc_Cold or very cold_6A/6B/7 | 6
21486 | 56028 | MN | MROWc | Cold or very cold | MROWc_Cold or very cold_6A/6B/7 | 6
21487 | 56048 | MN | MROWc | Cold or very cold | MROWc_Cold or very cold_6A/6B/7 | 6
21488 | 56063 | MN | MROWc | Cold or very cold | MROWc_Cold or very cold_6A/6B/7 | 6
21489 | 56065 | MN | MROWc | Cold or very cold | MROWc_Cold or very cold_6A/6B/7 | 6
21490 | 56068 | MN | MROWc | Cold or very cold | MROWc_Cold or very cold_6A/6B/7 | 6
21491 | 56078 | MN | MROWc | Cold or very cold | MROWc_Cold or very cold_6A/6B/7 | 6
21492 | 56091 | MN | MROWc | Cold or very cold | MROWc_Cold or very cold_6A/6B/7 | 6
21493 | 56097 | MN | MROWc | Cold or very cold | MROWc_Cold or very cold_6A/6B/7 | 6
21494 | 55111 | MN | MROWc | Cold or very cold | MROWc_Cold or very cold_6A/6B/7 | 6
21495 | 55305 | MN | MROWc | Cold or very cold | MROWc_Cold or very cold_6A/6B/7 | 6
21496 | 55311 | MN | MROWc | Cold or very cold | MROWc_Cold or very cold_6A/6B/7 | 6
21497 | 55316 | MN | MROWc | Cold or very cold | MROWc_Cold or very cold_6A/6B/7 | 6
21498 | 55317 | MN | MROWc | Cold or very cold | MROWc_Cold or very cold_6A/6B/7 | 6
21499 | 55323 | MN | MROWc | Cold or very cold | MROWc_Cold or very cold_6A/6B/7 | 6
21500 | 55327 | MN | MROWc | Cold or very cold | MROWc_Cold or very cold_6A/6B/7 | 6
21501 | 55328 | MN | MROWc | Cold or very cold | MROWc_Cold or very cold_6A/6B/7 | 6
21502 | 55331 | MN | MROWc | Cold or very cold | MROWc_Cold or very cold_6A/6B/7 | 6
21503 | 55340 | MN | MROWc | Cold or very cold | MROWc_Cold or very cold_6A/6B/7 | 6
21504 | 55341 | MN | MROWc | Cold or very cold | MROWc_Cold or very cold_6A/6B/7 | 6
21505 | 55343 | MN | MROWc | Cold or very cold | MROWc_Cold or very cold_6A/6B/7 | 6
21506 | 55344 | MN | MROWc | Cold or very cold | MROWc_Cold or very cold_6A/6B/7 | 6
21507 | 55345 | MN | MROWc | Cold or very cold | MROWc_Cold or very cold_6A/6B/7 | 6
21508 | 55346 | MN | MROWc | Cold or very cold | MROWc_Cold or very cold_6A/6B/7 | 6
21509 | 55347 | MN | MROWc | Cold or very cold | MROWc_Cold or very cold_6A/6B/7 | 6
21510 | 55356 | MN | MROWc | Cold or very cold | MROWc_Cold or very cold_6A/6B/7 | 6
21511 | 55357 | MN | MROWc | Cold or very cold | MROWc_Cold or very cold_6A/6B/7 | 6
21512 | 55359 | MN | MROWc | Cold or very cold | MROWc_Cold or very cold_6A/6B/7 | 6
21513 | 55361 | MN | MROWc | Cold or very cold | MROWc_Cold or very cold_6A/6B/7 | 6
21514 | 55364 | MN | MROWc | Cold or very cold | MROWc_Cold or very cold_6A/6B/7 | 6
21515 | 55369 | MN | MROWc | Cold or very cold | MROWc_Cold or very cold_6A/6B/7 | 6
21516 | 55373 | MN | MROWc | Cold or very cold | MROWc_Cold or very cold_6A/6B/7 | 6
21517 | 55374 | MN | MROWc | Cold or very cold | MROWc_Cold or very cold_6A/6B/7 | 6
21518 | 55375 | MN | MROWc | Cold or very cold | MROWc_Cold or very cold_6A/6B/7 | 6
21519 | 55384 | MN | MROWc | Cold or very cold | MROWc_Cold or very cold_6A/6B/7 | 6
21520 | 55387 | MN | MROWc | Cold or very cold | MROWc_Cold or very cold_6A/6B/7 | 6
21521 | 55388 | MN | MROWc | Cold or very cold | MROWc_Cold or very cold_6A/6B/7 | 6
21522 | 55391 | MN | MROWc | Cold or very cold | MROWc_Cold or very cold_6A/6B/7 | 6
21523 | 55401 | MN | MROWc | Cold or very cold | MROWc_Cold or very cold_6A/6B/7 | 6
21524 | 55402 | MN | MROWc | Cold or very cold | MROWc_Cold or very cold_6A/6B/7 | 6
21525 | 55403 | MN | MROWc | Cold or very cold | MROWc_Cold or very cold_6A/6B/7 | 6
21526 | 55404 | MN | MROWc | Cold or very cold | MROWc_Cold or very cold_6A/6B/7 | 6
21527 | 55405 | MN | MROWc | Cold or very cold | MROWc_Cold or very cold_6A/6B/7 | 6
21528 | 55406 | MN | MROWc | Cold or very cold | MROWc_Cold or very cold_6A/6B/7 | 6
21529 | 55407 | MN | MROWc | Cold or very cold | MROWc_Cold or very cold_6A/6B/7 | 6
21530 | 55408 | MN | MROWc | Cold or very cold | MROWc_Cold or very cold_6A/6B/7 | 6
21531 | 55409 | MN | MROWc | Cold or very cold | MROWc_Cold or very cold_6A/6B/7 | 6
21532 | 55410 | MN | MROWc | Cold or very cold | MROWc_Cold or very cold_6A/6B/7 | 6
21533 | 55411 | MN | MROWc | Cold or very cold | MROWc_Cold or very cold_6A/6B/7 | 6
21534 | 55412 | MN | MROWc | Cold or very cold | MROWc_Cold or very cold_6A/6B/7 | 6
21535 | 55413 | MN | MROWc | Cold or very cold | MROWc_Cold or very cold_6A/6B/7 | 6
21536 | 55414 | MN | MROWc | Cold or very cold | MROWc_Cold or very cold_6A/6B/7 | 6
21537 | 55415 | MN | MROWc | Cold or very cold | MROWc_Cold or very cold_6A/6B/7 | 6
21538 | 55416 | MN | MROWc | Cold or very cold | MROWc_Cold or very cold_6A/6B/7 | 6
21539 | 55417 | MN | MROWc | Cold or very cold | MROWc_Cold or very cold_6A/6B/7 | 6
21540 | 55419 | MN | MROWc | Cold or very cold | MROWc_Cold or very cold_6A/6B/7 | 6
21541 | 55420 | MN | MROWc | Cold or very cold | MROWc_Cold or very cold_6A/6B/7 | 6
21542 | 55422 | MN | MROWc | Cold or very cold | MROWc_Cold or very cold_6A/6B/7 | 6
21543 | 55423 | MN | MROWc | Cold or very cold | MROWc_Cold or very cold_6A/6B/7 | 6
21544 | 55424 | MN | MROWc | Cold or very cold | MROWc_Cold or very cold_6A/6B/7 | 6
21545 | 55425 | MN | MROWc | Cold or very cold | MROWc_Cold or very cold_6A/6B/7 | 6
21546 | 55426 | MN | MROWc | Cold or very cold | MROWc_Cold or very cold_6A/6B/7 | 6
21547 | 55427 | MN | MROWc | Cold or very cold | MROWc_Cold or very cold_6A/6B/7 | 6
21548 | 55428 | MN | MROWc | Cold or very cold | MROWc_Cold or very cold_6A/6B/7 | 6
21549 | 55429 | MN | MROWc | Cold or very cold | MROWc_Cold or very cold_6A/6B/7 | 6
21550 | 55430 | MN | MROWc | Cold or very cold | MROWc_Cold or very cold_6A/6B/7 | 6
21551 | 55431 | MN | MROWc | Cold or very cold | MROWc_Cold or very cold_6A/6B/7 | 6
21552 | 55435 | MN | MROWc | Cold or very cold | MROWc_Cold or very cold_6A/6B/7 | 6
21553 | 55436 | MN | MROWc | Cold or very cold | MROWc_Cold or very cold_6A/6B/7 | 6
21554 | 55437 | MN | MROWc | Cold or very cold | MROWc_Cold or very cold_6A/6B/7 | 6
21555 | 55438 | MN | MROWc | Cold or very cold | MROWc_Cold or very cold_6A/6B/7 | 6
21556 | 55439 | MN | MROWc | Cold or very cold | MROWc_Cold or very cold_6A/6B/7 | 6
21557 | 55440 | MN | MROWc | Cold or very cold | MROWc_Cold or very cold_6A/6B/7 | 6
21558 | 55441 | MN | MROWc | Cold or very cold | MROWc_Cold or very cold_6A/6B/7 | 6
21559 | 55442 | MN | MROWc | Cold or very cold | MROWc_Cold or very cold_6A/6B/7 | 6
21560 | 55443 | MN | MROWc | Cold or very cold | MROWc_Cold or very cold_6A/6B/7 | 6
21561 | 55444 | MN | MROWc | Cold or very cold | MROWc_Cold or very cold_6A/6B/7 | 6
21562 | 55445 | MN | MROWc | Cold or very cold | MROWc_Cold or very cold_6A/6B/7 | 6
21563 | 55446 | MN | MROWc | Cold or very cold | MROWc_Cold or very cold_6A/6B/7 | 6
21564 | 55447 | MN | MROWc | Cold or very cold | MROWc_Cold or very cold_6A/6B/7 | 6
21565 | 55450 | MN | MROWc | Cold or very cold | MROWc_Cold or very cold_6A/6B/7 | 6
21566 | 55454 | MN | MROWc | Cold or very cold | MROWc_Cold or very cold_6A/6B/7 | 6
21567 | 55455 | MN | MROWc | Cold or very cold | MROWc_Cold or very cold_6A/6B/7 | 6
21568 | 55458 | MN | MROWc | Cold or very cold | MROWc_Cold or very cold_6A/6B/7 | 6
21569 | 55467 | MN | MROWc | Cold or very cold | MROWc_Cold or very cold_6A/6B/7 | 6
21570 | 55474 | MN | MROWc | Cold or very cold | MROWc_Cold or very cold_6A/6B/7 | 6
21571 | 55479 | MN | MROWc | Cold or very cold | MROWc_Cold or very cold_6A/6B/7 | 6
21572 | 55480 | MN | MROWc | Cold or very cold | MROWc_Cold or very cold_6A/6B/7 | 6
21573 | 55487 | MN | MROWc | Cold or very cold | MROWc_Cold or very cold_6A/6B/7 | 6
21574 | 55488 | MN | MROWc | Cold or very cold | MROWc_Cold or very cold_6A/6B/7 | 6
21575 | 55301 | MN | MROWc | Cold or very cold | MROWc_Cold or very cold_6A/6B/7 | 6
21576 | 55302 | MN | MROWc | Cold or very cold | MROWc_Cold or very cold_6A/6B/7 | 6
21577 | 55313 | MN | MROWc | Cold or very cold | MROWc_Cold or very cold_6A/6B/7 | 6
21578 | 55320 | MN | MROWc | Cold or very cold | MROWc_Cold or very cold_6A/6B/7 | 6
21579 | 55321 | MN | MROWc | Cold or very cold | MROWc_Cold or very cold_6A/6B/7 | 6
21580 | 55325 | MN | MROWc | Cold or very cold | MROWc_Cold or very cold_6A/6B/7 | 6
21581 | 55349 | MN | MROWc | Cold or very cold | MROWc_Cold or very cold_6A/6B/7 | 6
21582 | 55358 | MN | MROWc | Cold or very cold | MROWc_Cold or very cold_6A/6B/7 | 6
21583 | 55362 | MN | MROWc | Cold or very cold | MROWc_Cold or very cold_6A/6B/7 | 6
21584 | 55363 | MN | MROWc | Cold or very cold | MROWc_Cold or very cold_6A/6B/7 | 6
21585 | 55376 | MN | MROWc | Cold or very cold | MROWc_Cold or very cold_6A/6B/7 | 6
21586 | 55381 | MN | MROWc | Cold or very cold | MROWc_Cold or very cold_6A/6B/7 | 6
21587 | 55382 | MN | MROWc | Cold or very cold | MROWc_Cold or very cold_6A/6B/7 | 6
21588 | 55390 | MN | MROWc | Cold or very cold | MROWc_Cold or very cold_6A/6B/7 | 6
21589 | 55395 | MN | MROWc | Cold or very cold | MROWc_Cold or very cold_6A/6B/7 | 6
21590 | 55308 | MN | MROWc | Cold or very cold | MROWc_Cold or very cold_6A/6B/7 | 6
21591 | 55309 | MN | MROWc | Cold or very cold | MROWc_Cold or very cold_6A/6B/7 | 6
21592 | 55319 | MN | MROWc | Cold or very cold | MROWc_Cold or very cold_6A/6B/7 | 6
21593 | 55377 | MN | MROWc | Cold or very cold | MROWc_Cold or very cold_6A/6B/7 | 6
21594 | 56304 | MN | MROWc | Cold or very cold | MROWc_Cold or very cold_6A/6B/7 | 6
21595 | 56329 | MN | MROWc | Cold or very cold | MROWc_Cold or very cold_6A/6B/7 | 6
21596 | 56379 | MN | MROWc | Cold or very cold | MROWc_Cold or very cold_6A/6B/7 | 6
21597 | 55307 | MN | MROWc | Cold or very cold | MROWc_Cold or very cold_6A/6B/7 | 6
21598 | 55312 | MN | MROWc | Cold or very cold | MROWc_Cold or very cold_6A/6B/7 | 6
21599 | 55314 | MN | MROWc | Cold or very cold | MROWc_Cold or very cold_6A/6B/7 | 6
21600 | 55332 | MN | MROWc | Cold or very cold | MROWc_Cold or very cold_6A/6B/7 | 6
21601 | 55334 | MN | MROWc | Cold or very cold | MROWc_Cold or very cold_6A/6B/7 | 6
21602 | 55335 | MN | MROWc | Cold or very cold | MROWc_Cold or very cold_6A/6B/7 | 6
21603 | 55336 | MN | MROWc | Cold or very cold | MROWc_Cold or very cold_6A/6B/7 | 6
21604 | 55338 | MN | MROWc | Cold or very cold | MROWc_Cold or very cold_6A/6B/7 | 6
21605 | 55339 | MN | MROWc | Cold or very cold | MROWc_Cold or very cold_6A/6B/7 | 6
21606 | 55366 | MN | MROWc | Cold or very cold | MROWc_Cold or very cold_6A/6B/7 | 6
21607 | 55385 | MN | MROWc | Cold or very cold | MROWc_Cold or very cold_6A/6B/7 | 6
21608 | 55396 | MN | MROWc | Cold or very cold | MROWc_Cold or very cold_6A/6B/7 | 6
21609 | 56054 | MN | MROWc | Cold or very cold | MROWc_Cold or very cold_6A/6B/7 | 6
21610 | 56058 | MN | MROWc | Cold or very cold | MROWc_Cold or very cold_6A/6B/7 | 6
21611 | 55310 | MN | MROWc | Cold or very cold | MROWc_Cold or very cold_6A/6B/7 | 6
21612 | 55333 | MN | MROWc | Cold or very cold | MROWc_Cold or very cold_6A/6B/7 | 6
21613 | 55342 | MN | MROWc | Cold or very cold | MROWc_Cold or very cold_6A/6B/7 | 6
21614 | 55350 | MN | MROWc | Cold or very cold | MROWc_Cold or very cold_6A/6B/7 | 6
21615 | 56228 | MN | MROWc | Cold or very cold | MROWc_Cold or very cold_6A/6B/7 | 6
21616 | 56230 | MN | MROWc | Cold or very cold | MROWc_Cold or very cold_6A/6B/7 | 6
21617 | 56241 | MN | MROWc | Cold or very cold | MROWc_Cold or very cold_6A/6B/7 | 6
21618 | 56260 | MN | MROWc | Cold or very cold | MROWc_Cold or very cold_6A/6B/7 | 6
21619 | 56270 | MN | MROWc | Cold or very cold | MROWc_Cold or very cold_6A/6B/7 | 6
21620 | 56277 | MN | MROWc | Cold or very cold | MROWc_Cold or very cold_6A/6B/7 | 6
21621 | 56283 | MN | MROWc | Cold or very cold | MROWc_Cold or very cold_6A/6B/7 | 6
21622 | 56284 | MN | MROWc | Cold or very cold | MROWc_Cold or very cold_6A/6B/7 | 6
21623 | 56285 | MN | MROWc | Cold or very cold | MROWc_Cold or very cold_6A/6B/7 | 6
21624 | 55354 | MN | MROWc | Cold or very cold | MROWc_Cold or very cold_6A/6B/7 | 6
21625 | 55355 | MN | MROWc | Cold or very cold | MROWc_Cold or very cold_6A/6B/7 | 6
21626 | 55367 | MN | MROWc | Cold or very cold | MROWc_Cold or very cold_6A/6B/7 | 6
21627 | 55368 | MN | MROWc | Cold or very cold | MROWc_Cold or very cold_6A/6B/7 | 6
21628 | 55370 | MN | MROWc | Cold or very cold | MROWc_Cold or very cold_6A/6B/7 | 6
21629 | 55397 | MN | MROWc | Cold or very cold | MROWc_Cold or very cold_6A/6B/7 | 6
21630 | 55315 | MN | MROWc | Cold or very cold | MROWc_Cold or very cold_6A/6B/7 | 6
21631 | 55318 | MN | MROWc | Cold or very cold | MROWc_Cold or very cold_6A/6B/7 | 6
21632 | 55322 | MN | MROWc | Cold or very cold | MROWc_Cold or very cold_6A/6B/7 | 6
21633 | 55360 | MN | MROWc | Cold or very cold | MROWc_Cold or very cold_6A/6B/7 | 6
21634 | 55386 | MN | MROWc | Cold or very cold | MROWc_Cold or very cold_6A/6B/7 | 6
21635 | 55329 | MN | MROWc | Cold or very cold | MROWc_Cold or very cold_6A/6B/7 | 6
21636 | 55353 | MN | MROWc | Cold or very cold | MROWc_Cold or very cold_6A/6B/7 | 6
21637 | 55389 | MN | MROWc | Cold or very cold | MROWc_Cold or very cold_6A/6B/7 | 6
21638 | 56301 | MN | MROWc | Cold or very cold | MROWc_Cold or very cold_6A/6B/7 | 6
21639 | 56302 | MN | MROWc | Cold or very cold | MROWc_Cold or very cold_6A/6B/7 | 6
21640 | 56303 | MN | MROWc | Cold or very cold | MROWc_Cold or very cold_6A/6B/7 | 6
21641 | 56307 | MN | MROWc | Cold or very cold | MROWc_Cold or very cold_6A/6B/7 | 6
21642 | 56310 | MN | MROWc | Cold or very cold | MROWc_Cold or very cold_6A/6B/7 | 6
21643 | 56312 | MN | MROWc | Cold or very cold | MROWc_Cold or very cold_6A/6B/7 | 6
21644 | 56314 | MN | MROWc | Cold or very cold | MROWc_Cold or very cold_6A/6B/7 | 6
21645 | 56316 | MN | MROWc | Cold or very cold | MROWc_Cold or very cold_6A/6B/7 | 6
21646 | 56320 | MN | MROWc | Cold or very cold | MROWc_Cold or very cold_6A/6B/7 | 6
21647 | 56321 | MN | MROWc | Cold or very cold | MROWc_Cold or very cold_6A/6B/7 | 6
21648 | 56325 | MN | MROWc | Cold or very cold | MROWc_Cold or very cold_6A/6B/7 | 6
21649 | 56331 | MN | MROWc | Cold or very cold | MROWc_Cold or very cold_6A/6B/7 | 6
21650 | 56335 | MN | MROWc | Cold or very cold | MROWc_Cold or very cold_6A/6B/7 | 6
21651 | 56336 | MN | MROWc | Cold or very cold | MROWc_Cold or very cold_6A/6B/7 | 6
21652 | 56340 | MN | MROWc | Cold or very cold | MROWc_Cold or very cold_6A/6B/7 | 6
21653 | 56352 | MN | MROWc | Cold or very cold | MROWc_Cold or very cold_6A/6B/7 | 6
21654 | 56356 | MN | MROWc | Cold or very cold | MROWc_Cold or very cold_6A/6B/7 | 6
21655 | 56360 | MN | MROWc | Cold or very cold | MROWc_Cold or very cold_6A/6B/7 | 6
21656 | 56362 | MN | MROWc | Cold or very cold | MROWc_Cold or very cold_6A/6B/7 | 6
21657 | 56367 | MN | MROWc | Cold or very cold | MROWc_Cold or very cold_6A/6B/7 | 6
21658 | 56368 | MN | MROWc | Cold or very cold | MROWc_Cold or very cold_6A/6B/7 | 6
21659 | 56369 | MN | MROWc | Cold or very cold | MROWc_Cold or very cold_6A/6B/7 | 6
21660 | 56371 | MN | MROWc | Cold or very cold | MROWc_Cold or very cold_6A/6B/7 | 6
21661 | 56374 | MN | MROWc | Cold or very cold | MROWc_Cold or very cold_6A/6B/7 | 6
21662 | 56375 | MN | MROWc | Cold or very cold | MROWc_Cold or very cold_6A/6B/7 | 6
21663 | 56376 | MN | MROWc | Cold or very cold | MROWc_Cold or very cold_6A/6B/7 | 6
21664 | 56377 | MN | MROWc | Cold or very cold | MROWc_Cold or very cold_6A/6B/7 | 6
21665 | 56378 | MN | MROWc | Cold or very cold | MROWc_Cold or very cold_6A/6B/7 | 6
21666 | 56385 | MN | MROWc | Cold or very cold | MROWc_Cold or very cold_6A/6B/7 | 6
21667 | 56387 | MN | MROWc | Cold or very cold | MROWc_Cold or very cold_6A/6B/7 | 6
21668 | 56388 | MN | MROWc | Cold or very cold | MROWc_Cold or very cold_6A/6B/7 | 6
21669 | 56393 | MN | MROWc | Cold or very cold | MROWc_Cold or very cold_6A/6B/7 | 6
21670 | 56395 | MN | MROWc | Cold or very cold | MROWc_Cold or very cold_6A/6B/7 | 6
21671 | 56398 | MN | MROWc | Cold or very cold | MROWc_Cold or very cold_6A/6B/7 | 6
21672 | 56399 | MN | MROWc | Cold or very cold | MROWc_Cold or very cold_6A/6B/7 | 6
21673 | 55324 | MN | MROWc | Cold or very cold | MROWc_Cold or very cold_6A/6B/7 | 6
21674 | 56209 | MN | MROWc | Cold or very cold | MROWc_Cold or very cold_6A/6B/7 | 6
21675 | 56243 | MN | MROWc | Cold or very cold | MROWc_Cold or very cold_6A/6B/7 | 6
21676 | 56001 | MN | MROWc | Cold or very cold | MROWc_Cold or very cold_6A/6B/7 | 6
21677 | 56003 | MN | MROWc | Cold or very cold | MROWc_Cold or very cold_6A/6B/7 | 6
21678 | 56021 | MN | MROWc | Cold or very cold | MROWc_Cold or very cold_6A/6B/7 | 6
21679 | 56073 | MN | MROWc | Cold or very cold | MROWc_Cold or very cold_6A/6B/7 | 6
21680 | 56074 | MN | MROWc | Cold or very cold | MROWc_Cold or very cold_6A/6B/7 | 6
21681 | 56082 | MN | MROWc | Cold or very cold | MROWc_Cold or very cold_6A/6B/7 | 6
21682 | 56019 | MN | MROWc | Cold or very cold | MROWc_Cold or very cold_6A/6B/7 | 6
21683 | 56041 | MN | MROWc | Cold or very cold | MROWc_Cold or very cold_6A/6B/7 | 6
21684 | 56062 | MN | MROWc | Cold or very cold | MROWc_Cold or very cold_6A/6B/7 | 6
21685 | 56081 | MN | MROWc | Cold or very cold | MROWc_Cold or very cold_6A/6B/7 | 6
21686 | 56083 | MN | MROWc | Cold or very cold | MROWc_Cold or very cold_6A/6B/7 | 6
21687 | 56084 | MN | MROWc | Cold or very cold | MROWc_Cold or very cold_6A/6B/7 | 6
21688 | 56085 | MN | MROWc | Cold or very cold | MROWc_Cold or very cold_6A/6B/7 | 6
21689 | 56087 | MN | MROWc | Cold or very cold | MROWc_Cold or very cold_6A/6B/7 | 6
21690 | 56266 | MN | MROWc | Cold or very cold | MROWc_Cold or very cold_6A/6B/7 | 6
21691 | 56152 | MN | MROWc | Cold or very cold | MROWc_Cold or very cold_6A/6B/7 | 6
21692 | 56166 | MN | MROWc | Cold or very cold | MROWc_Cold or very cold_6A/6B/7 | 6
21693 | 56175 | MN | MROWc | Cold or very cold | MROWc_Cold or very cold_6A/6B/7 | 6
21694 | 56180 | MN | MROWc | Cold or very cold | MROWc_Cold or very cold_6A/6B/7 | 6
21695 | 56214 | MN | MROWc | Cold or very cold | MROWc_Cold or very cold_6A/6B/7 | 6
21696 | 56224 | MN | MROWc | Cold or very cold | MROWc_Cold or very cold_6A/6B/7 | 6
21697 | 56237 | MN | MROWc | Cold or very cold | MROWc_Cold or very cold_6A/6B/7 | 6
21698 | 56255 | MN | MROWc | Cold or very cold | MROWc_Cold or very cold_6A/6B/7 | 6
21699 | 56258 | MN | MROWc | Cold or very cold | MROWc_Cold or very cold_6A/6B/7 | 6
21700 | 56263 | MN | MROWc | Cold or very cold | MROWc_Cold or very cold_6A/6B/7 | 6
21701 | 56287 | MN | MROWc | Cold or very cold | MROWc_Cold or very cold_6A/6B/7 | 6
21702 | 56292 | MN | MROWc | Cold or very cold | MROWc_Cold or very cold_6A/6B/7 | 6
21703 | 56293 | MN | MROWc | Cold or very cold | MROWc_Cold or very cold_6A/6B/7 | 6
21704 | 56294 | MN | MROWc | Cold or very cold | MROWc_Cold or very cold_6A/6B/7 | 6
21705 | 56297 | MN | MROWc | Cold or very cold | MROWc_Cold or very cold_6A/6B/7 | 6
21706 | 56333 | MN | MROWc | Cold or very cold | MROWc_Cold or very cold_6A/6B/7 | 6
21707 | 56373 | MN | MROWc | Cold or very cold | MROWc_Cold or very cold_6A/6B/7 | 6
21708 | 55901 | MN | MROWc | Cold or very cold | MROWc_Cold or very cold_6A/6B/7 | 6
21709 | 55902 | MN | MROWc | Cold or very cold | MROWc_Cold or very cold_6A/6B/7 | 6
21710 | 55903 | MN | MROWc | Cold or very cold | MROWc_Cold or very cold_6A/6B/7 | 6
21711 | 55904 | MN | MROWc | Cold or very cold | MROWc_Cold or very cold_6A/6B/7 | 6
21712 | 55905 | MN | MROWc | Cold or very cold | MROWc_Cold or very cold_6A/6B/7 | 6
21713 | 55920 | MN | MROWc | Cold or very cold | MROWc_Cold or very cold_6A/6B/7 | 6
21714 | 55923 | MN | MROWc | Cold or very cold | MROWc_Cold or very cold_6A/6B/7 | 6
21715 | 55929 | MN | MROWc | Cold or very cold | MROWc_Cold or very cold_6A/6B/7 | 6
21716 | 55934 | MN | MROWc | Cold or very cold | MROWc_Cold or very cold_6A/6B/7 | 6
21717 | 55940 | MN | MROWc | Cold or very cold | MROWc_Cold or very cold_6A/6B/7 | 6
21718 | 55944 | MN | MROWc | Cold or very cold | MROWc_Cold or very cold_6A/6B/7 | 6
21719 | 55955 | MN | MROWc | Cold or very cold | MROWc_Cold or very cold_6A/6B/7 | 6
21720 | 55972 | MN | MROWc | Cold or very cold | MROWc_Cold or very cold_6A/6B/7 | 6
21721 | 55973 | MN | MROWc | Cold or very cold | MROWc_Cold or very cold_6A/6B/7 | 6
21722 | 55976 | MN | MROWc | Cold or very cold | MROWc_Cold or very cold_6A/6B/7 | 6
21723 | 55909 | MN | MROWc | Cold or very cold | MROWc_Cold or very cold_6A/6B/7 | 6
21724 | 55912 | MN | MROWc | Cold or very cold | MROWc_Cold or very cold_6A/6B/7 | 6
21725 | 55918 | MN | MROWc | Cold or very cold | MROWc_Cold or very cold_6A/6B/7 | 6
21726 | 55926 | MN | MROWc | Cold or very cold | MROWc_Cold or very cold_6A/6B/7 | 6
21727 | 55933 | MN | MROWc | Cold or very cold | MROWc_Cold or very cold_6A/6B/7 | 6
21728 | 55936 | MN | MROWc | Cold or very cold | MROWc_Cold or very cold_6A/6B/7 | 6
21729 | 55950 | MN | MROWc | Cold or very cold | MROWc_Cold or very cold_6A/6B/7 | 6
21730 | 55951 | MN | MROWc | Cold or very cold | MROWc_Cold or very cold_6A/6B/7 | 6
21731 | 55953 | MN | MROWc | Cold or very cold | MROWc_Cold or very cold_6A/6B/7 | 6
21732 | 55961 | MN | MROWc | Cold or very cold | MROWc_Cold or very cold_6A/6B/7 | 6
21733 | 55967 | MN | MROWc | Cold or very cold | MROWc_Cold or very cold_6A/6B/7 | 6
21734 | 55970 | MN | MROWc | Cold or very cold | MROWc_Cold or very cold_6A/6B/7 | 6
21735 | 55975 | MN | MROWc | Cold or very cold | MROWc_Cold or very cold_6A/6B/7 | 6
21736 | 55977 | MN | MROWc | Cold or very cold | MROWc_Cold or very cold_6A/6B/7 | 6
21737 | 55982 | MN | MROWc | Cold or very cold | MROWc_Cold or very cold_6A/6B/7 | 6
21738 | 55925 | MN | MROWc | Cold or very cold | MROWc_Cold or very cold_6A/6B/7 | 6
21739 | 55943 | MN | MROWc | Cold or very cold | MROWc_Cold or very cold_6A/6B/7 | 6
21740 | 55947 | MN | MROWc | Cold or very cold | MROWc_Cold or very cold_6A/6B/7 | 6
21741 | 55952 | MN | MROWc | Cold or very cold | MROWc_Cold or very cold_6A/6B/7 | 6
21742 | 55959 | MN | MROWc | Cold or very cold | MROWc_Cold or very cold_6A/6B/7 | 6
21743 | 55962 | MN | MROWc | Cold or very cold | MROWc_Cold or very cold_6A/6B/7 | 6
21744 | 55969 | MN | MROWc | Cold or very cold | MROWc_Cold or very cold_6A/6B/7 | 6
21745 | 55971 | MN | MROWc | Cold or very cold | MROWc_Cold or very cold_6A/6B/7 | 6
21746 | 55979 | MN | MROWc | Cold or very cold | MROWc_Cold or very cold_6A/6B/7 | 6
21747 | 55987 | MN | MROWc | Cold or very cold | MROWc_Cold or very cold_6A/6B/7 | 6
21748 | 56007 | MN | MROWc | Cold or very cold | MROWc_Cold or very cold_6A/6B/7 | 6
21749 | 56009 | MN | MROWc | Cold or very cold | MROWc_Cold or very cold_6A/6B/7 | 6
21750 | 56016 | MN | MROWc | Cold or very cold | MROWc_Cold or very cold_6A/6B/7 | 6
21751 | 56020 | MN | MROWc | Cold or very cold | MROWc_Cold or very cold_6A/6B/7 | 6
21752 | 56029 | MN | MROWc | Cold or very cold | MROWc_Cold or very cold_6A/6B/7 | 6
21753 | 56032 | MN | MROWc | Cold or very cold | MROWc_Cold or very cold_6A/6B/7 | 6
21754 | 56036 | MN | MROWc | Cold or very cold | MROWc_Cold or very cold_6A/6B/7 | 6
21755 | 56043 | MN | MROWc | Cold or very cold | MROWc_Cold or very cold_6A/6B/7 | 6
21756 | 56045 | MN | MROWc | Cold or very cold | MROWc_Cold or very cold_6A/6B/7 | 6
21757 | 56051 | MN | MROWc | Cold or very cold | MROWc_Cold or very cold_6A/6B/7 | 6
21758 | 56089 | MN | MROWc | Cold or very cold | MROWc_Cold or very cold_6A/6B/7 | 6
21759 | 55927 | MN | MROWc | Cold or very cold | MROWc_Cold or very cold_6A/6B/7 | 6
21760 | 55919 | MN | MROWc | Cold or very cold | MROWc_Cold or very cold_6A/6B/7 | 6
21761 | 55921 | MN | MROWc | Cold or very cold | MROWc_Cold or very cold_6A/6B/7 | 6
21762 | 55931 | MN | MROWc | Cold or very cold | MROWc_Cold or very cold_6A/6B/7 | 6
21763 | 55941 | MN | MROWc | Cold or very cold | MROWc_Cold or very cold_6A/6B/7 | 6
21764 | 55954 | MN | MROWc | Cold or very cold | MROWc_Cold or very cold_6A/6B/7 | 6
21765 | 55974 | MN | MROWc | Cold or very cold | MROWc_Cold or very cold_6A/6B/7 | 6
21766 | 55922 | MN | MROWc | Cold or very cold | MROWc_Cold or very cold_6A/6B/7 | 6
21767 | 55935 | MN | MROWc | Cold or very cold | MROWc_Cold or very cold_6A/6B/7 | 6
21768 | 55939 | MN | MROWc | Cold or very cold | MROWc_Cold or very cold_6A/6B/7 | 6
21769 | 55949 | MN | MROWc | Cold or very cold | MROWc_Cold or very cold_6A/6B/7 | 6
21770 | 55965 | MN | MROWc | Cold or very cold | MROWc_Cold or very cold_6A/6B/7 | 6
21771 | 55990 | MN | MROWc | Cold or very cold | MROWc_Cold or very cold_6A/6B/7 | 6
21772 | 56002 | MN | MROWc | Cold or very cold | MROWc_Cold or very cold_6A/6B/7 | 6
21773 | 56010 | MN | MROWc | Cold or very cold | MROWc_Cold or very cold_6A/6B/7 | 6
21774 | 56024 | MN | MROWc | Cold or very cold | MROWc_Cold or very cold_6A/6B/7 | 6
21775 | 56025 | MN | MROWc | Cold or very cold | MROWc_Cold or very cold_6A/6B/7 | 6
21776 | 56034 | MN | MROWc | Cold or very cold | MROWc_Cold or very cold_6A/6B/7 | 6
21777 | 56037 | MN | MROWc | Cold or very cold | MROWc_Cold or very cold_6A/6B/7 | 6
21778 | 56050 | MN | MROWc | Cold or very cold | MROWc_Cold or very cold_6A/6B/7 | 6
21779 | 56055 | MN | MROWc | Cold or very cold | MROWc_Cold or very cold_6A/6B/7 | 6
21780 | 56060 | MN | MROWc | Cold or very cold | MROWc_Cold or very cold_6A/6B/7 | 6
21781 | 56080 | MN | MROWc | Cold or very cold | MROWc_Cold or very cold_6A/6B/7 | 6
21782 | 56088 | MN | MROWc | Cold or very cold | MROWc_Cold or very cold_6A/6B/7 | 6
21783 | 56090 | MN | MROWc | Cold or very cold | MROWc_Cold or very cold_6A/6B/7 | 6
21784 | 56013 | MN | MROWc | Cold or very cold | MROWc_Cold or very cold_6A/6B/7 | 6
21785 | 56014 | MN | MROWc | Cold or very cold | MROWc_Cold or very cold_6A/6B/7 | 6
21786 | 56023 | MN | MROWc | Cold or very cold | MROWc_Cold or very cold_6A/6B/7 | 6
21787 | 56027 | MN | MROWc | Cold or very cold | MROWc_Cold or very cold_6A/6B/7 | 6
21788 | 56033 | MN | MROWc | Cold or very cold | MROWc_Cold or very cold_6A/6B/7 | 6
21789 | 56039 | MN | MROWc | Cold or very cold | MROWc_Cold or very cold_6A/6B/7 | 6
21790 | 56047 | MN | MROWc | Cold or very cold | MROWc_Cold or very cold_6A/6B/7 | 6
21791 | 56098 | MN | MROWc | Cold or very cold | MROWc_Cold or very cold_6A/6B/7 | 6
21792 | 56017 | MN | MROWc | Cold or very cold | MROWc_Cold or very cold_6A/6B/7 | 6
21793 | 56057 | MN | MROWc | Cold or very cold | MROWc_Cold or very cold_6A/6B/7 | 6
21794 | 56031 | MN | MROWc | Cold or very cold | MROWc_Cold or very cold_6A/6B/7 | 6
21795 | 56075 | MN | MROWc | Cold or very cold | MROWc_Cold or very cold_6A/6B/7 | 6
21796 | 56111 | MN | MROWc | Cold or very cold | MROWc_Cold or very cold_6A/6B/7 | 6
21797 | 56121 | MN | MROWc | Cold or very cold | MROWc_Cold or very cold_6A/6B/7 | 6
21798 | 56127 | MN | MROWc | Cold or very cold | MROWc_Cold or very cold_6A/6B/7 | 6
21799 | 56160 | MN | MROWc | Cold or very cold | MROWc_Cold or very cold_6A/6B/7 | 6
21800 | 56162 | MN | MROWc | Cold or very cold | MROWc_Cold or very cold_6A/6B/7 | 6
21801 | 56171 | MN | MROWc | Cold or very cold | MROWc_Cold or very cold_6A/6B/7 | 6
21802 | 56176 | MN | MROWc | Cold or very cold | MROWc_Cold or very cold_6A/6B/7 | 6
21803 | 56181 | MN | MROWc | Cold or very cold | MROWc_Cold or very cold_6A/6B/7 | 6
21804 | 56101 | MN | MROWc | Cold or very cold | MROWc_Cold or very cold_6A/6B/7 | 6
21805 | 56118 | MN | MROWc | Cold or very cold | MROWc_Cold or very cold_6A/6B/7 | 6
21806 | 56131 | MN | MROWc | Cold or very cold | MROWc_Cold or very cold_6A/6B/7 | 6
21807 | 56137 | MN | MROWc | Cold or very cold | MROWc_Cold or very cold_6A/6B/7 | 6
21808 | 56145 | MN | MROWc | Cold or very cold | MROWc_Cold or very cold_6A/6B/7 | 6
21809 | 56159 | MN | MROWc | Cold or very cold | MROWc_Cold or very cold_6A/6B/7 | 6
21810 | 56174 | MN | MROWc | Cold or very cold | MROWc_Cold or very cold_6A/6B/7 | 6
21811 | 56183 | MN | MROWc | Cold or very cold | MROWc_Cold or very cold_6A/6B/7 | 6
21812 | 56022 | MN | MROWc | Cold or very cold | MROWc_Cold or very cold_6A/6B/7 | 6
21813 | 56056 | MN | MROWc | Cold or very cold | MROWc_Cold or very cold_6A/6B/7 | 6
21814 | 56120 | MN | MROWc | Cold or very cold | MROWc_Cold or very cold_6A/6B/7 | 6
21815 | 56119 | MN | MROWc | Cold or very cold | MROWc_Cold or very cold_6A/6B/7 | 6
21816 | 56143 | MN | MROWc | Cold or very cold | MROWc_Cold or very cold_6A/6B/7 | 6
21817 | 56150 | MN | MROWc | Cold or very cold | MROWc_Cold or very cold_6A/6B/7 | 6
21818 | 56161 | MN | MROWc | Cold or very cold | MROWc_Cold or very cold_6A/6B/7 | 6
21819 | 56167 | MN | MROWc | Cold or very cold | MROWc_Cold or very cold_6A/6B/7 | 6
21820 | 56187 | MN | MROWc | Cold or very cold | MROWc_Cold or very cold_6A/6B/7 | 6
21821 | 56110 | MN | MROWc | Cold or very cold | MROWc_Cold or very cold_6A/6B/7 | 6
21822 | 56117 | MN | MROWc | Cold or very cold | MROWc_Cold or very cold_6A/6B/7 | 6
21823 | 56122 | MN | MROWc | Cold or very cold | MROWc_Cold or very cold_6A/6B/7 | 6
21824 | 56128 | MN | MROWc | Cold or very cold | MROWc_Cold or very cold_6A/6B/7 | 6
21825 | 56129 | MN | MROWc | Cold or very cold | MROWc_Cold or very cold_6A/6B/7 | 6
21826 | 56141 | MN | MROWc | Cold or very cold | MROWc_Cold or very cold_6A/6B/7 | 6
21827 | 56147 | MN | MROWc | Cold or very cold | MROWc_Cold or very cold_6A/6B/7 | 6
21828 | 56153 | MN | MROWc | Cold or very cold | MROWc_Cold or very cold_6A/6B/7 | 6
21829 | 56155 | MN | MROWc | Cold or very cold | MROWc_Cold or very cold_6A/6B/7 | 6
21830 | 56158 | MN | MROWc | Cold or very cold | MROWc_Cold or very cold_6A/6B/7 | 6
21831 | 56165 | MN | MROWc | Cold or very cold | MROWc_Cold or very cold_6A/6B/7 | 6
21832 | 56168 | MN | MROWc | Cold or very cold | MROWc_Cold or very cold_6A/6B/7 | 6
21833 | 56185 | MN | MROWc | Cold or very cold | MROWc_Cold or very cold_6A/6B/7 | 6
21834 | 56113 | MN | MROWc | Cold or very cold | MROWc_Cold or very cold_6A/6B/7 | 6
21835 | 56115 | MN | MROWc | Cold or very cold | MROWc_Cold or very cold_6A/6B/7 | 6
21836 | 56132 | MN | MROWc | Cold or very cold | MROWc_Cold or very cold_6A/6B/7 | 6
21837 | 56157 | MN | MROWc | Cold or very cold | MROWc_Cold or very cold_6A/6B/7 | 6
21838 | 56169 | MN | MROWc | Cold or very cold | MROWc_Cold or very cold_6A/6B/7 | 6
21839 | 56170 | MN | MROWc | Cold or very cold | MROWc_Cold or very cold_6A/6B/7 | 6
21840 | 56178 | MN | MROWc | Cold or very cold | MROWc_Cold or very cold_6A/6B/7 | 6
21841 | 56220 | MN | MROWc | Cold or very cold | MROWc_Cold or very cold_6A/6B/7 | 6
21842 | 56229 | MN | MROWc | Cold or very cold | MROWc_Cold or very cold_6A/6B/7 | 6
21843 | 56239 | MN | MROWc | Cold or very cold | MROWc_Cold or very cold_6A/6B/7 | 6
21844 | 56264 | MN | MROWc | Cold or very cold | MROWc_Cold or very cold_6A/6B/7 | 6
21845 | 56291 | MN | MROWc | Cold or very cold | MROWc_Cold or very cold_6A/6B/7 | 6
21846 | 56136 | MN | MROWc | Cold or very cold | MROWc_Cold or very cold_6A/6B/7 | 6
21847 | 56142 | MN | MROWc | Cold or very cold | MROWc_Cold or very cold_6A/6B/7 | 6
21848 | 56149 | MN | MROWc | Cold or very cold | MROWc_Cold or very cold_6A/6B/7 | 6
21849 | 56164 | MN | MROWc | Cold or very cold | MROWc_Cold or very cold_6A/6B/7 | 6
21850 | 56280 | MN | MROWc | Cold or very cold | MROWc_Cold or very cold_6A/6B/7 | 6
21851 | 56114 | MN | MROWc | Cold or very cold | MROWc_Cold or very cold_6A/6B/7 | 6
21852 | 56123 | MN | MROWc | Cold or very cold | MROWc_Cold or very cold_6A/6B/7 | 6
21853 | 56125 | MN | MROWc | Cold or very cold | MROWc_Cold or very cold_6A/6B/7 | 6
21854 | 56151 | MN | MROWc | Cold or very cold | MROWc_Cold or very cold_6A/6B/7 | 6
21855 | 56172 | MN | MROWc | Cold or very cold | MROWc_Cold or very cold_6A/6B/7 | 6
21856 | 56186 | MN | MROWc | Cold or very cold | MROWc_Cold or very cold_6A/6B/7 | 6
21857 | 56116 | MN | MROWc | Cold or very cold | MROWc_Cold or very cold_6A/6B/7 | 6
21858 | 56134 | MN | MROWc | Cold or very cold | MROWc_Cold or very cold_6A/6B/7 | 6
21859 | 56138 | MN | MROWc | Cold or very cold | MROWc_Cold or very cold_6A/6B/7 | 6
21860 | 56144 | MN | MROWc | Cold or very cold | MROWc_Cold or very cold_6A/6B/7 | 6
21861 | 56146 | MN | MROWc | Cold or very cold | MROWc_Cold or very cold_6A/6B/7 | 6
21862 | 56156 | MN | MROWc | Cold or very cold | MROWc_Cold or very cold_6A/6B/7 | 6
21863 | 56173 | MN | MROWc | Cold or very cold | MROWc_Cold or very cold_6A/6B/7 | 6
21864 | 56139 | MN | MROWc | Cold or very cold | MROWc_Cold or very cold_6A/6B/7 | 6
21865 | 56218 | MN | MROWc | Cold or very cold | MROWc_Cold or very cold_6A/6B/7 | 6
21866 | 56223 | MN | MROWc | Cold or very cold | MROWc_Cold or very cold_6A/6B/7 | 6
21867 | 56245 | MN | MROWc | Cold or very cold | MROWc_Cold or very cold_6A/6B/7 | 6
21868 | 56265 | MN | MROWc | Cold or very cold | MROWc_Cold or very cold_6A/6B/7 | 6
21869 | 56201 | MN | MROWc | Cold or very cold | MROWc_Cold or very cold_6A/6B/7 | 6
21870 | 56216 | MN | MROWc | Cold or very cold | MROWc_Cold or very cold_6A/6B/7 | 6
21871 | 56222 | MN | MROWc | Cold or very cold | MROWc_Cold or very cold_6A/6B/7 | 6
21872 | 56251 | MN | MROWc | Cold or very cold | MROWc_Cold or very cold_6A/6B/7 | 6
21873 | 56252 | MN | MROWc | Cold or very cold | MROWc_Cold or very cold_6A/6B/7 | 6
21874 | 56253 | MN | MROWc | Cold or very cold | MROWc_Cold or very cold_6A/6B/7 | 6
21875 | 56273 | MN | MROWc | Cold or very cold | MROWc_Cold or very cold_6A/6B/7 | 6
21876 | 56279 | MN | MROWc | Cold or very cold | MROWc_Cold or very cold_6A/6B/7 | 6
21877 | 56281 | MN | MROWc | Cold or very cold | MROWc_Cold or very cold_6A/6B/7 | 6
21878 | 56282 | MN | MROWc | Cold or very cold | MROWc_Cold or very cold_6A/6B/7 | 6
21879 | 56288 | MN | MROWc | Cold or very cold | MROWc_Cold or very cold_6A/6B/7 | 6
21880 | 56289 | MN | MROWc | Cold or very cold | MROWc_Cold or very cold_6A/6B/7 | 6
21881 | 56207 | MN | MROWc | Cold or very cold | MROWc_Cold or very cold_6A/6B/7 | 6
21882 | 56221 | MN | MROWc | Cold or very cold | MROWc_Cold or very cold_6A/6B/7 | 6
21883 | 56225 | MN | MROWc | Cold or very cold | MROWc_Cold or very cold_6A/6B/7 | 6
21884 | 56235 | MN | MROWc | Cold or very cold | MROWc_Cold or very cold_6A/6B/7 | 6
21885 | 56244 | MN | MROWc | Cold or very cold | MROWc_Cold or very cold_6A/6B/7 | 6
21886 | 56248 | MN | MROWc | Cold or very cold | MROWc_Cold or very cold_6A/6B/7 | 6
21887 | 56267 | MN | MROWc | Cold or very cold | MROWc_Cold or very cold_6A/6B/7 | 6
21888 | 56278 | MN | MROWc | Cold or very cold | MROWc_Cold or very cold_6A/6B/7 | 6
21889 | 56323 | MN | MROWc | Cold or very cold | MROWc_Cold or very cold_6A/6B/7 | 6
21890 | 56343 | MN | MROWc | Cold or very cold | MROWc_Cold or very cold_6A/6B/7 | 6
21891 | 56208 | MN | MROWc | Cold or very cold | MROWc_Cold or very cold_6A/6B/7 | 6
21892 | 56210 | MN | MROWc | Cold or very cold | MROWc_Cold or very cold_6A/6B/7 | 6
21893 | 56211 | MN | MROWc | Cold or very cold | MROWc_Cold or very cold_6A/6B/7 | 6
21894 | 56219 | MN | MROWc | Cold or very cold | MROWc_Cold or very cold_6A/6B/7 | 6
21895 | 56227 | MN | MROWc | Cold or very cold | MROWc_Cold or very cold_6A/6B/7 | 6
21896 | 56236 | MN | MROWc | Cold or very cold | MROWc_Cold or very cold_6A/6B/7 | 6
21897 | 56240 | MN | MROWc | Cold or very cold | MROWc_Cold or very cold_6A/6B/7 | 6
21898 | 56276 | MN | MROWc | Cold or very cold | MROWc_Cold or very cold_6A/6B/7 | 6
21899 | 56212 | MN | MROWc | Cold or very cold | MROWc_Cold or very cold_6A/6B/7 | 6
21900 | 56232 | MN | MROWc | Cold or very cold | MROWc_Cold or very cold_6A/6B/7 | 6
21901 | 56256 | MN | MROWc | Cold or very cold | MROWc_Cold or very cold_6A/6B/7 | 6
21902 | 56257 | MN | MROWc | Cold or very cold | MROWc_Cold or very cold_6A/6B/7 | 6
21903 | 56215 | MN | MROWc | Cold or very cold | MROWc_Cold or very cold_6A/6B/7 | 6
21904 | 56262 | MN | MROWc | Cold or very cold | MROWc_Cold or very cold_6A/6B/7 | 6
21905 | 56271 | MN | MROWc | Cold or very cold | MROWc_Cold or very cold_6A/6B/7 | 6
21906 | 56295 | MN | MROWc | Cold or very cold | MROWc_Cold or very cold_6A/6B/7 | 6
21907 | 56226 | MN | MROWc | Cold or very cold | MROWc_Cold or very cold_6A/6B/7 | 6
21908 | 56231 | MN | MROWc | Cold or very cold | MROWc_Cold or very cold_6A/6B/7 | 6
21909 | 56249 | MN | MROWc | Cold or very cold | MROWc_Cold or very cold_6A/6B/7 | 6
21910 | 56274 | MN | MROWc | Cold or very cold | MROWc_Cold or very cold_6A/6B/7 | 6
21911 | 56296 | MN | MROWc | Cold or very cold | MROWc_Cold or very cold_6A/6B/7 | 6
21912 | 56565 | MN | MROWc | Cold or very cold | MROWc_Cold or very cold_6A/6B/7 | 6
21913 | 56583 | MN | MROWc | Cold or very cold | MROWc_Cold or very cold_6A/6B/7 | 6
21914 | 56308 | MN | MROWc | Cold or very cold | MROWc_Cold or very cold_6A/6B/7 | 6
21915 | 56327 | MN | MROWc | Cold or very cold | MROWc_Cold or very cold_6A/6B/7 | 6
21916 | 56334 | MN | MROWc | Cold or very cold | MROWc_Cold or very cold_6A/6B/7 | 6
21917 | 56349 | MN | MROWc | Cold or very cold | MROWc_Cold or very cold_6A/6B/7 | 6
21918 | 56381 | MN | MROWc | Cold or very cold | MROWc_Cold or very cold_6A/6B/7 | 6
21919 | 56318 | MN | MROWc | Cold or very cold | MROWc_Cold or very cold_6A/6B/7 | 6
21920 | 56328 | MN | MROWc | Cold or very cold | MROWc_Cold or very cold_6A/6B/7 | 6
21921 | 56344 | MN | MROWc | Cold or very cold | MROWc_Cold or very cold_6A/6B/7 | 6
21922 | 56345 | MN | MROWc | Cold or very cold | MROWc_Cold or very cold_6A/6B/7 | 6
21923 | 56347 | MN | MROWc | Cold or very cold | MROWc_Cold or very cold_6A/6B/7 | 6
21924 | 56364 | MN | MROWc | Cold or very cold | MROWc_Cold or very cold_6A/6B/7 | 6
21925 | 56382 | MN | MROWc | Cold or very cold | MROWc_Cold or very cold_6A/6B/7 | 6
21926 | 56384 | MN | MROWc | Cold or very cold | MROWc_Cold or very cold_6A/6B/7 | 6
21927 | 56438 | MN | MROWc | Cold or very cold | MROWc_Cold or very cold_6A/6B/7 | 6
21928 | 56443 | MN | MROWc | Cold or very cold | MROWc_Cold or very cold_6A/6B/7 | 6
21929 | 56449 | MN | MROWc | Cold or very cold | MROWc_Cold or very cold_6A/6B/7 | 6
21930 | 56475 | MN | MROWc | Cold or very cold | MROWc_Cold or very cold_6A/6B/7 | 6
21931 | 56315 | MN | MROWc | Cold or very cold | MROWc_Cold or very cold_6A/6B/7 | 6
21932 | 56319 | MN | MROWc | Cold or very cold | MROWc_Cold or very cold_6A/6B/7 | 6
21933 | 56332 | MN | MROWc | Cold or very cold | MROWc_Cold or very cold_6A/6B/7 | 6
21934 | 56341 | MN | MROWc | Cold or very cold | MROWc_Cold or very cold_6A/6B/7 | 6
21935 | 56354 | MN | MROWc | Cold or very cold | MROWc_Cold or very cold_6A/6B/7 | 6
21936 | 56355 | MN | MROWc | Cold or very cold | MROWc_Cold or very cold_6A/6B/7 | 6
21937 | 56361 | MN | MROWc | Cold or very cold | MROWc_Cold or very cold_6A/6B/7 | 6
21938 | 56446 | MN | MROWc | Cold or very cold | MROWc_Cold or very cold_6A/6B/7 | 6
21939 | 56389 | MN | MROWc | Cold or very cold | MROWc_Cold or very cold_6A/6B/7 | 6
21940 | 56434 | MN | MROWc | Cold or very cold | MROWc_Cold or very cold_6A/6B/7 | 6
21941 | 56440 | MN | MROWc | Cold or very cold | MROWc_Cold or very cold_6A/6B/7 | 6
21942 | 57013 | SD | MROWc | Cold or very cold | MROWc_Cold or very cold_6A/6B/7 | 6
21943 | 57014 | SD | MROWc | Cold or very cold | MROWc_Cold or very cold_6A/6B/7 | 6
21944 | 57021 | SD | MROWc | Cold or very cold | MROWc_Cold or very cold_6A/6B/7 | 6
21945 | 57027 | SD | MROWc | Cold or very cold | MROWc_Cold or very cold_6A/6B/7 | 6
21946 | 57032 | SD | MROWc | Cold or very cold | MROWc_Cold or very cold_6A/6B/7 | 6
21947 | 57039 | SD | MROWc | Cold or very cold | MROWc_Cold or very cold_6A/6B/7 | 6
21948 | 57064 | SD | MROWc | Cold or very cold | MROWc_Cold or very cold_6A/6B/7 | 6
21949 | 57077 | SD | MROWc | Cold or very cold | MROWc_Cold or very cold_6A/6B/7 | 6
21950 | 57106 | SD | MROWc | Cold or very cold | MROWc_Cold or very cold_6A/6B/7 | 6
21951 | 57108 | SD | MROWc | Cold or very cold | MROWc_Cold or very cold_6A/6B/7 | 6
21952 | 57002 | SD | MROWc | Cold or very cold | MROWc_Cold or very cold_6A/6B/7 | 6
21953 | 57006 | SD | MROWc | Cold or very cold | MROWc_Cold or very cold_6A/6B/7 | 6
21954 | 57007 | SD | MROWc | Cold or very cold | MROWc_Cold or very cold_6A/6B/7 | 6
21955 | 57026 | SD | MROWc | Cold or very cold | MROWc_Cold or very cold_6A/6B/7 | 6
21956 | 57061 | SD | MROWc | Cold or very cold | MROWc_Cold or very cold_6A/6B/7 | 6
21957 | 57071 | SD | MROWc | Cold or very cold | MROWc_Cold or very cold_6A/6B/7 | 6
21958 | 57212 | SD | MROWc | Cold or very cold | MROWc_Cold or very cold_6A/6B/7 | 6
21959 | 57213 | SD | MROWc | Cold or very cold | MROWc_Cold or very cold_6A/6B/7 | 6
21960 | 57220 | SD | MROWc | Cold or very cold | MROWc_Cold or very cold_6A/6B/7 | 6
21961 | 57234 | SD | MROWc | Cold or very cold | MROWc_Cold or very cold_6A/6B/7 | 6
21962 | 57268 | SD | MROWc | Cold or very cold | MROWc_Cold or very cold_6A/6B/7 | 6
21963 | 57276 | SD | MROWc | Cold or very cold | MROWc_Cold or very cold_6A/6B/7 | 6
21964 | 57017 | SD | MROWc | Cold or very cold | MROWc_Cold or very cold_6A/6B/7 | 6
21965 | 57022 | SD | MROWc | Cold or very cold | MROWc_Cold or very cold_6A/6B/7 | 6
21966 | 57024 | SD | MROWc | Cold or very cold | MROWc_Cold or very cold_6A/6B/7 | 6
21967 | 57028 | SD | MROWc | Cold or very cold | MROWc_Cold or very cold_6A/6B/7 | 6
21968 | 57057 | SD | MROWc | Cold or very cold | MROWc_Cold or very cold_6A/6B/7 | 6
21969 | 57065 | SD | MROWc | Cold or very cold | MROWc_Cold or very cold_6A/6B/7 | 6
21970 | 57075 | SD | MROWc | Cold or very cold | MROWc_Cold or very cold_6A/6B/7 | 6
21971 | 57003 | SD | MROWc | Cold or very cold | MROWc_Cold or very cold_6A/6B/7 | 6
21972 | 57005 | SD | MROWc | Cold or very cold | MROWc_Cold or very cold_6A/6B/7 | 6
21973 | 57015 | SD | MROWc | Cold or very cold | MROWc_Cold or very cold_6A/6B/7 | 6
21974 | 57016 | SD | MROWc | Cold or very cold | MROWc_Cold or very cold_6A/6B/7 | 6
21975 | 57018 | SD | MROWc | Cold or very cold | MROWc_Cold or very cold_6A/6B/7 | 6
21976 | 57020 | SD | MROWc | Cold or very cold | MROWc_Cold or very cold_6A/6B/7 | 6
21977 | 57030 | SD | MROWc | Cold or very cold | MROWc_Cold or very cold_6A/6B/7 | 6
21978 | 57033 | SD | MROWc | Cold or very cold | MROWc_Cold or very cold_6A/6B/7 | 6
21979 | 57035 | SD | MROWc | Cold or very cold | MROWc_Cold or very cold_6A/6B/7 | 6
21980 | 57041 | SD | MROWc | Cold or very cold | MROWc_Cold or very cold_6A/6B/7 | 6
21981 | 57042 | SD | MROWc | Cold or very cold | MROWc_Cold or very cold_6A/6B/7 | 6
21982 | 57048 | SD | MROWc | Cold or very cold | MROWc_Cold or very cold_6A/6B/7 | 6
21983 | 57053 | SD | MROWc | Cold or very cold | MROWc_Cold or very cold_6A/6B/7 | 6
21984 | 57055 | SD | MROWc | Cold or very cold | MROWc_Cold or very cold_6A/6B/7 | 6
21985 | 57068 | SD | MROWc | Cold or very cold | MROWc_Cold or very cold_6A/6B/7 | 6
21986 | 57101 | SD | MROWc | Cold or very cold | MROWc_Cold or very cold_6A/6B/7 | 6
21987 | 57103 | SD | MROWc | Cold or very cold | MROWc_Cold or very cold_6A/6B/7 | 6
21988 | 57104 | SD | MROWc | Cold or very cold | MROWc_Cold or very cold_6A/6B/7 | 6
21989 | 57105 | SD | MROWc | Cold or very cold | MROWc_Cold or very cold_6A/6B/7 | 6
21990 | 57107 | SD | MROWc | Cold or very cold | MROWc_Cold or very cold_6A/6B/7 | 6
21991 | 57109 | SD | MROWc | Cold or very cold | MROWc_Cold or very cold_6A/6B/7 | 6
21992 | 57110 | SD | MROWc | Cold or very cold | MROWc_Cold or very cold_6A/6B/7 | 6
21993 | 57118 | SD | MROWc | Cold or very cold | MROWc_Cold or very cold_6A/6B/7 | 6
21994 | 57186 | SD | MROWc | Cold or very cold | MROWc_Cold or very cold_6A/6B/7 | 6
21995 | 57193 | SD | MROWc | Cold or very cold | MROWc_Cold or very cold_6A/6B/7 | 6
21996 | 57197 | SD | MROWc | Cold or very cold | MROWc_Cold or very cold_6A/6B/7 | 6
21997 | 57198 | SD | MROWc | Cold or very cold | MROWc_Cold or very cold_6A/6B/7 | 6
21998 | 57012 | SD | MROWc | Cold or very cold | MROWc_Cold or very cold_6A/6B/7 | 6
21999 | 57043 | SD | MROWc | Cold or very cold | MROWc_Cold or very cold_6A/6B/7 | 6
22000 | 57047 | SD | MROWc | Cold or very cold | MROWc_Cold or very cold_6A/6B/7 | 6
22001 | 57058 | SD | MROWc | Cold or very cold | MROWc_Cold or very cold_6A/6B/7 | 6
22002 | 57319 | SD | MROWc | Cold or very cold | MROWc_Cold or very cold_6A/6B/7 | 6
22003 | 57321 | SD | MROWc | Cold or very cold | MROWc_Cold or very cold_6A/6B/7 | 6
22004 | 57332 | SD | MROWc | Cold or very cold | MROWc_Cold or very cold_6A/6B/7 | 6
22005 | 57374 | SD | MROWc | Cold or very cold | MROWc_Cold or very cold_6A/6B/7 | 6
22006 | 57029 | SD | MROWc | Cold or very cold | MROWc_Cold or very cold_6A/6B/7 | 6
22007 | 57036 | SD | MROWc | Cold or very cold | MROWc_Cold or very cold_6A/6B/7 | 6
22008 | 57045 | SD | MROWc | Cold or very cold | MROWc_Cold or very cold_6A/6B/7 | 6
22009 | 57070 | SD | MROWc | Cold or very cold | MROWc_Cold or very cold_6A/6B/7 | 6
22010 | 57050 | SD | MROWc | Cold or very cold | MROWc_Cold or very cold_6A/6B/7 | 6
22011 | 57051 | SD | MROWc | Cold or very cold | MROWc_Cold or very cold_6A/6B/7 | 6
22012 | 57054 | SD | MROWc | Cold or very cold | MROWc_Cold or very cold_6A/6B/7 | 6
22013 | 57076 | SD | MROWc | Cold or very cold | MROWc_Cold or very cold_6A/6B/7 | 6
22014 | 57323 | SD | MROWc | Cold or very cold | MROWc_Cold or very cold_6A/6B/7 | 6
22015 | 57337 | SD | MROWc | Cold or very cold | MROWc_Cold or very cold_6A/6B/7 | 6
22016 | 57340 | SD | MROWc | Cold or very cold | MROWc_Cold or very cold_6A/6B/7 | 6
22017 | 57349 | SD | MROWc | Cold or very cold | MROWc_Cold or very cold_6A/6B/7 | 6
22018 | 57214 | SD | MROWc | Cold or very cold | MROWc_Cold or very cold_6A/6B/7 | 6
22019 | 57221 | SD | MROWc | Cold or very cold | MROWc_Cold or very cold_6A/6B/7 | 6
22020 | 57231 | SD | MROWc | Cold or very cold | MROWc_Cold or very cold_6A/6B/7 | 6
22021 | 57233 | SD | MROWc | Cold or very cold | MROWc_Cold or very cold_6A/6B/7 | 6
22022 | 57248 | SD | MROWc | Cold or very cold | MROWc_Cold or very cold_6A/6B/7 | 6
22023 | 57249 | SD | MROWc | Cold or very cold | MROWc_Cold or very cold_6A/6B/7 | 6
22024 | 57353 | SD | MROWc | Cold or very cold | MROWc_Cold or very cold_6A/6B/7 | 6
22025 | 57386 | SD | MROWc | Cold or very cold | MROWc_Cold or very cold_6A/6B/7 | 6
22026 | 57201 | SD | MROWc | Cold or very cold | MROWc_Cold or very cold_6A/6B/7 | 6
22027 | 57217 | SD | MROWc | Cold or very cold | MROWc_Cold or very cold_6A/6B/7 | 6
22028 | 57235 | SD | MROWc | Cold or very cold | MROWc_Cold or very cold_6A/6B/7 | 6
22029 | 57238 | SD | MROWc | Cold or very cold | MROWc_Cold or very cold_6A/6B/7 | 6
22030 | 57241 | SD | MROWc | Cold or very cold | MROWc_Cold or very cold_6A/6B/7 | 6
22031 | 57242 | SD | MROWc | Cold or very cold | MROWc_Cold or very cold_6A/6B/7 | 6
22032 | 57243 | SD | MROWc | Cold or very cold | MROWc_Cold or very cold_6A/6B/7 | 6
22033 | 57245 | SD | MROWc | Cold or very cold | MROWc_Cold or very cold_6A/6B/7 | 6
22034 | 57256 | SD | MROWc | Cold or very cold | MROWc_Cold or very cold_6A/6B/7 | 6
22035 | 57263 | SD | MROWc | Cold or very cold | MROWc_Cold or very cold_6A/6B/7 | 6
22036 | 57264 | SD | MROWc | Cold or very cold | MROWc_Cold or very cold_6A/6B/7 | 6
22037 | 57265 | SD | MROWc | Cold or very cold | MROWc_Cold or very cold_6A/6B/7 | 6
22038 | 57272 | SD | MROWc | Cold or very cold | MROWc_Cold or very cold_6A/6B/7 | 6
22039 | 57223 | SD | MROWc | Cold or very cold | MROWc_Cold or very cold_6A/6B/7 | 6
22040 | 57226 | SD | MROWc | Cold or very cold | MROWc_Cold or very cold_6A/6B/7 | 6
22041 | 57271 | SD | MROWc | Cold or very cold | MROWc_Cold or very cold_6A/6B/7 | 6
22042 | 57218 | SD | MROWc | Cold or very cold | MROWc_Cold or very cold_6A/6B/7 | 6
22043 | 57237 | SD | MROWc | Cold or very cold | MROWc_Cold or very cold_6A/6B/7 | 6
22044 | 57259 | SD | MROWc | Cold or very cold | MROWc_Cold or very cold_6A/6B/7 | 6
22045 | 57216 | SD | MROWc | Cold or very cold | MROWc_Cold or very cold_6A/6B/7 | 6
22046 | 57224 | SD | MROWc | Cold or very cold | MROWc_Cold or very cold_6A/6B/7 | 6
22047 | 57227 | SD | MROWc | Cold or very cold | MROWc_Cold or very cold_6A/6B/7 | 6
22048 | 57252 | SD | MROWc | Cold or very cold | MROWc_Cold or very cold_6A/6B/7 | 6
22049 | 57255 | SD | MROWc | Cold or very cold | MROWc_Cold or very cold_6A/6B/7 | 6
22050 | 57257 | SD | MROWc | Cold or very cold | MROWc_Cold or very cold_6A/6B/7 | 6
22051 | 57260 | SD | MROWc | Cold or very cold | MROWc_Cold or very cold_6A/6B/7 | 6
22052 | 57262 | SD | MROWc | Cold or very cold | MROWc_Cold or very cold_6A/6B/7 | 6
22053 | 57266 | SD | MROWc | Cold or very cold | MROWc_Cold or very cold_6A/6B/7 | 6
22054 | 57269 | SD | MROWc | Cold or very cold | MROWc_Cold or very cold_6A/6B/7 | 6
22055 | 57270 | SD | MROWc | Cold or very cold | MROWc_Cold or very cold_6A/6B/7 | 6
22056 | 57273 | SD | MROWc | Cold or very cold | MROWc_Cold or very cold_6A/6B/7 | 6
22057 | 57279 | SD | MROWc | Cold or very cold | MROWc_Cold or very cold_6A/6B/7 | 6
22058 | 57246 | SD | MROWc | Cold or very cold | MROWc_Cold or very cold_6A/6B/7 | 6
22059 | 57251 | SD | MROWc | Cold or very cold | MROWc_Cold or very cold_6A/6B/7 | 6
22060 | 57225 | SD | MROWc | Cold or very cold | MROWc_Cold or very cold_6A/6B/7 | 6
22061 | 57236 | SD | MROWc | Cold or very cold | MROWc_Cold or very cold_6A/6B/7 | 6
22062 | 57258 | SD | MROWc | Cold or very cold | MROWc_Cold or very cold_6A/6B/7 | 6
22063 | 57274 | SD | MROWc | Cold or very cold | MROWc_Cold or very cold_6A/6B/7 | 6
22064 | 57278 | SD | MROWc | Cold or very cold | MROWc_Cold or very cold_6A/6B/7 | 6
22065 | 57322 | SD | MROWc | Cold or very cold | MROWc_Cold or very cold_6A/6B/7 | 6
22066 | 57434 | SD | MROWc | Cold or very cold | MROWc_Cold or very cold_6A/6B/7 | 6
22067 | 57219 | SD | MROWc | Cold or very cold | MROWc_Cold or very cold_6A/6B/7 | 6
22068 | 57232 | SD | MROWc | Cold or very cold | MROWc_Cold or very cold_6A/6B/7 | 6
22069 | 57239 | SD | MROWc | Cold or very cold | MROWc_Cold or very cold_6A/6B/7 | 6
22070 | 57261 | SD | MROWc | Cold or very cold | MROWc_Cold or very cold_6A/6B/7 | 6
22071 | 57422 | SD | MROWc | Cold or very cold | MROWc_Cold or very cold_6A/6B/7 | 6
22072 | 57445 | SD | MROWc | Cold or very cold | MROWc_Cold or very cold_6A/6B/7 | 6
22073 | 57454 | SD | MROWc | Cold or very cold | MROWc_Cold or very cold_6A/6B/7 | 6
22074 | 57468 | SD | MROWc | Cold or very cold | MROWc_Cold or very cold_6A/6B/7 | 6
22075 | 57247 | SD | MROWc | Cold or very cold | MROWc_Cold or very cold_6A/6B/7 | 6
22076 | 57421 | SD | MROWc | Cold or very cold | MROWc_Cold or very cold_6A/6B/7 | 6
22077 | 57430 | SD | MROWc | Cold or very cold | MROWc_Cold or very cold_6A/6B/7 | 6
22078 | 57432 | SD | MROWc | Cold or very cold | MROWc_Cold or very cold_6A/6B/7 | 6
22079 | 57348 | SD | MROWc | Cold or very cold | MROWc_Cold or very cold_6A/6B/7 | 6
22080 | 57424 | SD | MROWc | Cold or very cold | MROWc_Cold or very cold_6A/6B/7 | 6
22081 | 57429 | SD | MROWc | Cold or very cold | MROWc_Cold or very cold_6A/6B/7 | 6
22082 | 57436 | SD | MROWc | Cold or very cold | MROWc_Cold or very cold_6A/6B/7 | 6
22083 | 57440 | SD | MROWc | Cold or very cold | MROWc_Cold or very cold_6A/6B/7 | 6
22084 | 57460 | SD | MROWc | Cold or very cold | MROWc_Cold or very cold_6A/6B/7 | 6
22085 | 57461 | SD | MROWc | Cold or very cold | MROWc_Cold or very cold_6A/6B/7 | 6
22086 | 57465 | SD | MROWc | Cold or very cold | MROWc_Cold or very cold_6A/6B/7 | 6
22087 | 57469 | SD | MROWc | Cold or very cold | MROWc_Cold or very cold_6A/6B/7 | 6
22088 | 57474 | SD | MROWc | Cold or very cold | MROWc_Cold or very cold_6A/6B/7 | 6
22089 | 57476 | SD | MROWc | Cold or very cold | MROWc_Cold or very cold_6A/6B/7 | 6
22090 | 57477 | SD | MROWc | Cold or very cold | MROWc_Cold or very cold_6A/6B/7 | 6
22091 | 57301 | SD | MROWc | Cold or very cold | MROWc_Cold or very cold_6A/6B/7 | 6
22092 | 57328 | SD | MROWc | Cold or very cold | MROWc_Cold or very cold_6A/6B/7 | 6
22093 | 57359 | SD | MROWc | Cold or very cold | MROWc_Cold or very cold_6A/6B/7 | 6
22094 | 57363 | SD | MROWc | Cold or very cold | MROWc_Cold or very cold_6A/6B/7 | 6
22095 | 57375 | SD | MROWc | Cold or very cold | MROWc_Cold or very cold_6A/6B/7 | 6
22096 | 57312 | SD | MROWc | Cold or very cold | MROWc_Cold or very cold_6A/6B/7 | 6
22097 | 57314 | SD | MROWc | Cold or very cold | MROWc_Cold or very cold_6A/6B/7 | 6
22098 | 57350 | SD | MROWc | Cold or very cold | MROWc_Cold or very cold_6A/6B/7 | 6
22099 | 57358 | SD | MROWc | Cold or very cold | MROWc_Cold or very cold_6A/6B/7 | 6
22100 | 57385 | SD | MROWc | Cold or very cold | MROWc_Cold or very cold_6A/6B/7 | 6
22101 | 57341 | SD | MROWc | Cold or very cold | MROWc_Cold or very cold_6A/6B/7 | 6
22102 | 57355 | SD | MROWc | Cold or very cold | MROWc_Cold or very cold_6A/6B/7 | 6
22103 | 57382 | SD | MROWc | Cold or very cold | MROWc_Cold or very cold_6A/6B/7 | 6
22104 | 57324 | SD | MROWc | Cold or very cold | MROWc_Cold or very cold_6A/6B/7 | 6
22105 | 57379 | SD | MROWc | Cold or very cold | MROWc_Cold or very cold_6A/6B/7 | 6
22106 | 57381 | SD | MROWc | Cold or very cold | MROWc_Cold or very cold_6A/6B/7 | 6
22107 | 57384 | SD | MROWc | Cold or very cold | MROWc_Cold or very cold_6A/6B/7 | 6
22108 | 57399 | SD | MROWc | Cold or very cold | MROWc_Cold or very cold_6A/6B/7 | 6
22109 | 57325 | SD | MROWc | Cold or very cold | MROWc_Cold or very cold_6A/6B/7 | 6
22110 | 57370 | SD | MROWc | Cold or very cold | MROWc_Cold or very cold_6A/6B/7 | 6
22111 | 57383 | SD | MROWc | Cold or very cold | MROWc_Cold or very cold_6A/6B/7 | 6
22112 | 57339 | SD | MROWc | Cold or very cold | MROWc_Cold or very cold_6A/6B/7 | 6
22113 | 57362 | SD | MROWc | Cold or very cold | MROWc_Cold or very cold_6A/6B/7 | 6
22114 | 57368 | SD | MROWc | Cold or very cold | MROWc_Cold or very cold_6A/6B/7 | 6
22115 | 57345 | SD | MROWc | Cold or very cold | MROWc_Cold or very cold_6A/6B/7 | 6
22116 | 57371 | SD | MROWc | Cold or very cold | MROWc_Cold or very cold_6A/6B/7 | 6
22117 | 57373 | SD | MROWc | Cold or very cold | MROWc_Cold or very cold_6A/6B/7 | 6
22118 | 57467 | SD | MROWc | Cold or very cold | MROWc_Cold or very cold_6A/6B/7 | 6
22119 | 57470 | SD | MROWc | Cold or very cold | MROWc_Cold or very cold_6A/6B/7 | 6
22120 | 57435 | SD | MROWc | Cold or very cold | MROWc_Cold or very cold_6A/6B/7 | 6
22121 | 57438 | SD | MROWc | Cold or very cold | MROWc_Cold or very cold_6A/6B/7 | 6
22122 | 57466 | SD | MROWc | Cold or very cold | MROWc_Cold or very cold_6A/6B/7 | 6
22123 | 57473 | SD | MROWc | Cold or very cold | MROWc_Cold or very cold_6A/6B/7 | 6
22124 | 57346 | SD | MROWc | Cold or very cold | MROWc_Cold or very cold_6A/6B/7 | 6
22125 | 57536 | SD | MROWc | Cold or very cold | MROWc_Cold or very cold_6A/6B/7 | 6
22126 | 57540 | SD | MROWc | Cold or very cold | MROWc_Cold or very cold_6A/6B/7 | 6
22127 | 57564 | SD | MROWc | Cold or very cold | MROWc_Cold or very cold_6A/6B/7 | 6
22128 | 57365 | SD | MROWc | Cold or very cold | MROWc_Cold or very cold_6A/6B/7 | 6
22129 | 57532 | SD | MROWc | Cold or very cold | MROWc_Cold or very cold_6A/6B/7 | 6
22130 | 57534 | SD | MROWc | Cold or very cold | MROWc_Cold or very cold_6A/6B/7 | 6
22131 | 57544 | SD | MROWc | Cold or very cold | MROWc_Cold or very cold_6A/6B/7 | 6
22132 | 57548 | SD | MROWc | Cold or very cold | MROWc_Cold or very cold_6A/6B/7 | 6
22133 | 57568 | SD | MROWc | Cold or very cold | MROWc_Cold or very cold_6A/6B/7 | 6
22134 | 57569 | SD | MROWc | Cold or very cold | MROWc_Cold or very cold_6A/6B/7 | 6
22135 | 57576 | SD | MROWc | Cold or very cold | MROWc_Cold or very cold_6A/6B/7 | 6
22136 | 57401 | SD | MROWc | Cold or very cold | MROWc_Cold or very cold_6A/6B/7 | 6
22137 | 57402 | SD | MROWc | Cold or very cold | MROWc_Cold or very cold_6A/6B/7 | 6
22138 | 57426 | SD | MROWc | Cold or very cold | MROWc_Cold or very cold_6A/6B/7 | 6
22139 | 57427 | SD | MROWc | Cold or very cold | MROWc_Cold or very cold_6A/6B/7 | 6
22140 | 57433 | SD | MROWc | Cold or very cold | MROWc_Cold or very cold_6A/6B/7 | 6
22141 | 57439 | SD | MROWc | Cold or very cold | MROWc_Cold or very cold_6A/6B/7 | 6
22142 | 57441 | SD | MROWc | Cold or very cold | MROWc_Cold or very cold_6A/6B/7 | 6
22143 | 57446 | SD | MROWc | Cold or very cold | MROWc_Cold or very cold_6A/6B/7 | 6
22144 | 57449 | SD | MROWc | Cold or very cold | MROWc_Cold or very cold_6A/6B/7 | 6
22145 | 57451 | SD | MROWc | Cold or very cold | MROWc_Cold or very cold_6A/6B/7 | 6
22146 | 57479 | SD | MROWc | Cold or very cold | MROWc_Cold or very cold_6A/6B/7 | 6
22147 | 57481 | SD | MROWc | Cold or very cold | MROWc_Cold or very cold_6A/6B/7 | 6
22148 | 57420 | SD | MROWc | Cold or very cold | MROWc_Cold or very cold_6A/6B/7 | 6
22149 | 57428 | SD | MROWc | Cold or very cold | MROWc_Cold or very cold_6A/6B/7 | 6
22150 | 57450 | SD | MROWc | Cold or very cold | MROWc_Cold or very cold_6A/6B/7 | 6
22151 | 57452 | SD | MROWc | Cold or very cold | MROWc_Cold or very cold_6A/6B/7 | 6
22152 | 57472 | SD | MROWc | Cold or very cold | MROWc_Cold or very cold_6A/6B/7 | 6
22153 | 57601 | SD | MROWc | Cold or very cold | MROWc_Cold or very cold_6A/6B/7 | 6
22154 | 57631 | SD | MROWc | Cold or very cold | MROWc_Cold or very cold_6A/6B/7 | 6
22155 | 57448 | SD | MROWc | Cold or very cold | MROWc_Cold or very cold_6A/6B/7 | 6
22156 | 57456 | SD | MROWc | Cold or very cold | MROWc_Cold or very cold_6A/6B/7 | 6
22157 | 57471 | SD | MROWc | Cold or very cold | MROWc_Cold or very cold_6A/6B/7 | 6
22158 | 57475 | SD | MROWc | Cold or very cold | MROWc_Cold or very cold_6A/6B/7 | 6
22159 | 57437 | SD | MROWc | Cold or very cold | MROWc_Cold or very cold_6A/6B/7 | 6
22160 | 57457 | SD | MROWc | Cold or very cold | MROWc_Cold or very cold_6A/6B/7 | 6
22161 | 57632 | SD | MROWc | Cold or very cold | MROWc_Cold or very cold_6A/6B/7 | 6
22162 | 57646 | SD | MROWc | Cold or very cold | MROWc_Cold or very cold_6A/6B/7 | 6
22163 | 57648 | SD | MROWc | Cold or very cold | MROWc_Cold or very cold_6A/6B/7 | 6
22164 | 57442 | SD | MROWc | Cold or very cold | MROWc_Cold or very cold_6A/6B/7 | 6
22165 | 57455 | SD | MROWc | Cold or very cold | MROWc_Cold or very cold_6A/6B/7 | 6
22166 | 57501 | SD | MROWc | Cold or very cold | MROWc_Cold or very cold_6A/6B/7 | 6
22167 | 57520 | SD | MROWc | Cold or very cold | MROWc_Cold or very cold_6A/6B/7 | 6
22168 | 57522 | SD | MROWc | Cold or very cold | MROWc_Cold or very cold_6A/6B/7 | 6
22169 | 57531 | SD | MROWc | Cold or very cold | MROWc_Cold or very cold_6A/6B/7 | 6
22170 | 57559 | SD | MROWc | Cold or very cold | MROWc_Cold or very cold_6A/6B/7 | 6
22171 | 57562 | SD | MROWc | Cold or very cold | MROWc_Cold or very cold_6A/6B/7 | 6
22172 | 57537 | SD | MROWc | Cold or very cold | MROWc_Cold or very cold_6A/6B/7 | 6
22173 | 57552 | SD | MROWc | Cold or very cold | MROWc_Cold or very cold_6A/6B/7 | 6
22174 | 57553 | SD | MROWc | Cold or very cold | MROWc_Cold or very cold_6A/6B/7 | 6
22175 | 57775 | SD | MROWc | Cold or very cold | MROWc_Cold or very cold_6A/6B/7 | 6
22176 | 57701 | SD | RMPAc | Cold or very cold | RMPAc_Cold or very cold_6A/6B/7 | 6
22177 | 57702 | SD | RMPAc | Cold or very cold | RMPAc_Cold or very cold_6A/6B/7 | 6
22178 | 57703 | SD | RMPAc | Cold or very cold | RMPAc_Cold or very cold_6A/6B/7 | 6
22179 | 57706 | SD | RMPAc | Cold or very cold | RMPAc_Cold or very cold_6A/6B/7 | 6
22180 | 57709 | SD | RMPAc | Cold or very cold | RMPAc_Cold or very cold_6A/6B/7 | 6
22181 | 57718 | SD | RMPAc | Cold or very cold | RMPAc_Cold or very cold_6A/6B/7 | 6
22182 | 57719 | SD | RMPAc | Cold or very cold | RMPAc_Cold or very cold_6A/6B/7 | 6
22183 | 57725 | SD | RMPAc | Cold or very cold | RMPAc_Cold or very cold_6A/6B/7 | 6
22184 | 57730 | SD | RMPAc | Cold or very cold | RMPAc_Cold or very cold_6A/6B/7 | 6
22185 | 57732 | SD | RMPAc | Cold or very cold | RMPAc_Cold or very cold_6A/6B/7 | 6
22186 | 57744 | SD | RMPAc | Cold or very cold | RMPAc_Cold or very cold_6A/6B/7 | 6
22187 | 57745 | SD | RMPAc | Cold or very cold | RMPAc_Cold or very cold_6A/6B/7 | 6
22188 | 57751 | SD | RMPAc | Cold or very cold | RMPAc_Cold or very cold_6A/6B/7 | 6
22189 | 57754 | SD | RMPAc | Cold or very cold | RMPAc_Cold or very cold_6A/6B/7 | 6
22190 | 57761 | SD | RMPAc | Cold or very cold | RMPAc_Cold or very cold_6A/6B/7 | 6
22191 | 57767 | SD | RMPAc | Cold or very cold | RMPAc_Cold or very cold_6A/6B/7 | 6
22192 | 57780 | SD | RMPAc | Cold or very cold | RMPAc_Cold or very cold_6A/6B/7 | 6
22193 | 57790 | SD | RMPAc | Cold or very cold | RMPAc_Cold or very cold_6A/6B/7 | 6
22194 | 57791 | SD | RMPAc | Cold or very cold | RMPAc_Cold or very cold_6A/6B/7 | 6
22195 | 57620 | SD | MROWc | Cold or very cold | MROWc_Cold or very cold_6A/6B/7 | 6
22196 | 57626 | SD | MROWc | Cold or very cold | MROWc_Cold or very cold_6A/6B/7 | 6
22197 | 57638 | SD | MROWc | Cold or very cold | MROWc_Cold or very cold_6A/6B/7 | 6
22198 | 57640 | SD | MROWc | Cold or very cold | MROWc_Cold or very cold_6A/6B/7 | 6
22199 | 57644 | SD | MROWc | Cold or very cold | MROWc_Cold or very cold_6A/6B/7 | 6
22200 | 57649 | SD | MROWc | Cold or very cold | MROWc_Cold or very cold_6A/6B/7 | 6
22201 | 57651 | SD | MROWc | Cold or very cold | MROWc_Cold or very cold_6A/6B/7 | 6
22202 | 57758 | SD | MROWc | Cold or very cold | MROWc_Cold or very cold_6A/6B/7 | 6
22203 | 57621 | SD | MROWc | Cold or very cold | MROWc_Cold or very cold_6A/6B/7 | 6
22204 | 57634 | SD | MROWc | Cold or very cold | MROWc_Cold or very cold_6A/6B/7 | 6
22205 | 57639 | SD | MROWc | Cold or very cold | MROWc_Cold or very cold_6A/6B/7 | 6
22206 | 57641 | SD | MROWc | Cold or very cold | MROWc_Cold or very cold_6A/6B/7 | 6
22207 | 57642 | SD | MROWc | Cold or very cold | MROWc_Cold or very cold_6A/6B/7 | 6
22208 | 57645 | SD | MROWc | Cold or very cold | MROWc_Cold or very cold_6A/6B/7 | 6
22209 | 57657 | SD | MROWc | Cold or very cold | MROWc_Cold or very cold_6A/6B/7 | 6
22210 | 57658 | SD | MROWc | Cold or very cold | MROWc_Cold or very cold_6A/6B/7 | 6
22211 | 57659 | SD | MROWc | Cold or very cold | MROWc_Cold or very cold_6A/6B/7 | 6
22212 | 57660 | SD | MROWc | Cold or very cold | MROWc_Cold or very cold_6A/6B/7 | 6
22213 | 57622 | SD | MROWc | Cold or very cold | MROWc_Cold or very cold_6A/6B/7 | 6
22214 | 57623 | SD | MROWc | Cold or very cold | MROWc_Cold or very cold_6A/6B/7 | 6
22215 | 57625 | SD | MROWc | Cold or very cold | MROWc_Cold or very cold_6A/6B/7 | 6
22216 | 57630 | SD | MROWc | Cold or very cold | MROWc_Cold or very cold_6A/6B/7 | 6
22217 | 57633 | SD | MROWc | Cold or very cold | MROWc_Cold or very cold_6A/6B/7 | 6
22218 | 57636 | SD | MROWc | Cold or very cold | MROWc_Cold or very cold_6A/6B/7 | 6
22219 | 57652 | SD | MROWc | Cold or very cold | MROWc_Cold or very cold_6A/6B/7 | 6
22220 | 57656 | SD | MROWc | Cold or very cold | MROWc_Cold or very cold_6A/6B/7 | 6
22221 | 57661 | SD | MROWc | Cold or very cold | MROWc_Cold or very cold_6A/6B/7 | 6
22222 | 57737 | SD | MROWc | Cold or very cold | MROWc_Cold or very cold_6A/6B/7 | 6
22223 | 57741 | SD | MROWc | Cold or very cold | MROWc_Cold or very cold_6A/6B/7 | 6
22224 | 57748 | SD | MROWc | Cold or very cold | MROWc_Cold or very cold_6A/6B/7 | 6
22225 | 57769 | SD | MROWc | Cold or very cold | MROWc_Cold or very cold_6A/6B/7 | 6
22226 | 57785 | SD | MROWc | Cold or very cold | MROWc_Cold or very cold_6A/6B/7 | 6
22227 | 57787 | SD | MROWc | Cold or very cold | MROWc_Cold or very cold_6A/6B/7 | 6
22228 | 57788 | SD | MROWc | Cold or very cold | MROWc_Cold or very cold_6A/6B/7 | 6
22229 | 57792 | SD | MROWc | Cold or very cold | MROWc_Cold or very cold_6A/6B/7 | 6
22230 | 57793 | SD | MROWc | Cold or very cold | MROWc_Cold or very cold_6A/6B/7 | 6
22231 | 57650 | SD | MROWc | Cold or very cold | MROWc_Cold or very cold_6A/6B/7 | 6
22232 | 57717 | SD | MROWc | Cold or very cold | MROWc_Cold or very cold_6A/6B/7 | 6
22233 | 57720 | SD | MROWc | Cold or very cold | MROWc_Cold or very cold_6A/6B/7 | 6
22234 | 57724 | SD | MROWc | Cold or very cold | MROWc_Cold or very cold_6A/6B/7 | 6
22235 | 57755 | SD | MROWc | Cold or very cold | MROWc_Cold or very cold_6A/6B/7 | 6
22236 | 57760 | SD | MROWc | Cold or very cold | MROWc_Cold or very cold_6A/6B/7 | 6
22237 | 57776 | SD | MROWc | Cold or very cold | MROWc_Cold or very cold_6A/6B/7 | 6
22238 | 57752 | SD | MROWc | Cold or very cold | MROWc_Cold or very cold_6A/6B/7 | 6
22239 | 57756 | SD | MROWc | Cold or very cold | MROWc_Cold or very cold_6A/6B/7 | 6
22240 | 57764 | SD | MROWc | Cold or very cold | MROWc_Cold or very cold_6A/6B/7 | 6
22241 | 57770 | SD | MROWc | Cold or very cold | MROWc_Cold or very cold_6A/6B/7 | 6
22242 | 57772 | SD | MROWc | Cold or very cold | MROWc_Cold or very cold_6A/6B/7 | 6
22243 | 57794 | SD | MROWc | Cold or very cold | MROWc_Cold or very cold_6A/6B/7 | 6
22244 | 57759 | SD | RMPAc | Cold or very cold | RMPAc_Cold or very cold_6A/6B/7 | 6
22245 | 57779 | SD | RMPAc | Cold or very cold | RMPAc_Cold or very cold_6A/6B/7 | 6
22246 | 57783 | SD | RMPAc | Cold or very cold | RMPAc_Cold or very cold_6A/6B/7 | 6
22247 | 57799 | SD | RMPAc | Cold or very cold | RMPAc_Cold or very cold_6A/6B/7 | 6
22248 | 57762 | SD | RMPAc | Cold or very cold | RMPAc_Cold or very cold_6A/6B/7 | 6
22249 | 57722 | SD | RMPAc | Cold or very cold | RMPAc_Cold or very cold_6A/6B/7 | 6
22250 | 57735 | SD | RMPAc | Cold or very cold | RMPAc_Cold or very cold_6A/6B/7 | 6
22251 | 57738 | SD | RMPAc | Cold or very cold | RMPAc_Cold or very cold_6A/6B/7 | 6
22252 | 57747 | SD | RMPAc | Cold or very cold | RMPAc_Cold or very cold_6A/6B/7 | 6
22253 | 57773 | SD | RMPAc | Cold or very cold | RMPAc_Cold or very cold_6A/6B/7 | 6
22254 | 57763 | SD | RMPAc | Cold or very cold | RMPAc_Cold or very cold_6A/6B/7 | 6
22255 | 57766 | SD | RMPAc | Cold or very cold | RMPAc_Cold or very cold_6A/6B/7 | 6
22256 | 57782 | SD | RMPAc | Cold or very cold | RMPAc_Cold or very cold_6A/6B/7 | 6
22257 | 58001 | ND | MROWc | Cold or very cold | MROWc_Cold or very cold_6A/6B/7 | 6
22258 | 58008 | ND | MROWc | Cold or very cold | MROWc_Cold or very cold_6A/6B/7 | 6
22259 | 58015 | ND | MROWc | Cold or very cold | MROWc_Cold or very cold_6A/6B/7 | 6
22260 | 58018 | ND | MROWc | Cold or very cold | MROWc_Cold or very cold_6A/6B/7 | 6
22261 | 58030 | ND | MROWc | Cold or very cold | MROWc_Cold or very cold_6A/6B/7 | 6
22262 | 58041 | ND | MROWc | Cold or very cold | MROWc_Cold or very cold_6A/6B/7 | 6
22263 | 58047 | ND | MROWc | Cold or very cold | MROWc_Cold or very cold_6A/6B/7 | 6
22264 | 58051 | ND | MROWc | Cold or very cold | MROWc_Cold or very cold_6A/6B/7 | 6
22265 | 58052 | ND | MROWc | Cold or very cold | MROWc_Cold or very cold_6A/6B/7 | 6
22266 | 58053 | ND | MROWc | Cold or very cold | MROWc_Cold or very cold_6A/6B/7 | 6
22267 | 58057 | ND | MROWc | Cold or very cold | MROWc_Cold or very cold_6A/6B/7 | 6
22268 | 58058 | ND | MROWc | Cold or very cold | MROWc_Cold or very cold_6A/6B/7 | 6
22269 | 58060 | ND | MROWc | Cold or very cold | MROWc_Cold or very cold_6A/6B/7 | 6
22270 | 58061 | ND | MROWc | Cold or very cold | MROWc_Cold or very cold_6A/6B/7 | 6
22271 | 58075 | ND | MROWc | Cold or very cold | MROWc_Cold or very cold_6A/6B/7 | 6
22272 | 58076 | ND | MROWc | Cold or very cold | MROWc_Cold or very cold_6A/6B/7 | 6
22273 | 58077 | ND | MROWc | Cold or very cold | MROWc_Cold or very cold_6A/6B/7 | 6
22274 | 58081 | ND | MROWc | Cold or very cold | MROWc_Cold or very cold_6A/6B/7 | 6
22275 | 58013 | ND | MROWc | Cold or very cold | MROWc_Cold or very cold_6A/6B/7 | 6
22276 | 58017 | ND | MROWc | Cold or very cold | MROWc_Cold or very cold_6A/6B/7 | 6
22277 | 58032 | ND | MROWc | Cold or very cold | MROWc_Cold or very cold_6A/6B/7 | 6
22278 | 58040 | ND | MROWc | Cold or very cold | MROWc_Cold or very cold_6A/6B/7 | 6
22279 | 58043 | ND | MROWc | Cold or very cold | MROWc_Cold or very cold_6A/6B/7 | 6
22280 | 58054 | ND | MROWc | Cold or very cold | MROWc_Cold or very cold_6A/6B/7 | 6
22281 | 58067 | ND | MROWc | Cold or very cold | MROWc_Cold or very cold_6A/6B/7 | 6
22282 | 58069 | ND | MROWc | Cold or very cold | MROWc_Cold or very cold_6A/6B/7 | 6
22283 | 58474 | ND | MROWc | Cold or very cold | MROWc_Cold or very cold_6A/6B/7 | 6
22284 | 58033 | ND | MROWc | Cold or very cold | MROWc_Cold or very cold_6A/6B/7 | 6
22285 | 58490 | ND | MROWc | Cold or very cold | MROWc_Cold or very cold_6A/6B/7 | 6
22286 | 58415 | ND | MROWc | Cold or very cold | MROWc_Cold or very cold_6A/6B/7 | 6
22287 | 58431 | ND | MROWc | Cold or very cold | MROWc_Cold or very cold_6A/6B/7 | 6
22288 | 58433 | ND | MROWc | Cold or very cold | MROWc_Cold or very cold_6A/6B/7 | 6
22289 | 58454 | ND | MROWc | Cold or very cold | MROWc_Cold or very cold_6A/6B/7 | 6
22290 | 58456 | ND | MROWc | Cold or very cold | MROWc_Cold or very cold_6A/6B/7 | 6
22291 | 58458 | ND | MROWc | Cold or very cold | MROWc_Cold or very cold_6A/6B/7 | 6
22292 | 58472 | ND | MROWc | Cold or very cold | MROWc_Cold or very cold_6A/6B/7 | 6
22293 | 58413 | ND | MROWc | Cold or very cold | MROWc_Cold or very cold_6A/6B/7 | 6
22294 | 58436 | ND | MROWc | Cold or very cold | MROWc_Cold or very cold_6A/6B/7 | 6
22295 | 58439 | ND | MROWc | Cold or very cold | MROWc_Cold or very cold_6A/6B/7 | 6
22296 | 58441 | ND | MROWc | Cold or very cold | MROWc_Cold or very cold_6A/6B/7 | 6
22297 | 58440 | ND | MROWc | Cold or very cold | MROWc_Cold or very cold_6A/6B/7 | 6
22298 | 58460 | ND | MROWc | Cold or very cold | MROWc_Cold or very cold_6A/6B/7 | 6
22299 | 58495 | ND | MROWc | Cold or very cold | MROWc_Cold or very cold_6A/6B/7 | 6
22300 | 58581 | ND | MROWc | Cold or very cold | MROWc_Cold or very cold_6A/6B/7 | 6
22301 | 58477 | ND | MROWc | Cold or very cold | MROWc_Cold or very cold_6A/6B/7 | 6
22302 | 58494 | ND | MROWc | Cold or very cold | MROWc_Cold or very cold_6A/6B/7 | 6
22303 | 58501 | ND | MROWc | Cold or very cold | MROWc_Cold or very cold_6A/6B/7 | 6
22304 | 58502 | ND | MROWc | Cold or very cold | MROWc_Cold or very cold_6A/6B/7 | 6
22305 | 58503 | ND | MROWc | Cold or very cold | MROWc_Cold or very cold_6A/6B/7 | 6
22306 | 58504 | ND | MROWc | Cold or very cold | MROWc_Cold or very cold_6A/6B/7 | 6
22307 | 58505 | ND | MROWc | Cold or very cold | MROWc_Cold or very cold_6A/6B/7 | 6
22308 | 58506 | ND | MROWc | Cold or very cold | MROWc_Cold or very cold_6A/6B/7 | 6
22309 | 58507 | ND | MROWc | Cold or very cold | MROWc_Cold or very cold_6A/6B/7 | 6
22310 | 58521 | ND | MROWc | Cold or very cold | MROWc_Cold or very cold_6A/6B/7 | 6
22311 | 58558 | ND | MROWc | Cold or very cold | MROWc_Cold or very cold_6A/6B/7 | 6
22312 | 58560 | ND | MROWc | Cold or very cold | MROWc_Cold or very cold_6A/6B/7 | 6
22313 | 58572 | ND | MROWc | Cold or very cold | MROWc_Cold or very cold_6A/6B/7 | 6
22314 | 58579 | ND | MROWc | Cold or very cold | MROWc_Cold or very cold_6A/6B/7 | 6
22315 | 58542 | ND | MROWc | Cold or very cold | MROWc_Cold or very cold_6A/6B/7 | 6
22316 | 58544 | ND | MROWc | Cold or very cold | MROWc_Cold or very cold_6A/6B/7 | 6
22317 | 58552 | ND | MROWc | Cold or very cold | MROWc_Cold or very cold_6A/6B/7 | 6
22318 | 58573 | ND | MROWc | Cold or very cold | MROWc_Cold or very cold_6A/6B/7 | 6
22319 | 58520 | ND | MROWc | Cold or very cold | MROWc_Cold or very cold_6A/6B/7 | 6
22320 | 58529 | ND | MROWc | Cold or very cold | MROWc_Cold or very cold_6A/6B/7 | 6
22321 | 58533 | ND | MROWc | Cold or very cold | MROWc_Cold or very cold_6A/6B/7 | 6
22322 | 58535 | ND | MROWc | Cold or very cold | MROWc_Cold or very cold_6A/6B/7 | 6
22323 | 58562 | ND | MROWc | Cold or very cold | MROWc_Cold or very cold_6A/6B/7 | 6
22324 | 58563 | ND | MROWc | Cold or very cold | MROWc_Cold or very cold_6A/6B/7 | 6
22325 | 58564 | ND | MROWc | Cold or very cold | MROWc_Cold or very cold_6A/6B/7 | 6
22326 | 58569 | ND | MROWc | Cold or very cold | MROWc_Cold or very cold_6A/6B/7 | 6
22327 | 58631 | ND | MROWc | Cold or very cold | MROWc_Cold or very cold_6A/6B/7 | 6
22328 | 58638 | ND | MROWc | Cold or very cold | MROWc_Cold or very cold_6A/6B/7 | 6
22329 | 58554 | ND | MROWc | Cold or very cold | MROWc_Cold or very cold_6A/6B/7 | 6
22330 | 58566 | ND | MROWc | Cold or very cold | MROWc_Cold or very cold_6A/6B/7 | 6
22331 | 58570 | ND | MROWc | Cold or very cold | MROWc_Cold or very cold_6A/6B/7 | 6
22332 | 58523 | ND | MROWc | Cold or very cold | MROWc_Cold or very cold_6A/6B/7 | 6
22333 | 58530 | ND | MROWc | Cold or very cold | MROWc_Cold or very cold_6A/6B/7 | 6
22334 | 58545 | ND | MROWc | Cold or very cold | MROWc_Cold or very cold_6A/6B/7 | 6
22335 | 58571 | ND | MROWc | Cold or very cold | MROWc_Cold or very cold_6A/6B/7 | 6
22336 | 58541 | ND | MROWc | Cold or very cold | MROWc_Cold or very cold_6A/6B/7 | 6
22337 | 58580 | ND | MROWc | Cold or very cold | MROWc_Cold or very cold_6A/6B/7 | 6
22338 | 58625 | ND | MROWc | Cold or very cold | MROWc_Cold or very cold_6A/6B/7 | 6
22339 | 58528 | ND | MROWc | Cold or very cold | MROWc_Cold or very cold_6A/6B/7 | 6
22340 | 58538 | ND | MROWc | Cold or very cold | MROWc_Cold or very cold_6A/6B/7 | 6
22341 | 58568 | ND | MROWc | Cold or very cold | MROWc_Cold or very cold_6A/6B/7 | 6
22342 | 58639 | ND | MROWc | Cold or very cold | MROWc_Cold or very cold_6A/6B/7 | 6
22343 | 58646 | ND | MROWc | Cold or very cold | MROWc_Cold or very cold_6A/6B/7 | 6
22344 | 58649 | ND | MROWc | Cold or very cold | MROWc_Cold or very cold_6A/6B/7 | 6
22345 | 58650 | ND | MROWc | Cold or very cold | MROWc_Cold or very cold_6A/6B/7 | 6
22346 | 58647 | ND | MROWc | Cold or very cold | MROWc_Cold or very cold_6A/6B/7 | 6
22347 | 58601 | ND | MROWc | Cold or very cold | MROWc_Cold or very cold_6A/6B/7 | 6
22348 | 58602 | ND | MROWc | Cold or very cold | MROWc_Cold or very cold_6A/6B/7 | 6
22349 | 58622 | ND | MROWc | Cold or very cold | MROWc_Cold or very cold_6A/6B/7 | 6
22350 | 58630 | ND | MROWc | Cold or very cold | MROWc_Cold or very cold_6A/6B/7 | 6
22351 | 58641 | ND | MROWc | Cold or very cold | MROWc_Cold or very cold_6A/6B/7 | 6
22352 | 58652 | ND | MROWc | Cold or very cold | MROWc_Cold or very cold_6A/6B/7 | 6
22353 | 58655 | ND | MROWc | Cold or very cold | MROWc_Cold or very cold_6A/6B/7 | 6
22354 | 58656 | ND | MROWc | Cold or very cold | MROWc_Cold or very cold_6A/6B/7 | 6
22355 | 58626 | ND | MROWc | Cold or very cold | MROWc_Cold or very cold_6A/6B/7 | 6
22356 | 58636 | ND | MROWc | Cold or very cold | MROWc_Cold or very cold_6A/6B/7 | 6
22357 | 58640 | ND | MROWc | Cold or very cold | MROWc_Cold or very cold_6A/6B/7 | 6
22358 | 58642 | ND | MROWc | Cold or very cold | MROWc_Cold or very cold_6A/6B/7 | 6
22359 | 58644 | ND | MROWc | Cold or very cold | MROWc_Cold or very cold_6A/6B/7 | 6
22360 | 58757 | ND | MROWc | Cold or very cold | MROWc_Cold or very cold_6A/6B/7 | 6
22361 | 58854 | ND | MROWc | Cold or very cold | MROWc_Cold or very cold_6A/6B/7 | 6
22362 | 58620 | ND | MROWc | Cold or very cold | MROWc_Cold or very cold_6A/6B/7 | 6
22363 | 58627 | ND | MROWc | Cold or very cold | MROWc_Cold or very cold_6A/6B/7 | 6
22364 | 58634 | ND | MROWc | Cold or very cold | MROWc_Cold or very cold_6A/6B/7 | 6
22365 | 58645 | ND | MROWc | Cold or very cold | MROWc_Cold or very cold_6A/6B/7 | 6
22366 | 58623 | ND | MROWc | Cold or very cold | MROWc_Cold or very cold_6A/6B/7 | 6
22367 | 58643 | ND | MROWc | Cold or very cold | MROWc_Cold or very cold_6A/6B/7 | 6
22368 | 58651 | ND | MROWc | Cold or very cold | MROWc_Cold or very cold_6A/6B/7 | 6
22369 | 58653 | ND | MROWc | Cold or very cold | MROWc_Cold or very cold_6A/6B/7 | 6
22370 | 58621 | ND | MROWc | Cold or very cold | MROWc_Cold or very cold_6A/6B/7 | 6
22371 | 58763 | ND | MROWc | Cold or very cold | MROWc_Cold or very cold_6A/6B/7 | 6
22372 | 58831 | ND | MROWc | Cold or very cold | MROWc_Cold or very cold_6A/6B/7 | 6
22373 | 58835 | ND | MROWc | Cold or very cold | MROWc_Cold or very cold_6A/6B/7 | 6
22374 | 58838 | ND | MROWc | Cold or very cold | MROWc_Cold or very cold_6A/6B/7 | 6
22375 | 58847 | ND | MROWc | Cold or very cold | MROWc_Cold or very cold_6A/6B/7 | 6
22376 | 58632 | ND | MROWc | Cold or very cold | MROWc_Cold or very cold_6A/6B/7 | 6
22377 | 58654 | ND | MROWc | Cold or very cold | MROWc_Cold or very cold_6A/6B/7 | 6
22378 | 4471 | ME | NEWEc | Cold or very cold | NEWEc_Cold or very cold_6A/7 | 7
22379 | 4730 | ME | NEWEc | Cold or very cold | NEWEc_Cold or very cold_6A/7 | 7
22380 | 4732 | ME | NEWEc | Cold or very cold | NEWEc_Cold or very cold_6A/7 | 7
22381 | 4734 | ME | NEWEc | Cold or very cold | NEWEc_Cold or very cold_6A/7 | 7
22382 | 4735 | ME | NEWEc | Cold or very cold | NEWEc_Cold or very cold_6A/7 | 7
22383 | 4736 | ME | NEWEc | Cold or very cold | NEWEc_Cold or very cold_6A/7 | 7
22384 | 4737 | ME | NEWEc | Cold or very cold | NEWEc_Cold or very cold_6A/7 | 7
22385 | 4738 | ME | NEWEc | Cold or very cold | NEWEc_Cold or very cold_6A/7 | 7
22386 | 4739 | ME | NEWEc | Cold or very cold | NEWEc_Cold or very cold_6A/7 | 7
22387 | 4740 | ME | NEWEc | Cold or very cold | NEWEc_Cold or very cold_6A/7 | 7
22388 | 4742 | ME | NEWEc | Cold or very cold | NEWEc_Cold or very cold_6A/7 | 7
22389 | 4743 | ME | NEWEc | Cold or very cold | NEWEc_Cold or very cold_6A/7 | 7
22390 | 4744 | ME | NEWEc | Cold or very cold | NEWEc_Cold or very cold_6A/7 | 7
22391 | 4745 | ME | NEWEc | Cold or very cold | NEWEc_Cold or very cold_6A/7 | 7
22392 | 4746 | ME | NEWEc | Cold or very cold | NEWEc_Cold or very cold_6A/7 | 7
22393 | 4747 | ME | NEWEc | Cold or very cold | NEWEc_Cold or very cold_6A/7 | 7
22394 | 4750 | ME | NEWEc | Cold or very cold | NEWEc_Cold or very cold_6A/7 | 7
22395 | 4751 | ME | NEWEc | Cold or very cold | NEWEc_Cold or very cold_6A/7 | 7
22396 | 4756 | ME | NEWEc | Cold or very cold | NEWEc_Cold or very cold_6A/7 | 7
22397 | 4757 | ME | NEWEc | Cold or very cold | NEWEc_Cold or very cold_6A/7 | 7
22398 | 4758 | ME | NEWEc | Cold or very cold | NEWEc_Cold or very cold_6A/7 | 7
22399 | 4760 | ME | NEWEc | Cold or very cold | NEWEc_Cold or very cold_6A/7 | 7
22400 | 4761 | ME | NEWEc | Cold or very cold | NEWEc_Cold or very cold_6A/7 | 7
22401 | 4762 | ME | NEWEc | Cold or very cold | NEWEc_Cold or very cold_6A/7 | 7
22402 | 4763 | ME | NEWEc | Cold or very cold | NEWEc_Cold or very cold_6A/7 | 7
22403 | 4764 | ME | NEWEc | Cold or very cold | NEWEc_Cold or very cold_6A/7 | 7
22404 | 4766 | ME | NEWEc | Cold or very cold | NEWEc_Cold or very cold_6A/7 | 7
22405 | 4768 | ME | NEWEc | Cold or very cold | NEWEc_Cold or very cold_6A/7 | 7
22406 | 4769 | ME | NEWEc | Cold or very cold | NEWEc_Cold or very cold_6A/7 | 7
22407 | 4772 | ME | NEWEc | Cold or very cold | NEWEc_Cold or very cold_6A/7 | 7
22408 | 4773 | ME | NEWEc | Cold or very cold | NEWEc_Cold or very cold_6A/7 | 7
22409 | 4774 | ME | NEWEc | Cold or very cold | NEWEc_Cold or very cold_6A/7 | 7
22410 | 4775 | ME | NEWEc | Cold or very cold | NEWEc_Cold or very cold_6A/7 | 7
22411 | 4776 | ME | NEWEc | Cold or very cold | NEWEc_Cold or very cold_6A/7 | 7
22412 | 4779 | ME | NEWEc | Cold or very cold | NEWEc_Cold or very cold_6A/7 | 7
22413 | 4780 | ME | NEWEc | Cold or very cold | NEWEc_Cold or very cold_6A/7 | 7
22414 | 4781 | ME | NEWEc | Cold or very cold | NEWEc_Cold or very cold_6A/7 | 7
22415 | 4783 | ME | NEWEc | Cold or very cold | NEWEc_Cold or very cold_6A/7 | 7
22416 | 4785 | ME | NEWEc | Cold or very cold | NEWEc_Cold or very cold_6A/7 | 7
22417 | 4786 | ME | NEWEc | Cold or very cold | NEWEc_Cold or very cold_6A/7 | 7
22418 | 4787 | ME | NEWEc | Cold or very cold | NEWEc_Cold or very cold_6A/7 | 7
22419 | 49710 | MI | RFCMc | Cold or very cold | RFCMc_Cold or very cold_6A/7 | 7
22420 | 49715 | MI | RFCMc | Cold or very cold | RFCMc_Cold or very cold_6A/7 | 7
22421 | 49719 | MI | RFCMc | Cold or very cold | RFCMc_Cold or very cold_6A/7 | 7
22422 | 49724 | MI | RFCMc | Cold or very cold | RFCMc_Cold or very cold_6A/7 | 7
22423 | 49725 | MI | RFCMc | Cold or very cold | RFCMc_Cold or very cold_6A/7 | 7
22424 | 49726 | MI | RFCMc | Cold or very cold | RFCMc_Cold or very cold_6A/7 | 7
22425 | 49728 | MI | RFCMc | Cold or very cold | RFCMc_Cold or very cold_6A/7 | 7
22426 | 49736 | MI | RFCMc | Cold or very cold | RFCMc_Cold or very cold_6A/7 | 7
22427 | 49748 | MI | RFCMc | Cold or very cold | RFCMc_Cold or very cold_6A/7 | 7
22428 | 49752 | MI | RFCMc | Cold or very cold | RFCMc_Cold or very cold_6A/7 | 7
22429 | 49760 | MI | RFCMc | Cold or very cold | RFCMc_Cold or very cold_6A/7 | 7
22430 | 49768 | MI | RFCMc | Cold or very cold | RFCMc_Cold or very cold_6A/7 | 7
22431 | 49774 | MI | RFCMc | Cold or very cold | RFCMc_Cold or very cold_6A/7 | 7
22432 | 49780 | MI | RFCMc | Cold or very cold | RFCMc_Cold or very cold_6A/7 | 7
22433 | 49783 | MI | RFCMc | Cold or very cold | RFCMc_Cold or very cold_6A/7 | 7
22434 | 49788 | MI | RFCMc | Cold or very cold | RFCMc_Cold or very cold_6A/7 | 7
22435 | 49793 | MI | RFCMc | Cold or very cold | RFCMc_Cold or very cold_6A/7 | 7
22436 | 49868 | MI | RFCMc | Cold or very cold | RFCMc_Cold or very cold_6A/7 | 7
22437 | 49745 | MI | RFCMc | Cold or very cold | RFCMc_Cold or very cold_6A/7 | 7
22438 | 49757 | MI | RFCMc | Cold or very cold | RFCMc_Cold or very cold_6A/7 | 7
22439 | 49762 | MI | RFCMc | Cold or very cold | RFCMc_Cold or very cold_6A/7 | 7
22440 | 49775 | MI | RFCMc | Cold or very cold | RFCMc_Cold or very cold_6A/7 | 7
22441 | 49781 | MI | RFCMc | Cold or very cold | RFCMc_Cold or very cold_6A/7 | 7
22442 | 49820 | MI | RFCMc | Cold or very cold | RFCMc_Cold or very cold_6A/7 | 7
22443 | 49827 | MI | RFCMc | Cold or very cold | RFCMc_Cold or very cold_6A/7 | 7
22444 | 49836 | MI | RFCMc | Cold or very cold | RFCMc_Cold or very cold_6A/7 | 7
22445 | 49838 | MI | RFCMc | Cold or very cold | RFCMc_Cold or very cold_6A/7 | 7
22446 | 49853 | MI | RFCMc | Cold or very cold | RFCMc_Cold or very cold_6A/7 | 7
22447 | 49805 | MI | MROEc | Cold or very cold | MROEc_Cold or very cold_6A/7 | 7
22448 | 49901 | MI | MROEc | Cold or very cold | MROEc_Cold or very cold_6A/7 | 7
22449 | 49905 | MI | MROEc | Cold or very cold | MROEc_Cold or very cold_6A/7 | 7
22450 | 49913 | MI | MROEc | Cold or very cold | MROEc_Cold or very cold_6A/7 | 7
22451 | 49916 | MI | MROEc | Cold or very cold | MROEc_Cold or very cold_6A/7 | 7
22452 | 49917 | MI | MROEc | Cold or very cold | MROEc_Cold or very cold_6A/7 | 7
22453 | 49921 | MI | MROEc | Cold or very cold | MROEc_Cold or very cold_6A/7 | 7
22454 | 49922 | MI | MROEc | Cold or very cold | MROEc_Cold or very cold_6A/7 | 7
22455 | 49930 | MI | MROEc | Cold or very cold | MROEc_Cold or very cold_6A/7 | 7
22456 | 49931 | MI | MROEc | Cold or very cold | MROEc_Cold or very cold_6A/7 | 7
22457 | 49934 | MI | MROEc | Cold or very cold | MROEc_Cold or very cold_6A/7 | 7
22458 | 49945 | MI | MROEc | Cold or very cold | MROEc_Cold or very cold_6A/7 | 7
22459 | 49952 | MI | MROEc | Cold or very cold | MROEc_Cold or very cold_6A/7 | 7
22460 | 49955 | MI | MROEc | Cold or very cold | MROEc_Cold or very cold_6A/7 | 7
22461 | 49958 | MI | MROEc | Cold or very cold | MROEc_Cold or very cold_6A/7 | 7
22462 | 49961 | MI | MROEc | Cold or very cold | MROEc_Cold or very cold_6A/7 | 7
22463 | 49963 | MI | MROEc | Cold or very cold | MROEc_Cold or very cold_6A/7 | 7
22464 | 49965 | MI | MROEc | Cold or very cold | MROEc_Cold or very cold_6A/7 | 7
22465 | 49967 | MI | MROEc | Cold or very cold | MROEc_Cold or very cold_6A/7 | 7
22466 | 49918 | MI | MROEc | Cold or very cold | MROEc_Cold or very cold_6A/7 | 7
22467 | 49950 | MI | MROEc | Cold or very cold | MROEc_Cold or very cold_6A/7 | 7
22468 | 49840 | MI | RFCMc | Cold or very cold | RFCMc_Cold or very cold_6A/7 | 7
22469 | 49908 | MI | MROEc | Cold or very cold | MROEc_Cold or very cold_6A/7 | 7
22470 | 49919 | MI | MROEc | Cold or very cold | MROEc_Cold or very cold_6A/7 | 7
22471 | 49946 | MI | MROEc | Cold or very cold | MROEc_Cold or very cold_6A/7 | 7
22472 | 49962 | MI | MROEc | Cold or very cold | MROEc_Cold or very cold_6A/7 | 7
22473 | 49970 | MI | MROEc | Cold or very cold | MROEc_Cold or very cold_6A/7 | 7
22474 | 49902 | MI | MROEc | Cold or very cold | MROEc_Cold or very cold_6A/7 | 7
22475 | 49903 | MI | MROEc | Cold or very cold | MROEc_Cold or very cold_6A/7 | 7
22476 | 49915 | MI | MROEc | Cold or very cold | MROEc_Cold or very cold_6A/7 | 7
22477 | 49927 | MI | MROEc | Cold or very cold | MROEc_Cold or very cold_6A/7 | 7
22478 | 49935 | MI | MROEc | Cold or very cold | MROEc_Cold or very cold_6A/7 | 7
22479 | 49964 | MI | MROEc | Cold or very cold | MROEc_Cold or very cold_6A/7 | 7
22480 | 49910 | MI | MROEc | Cold or very cold | MROEc_Cold or very cold_6A/7 | 7
22481 | 49912 | MI | MROEc | Cold or very cold | MROEc_Cold or very cold_6A/7 | 7
22482 | 49925 | MI | MROEc | Cold or very cold | MROEc_Cold or very cold_6A/7 | 7
22483 | 49929 | MI | MROEc | Cold or very cold | MROEc_Cold or very cold_6A/7 | 7
22484 | 49947 | MI | MROEc | Cold or very cold | MROEc_Cold or very cold_6A/7 | 7
22485 | 49948 | MI | MROEc | Cold or very cold | MROEc_Cold or very cold_6A/7 | 7
22486 | 49953 | MI | MROEc | Cold or very cold | MROEc_Cold or very cold_6A/7 | 7
22487 | 49960 | MI | MROEc | Cold or very cold | MROEc_Cold or very cold_6A/7 | 7
22488 | 49971 | MI | MROEc | Cold or very cold | MROEc_Cold or very cold_6A/7 | 7
22489 | 49911 | MI | MROEc | Cold or very cold | MROEc_Cold or very cold_6A/7 | 7
22490 | 49938 | MI | MROEc | Cold or very cold | MROEc_Cold or very cold_6A/7 | 7
22491 | 49959 | MI | MROEc | Cold or very cold | MROEc_Cold or very cold_6A/7 | 7
22492 | 49968 | MI | MROEc | Cold or very cold | MROEc_Cold or very cold_6A/7 | 7
22493 | 49969 | MI | MROEc | Cold or very cold | MROEc_Cold or very cold_6A/7 | 7
22494 | 54801 | WI | MROWc | Cold or very cold | MROWc_Cold or very cold_6A/6B/7 | 7
22495 | 54830 | WI | MROWc | Cold or very cold | MROWc_Cold or very cold_6A/6B/7 | 7
22496 | 54845 | WI | MROWc | Cold or very cold | MROWc_Cold or very cold_6A/6B/7 | 7
22497 | 54859 | WI | MROWc | Cold or very cold | MROWc_Cold or very cold_6A/6B/7 | 7
22498 | 54871 | WI | MROWc | Cold or very cold | MROWc_Cold or very cold_6A/6B/7 | 7
22499 | 54893 | WI | MROWc | Cold or very cold | MROWc_Cold or very cold_6A/6B/7 | 7
22500 | 54121 | WI | MROEc | Cold or very cold | MROEc_Cold or very cold_6A/7 | 7
22501 | 54542 | WI | MROEc | Cold or very cold | MROEc_Cold or very cold_6A/7 | 7
22502 | 54465 | WI | MROEc | Cold or very cold | MROEc_Cold or very cold_6A/7 | 7
22503 | 54511 | WI | MROEc | Cold or very cold | MROEc_Cold or very cold_6A/7 | 7
22504 | 54520 | WI | MROEc | Cold or very cold | MROEc_Cold or very cold_6A/7 | 7
22505 | 54521 | WI | MROEc | Cold or very cold | MROEc_Cold or very cold_6A/7 | 7
22506 | 54541 | WI | MROEc | Cold or very cold | MROEc_Cold or very cold_6A/7 | 7
22507 | 54562 | WI | MROEc | Cold or very cold | MROEc_Cold or very cold_6A/7 | 7
22508 | 54566 | WI | MROEc | Cold or very cold | MROEc_Cold or very cold_6A/7 | 7
22509 | 54418 | WI | MROEc | Cold or very cold | MROEc_Cold or very cold_6A/7 | 7
22510 | 54424 | WI | MROEc | Cold or very cold | MROEc_Cold or very cold_6A/7 | 7
22511 | 54428 | WI | MROEc | Cold or very cold | MROEc_Cold or very cold_6A/7 | 7
22512 | 54430 | WI | MROEc | Cold or very cold | MROEc_Cold or very cold_6A/7 | 7
22513 | 54435 | WI | MROEc | Cold or very cold | MROEc_Cold or very cold_6A/7 | 7
22514 | 54462 | WI | MROEc | Cold or very cold | MROEc_Cold or very cold_6A/7 | 7
22515 | 54463 | WI | MROEc | Cold or very cold | MROEc_Cold or very cold_6A/7 | 7
22516 | 54464 | WI | MROEc | Cold or very cold | MROEc_Cold or very cold_6A/7 | 7
22517 | 54485 | WI | MROEc | Cold or very cold | MROEc_Cold or very cold_6A/7 | 7
22518 | 54433 | WI | MROWc | Cold or very cold | MROWc_Cold or very cold_6A/6B/7 | 7
22519 | 54447 | WI | MROWc | Cold or very cold | MROWc_Cold or very cold_6A/6B/7 | 7
22520 | 54459 | WI | MROWc | Cold or very cold | MROWc_Cold or very cold_6A/6B/7 | 7
22521 | 54470 | WI | MROWc | Cold or very cold | MROWc_Cold or very cold_6A/6B/7 | 7
22522 | 54490 | WI | MROWc | Cold or very cold | MROWc_Cold or very cold_6A/6B/7 | 7
22523 | 54766 | WI | MROWc | Cold or very cold | MROWc_Cold or very cold_6A/6B/7 | 7
22524 | 54487 | WI | MROEc | Cold or very cold | MROEc_Cold or very cold_6A/7 | 7
22525 | 54501 | WI | MROEc | Cold or very cold | MROEc_Cold or very cold_6A/7 | 7
22526 | 54529 | WI | MROEc | Cold or very cold | MROEc_Cold or very cold_6A/7 | 7
22527 | 54531 | WI | MROEc | Cold or very cold | MROEc_Cold or very cold_6A/7 | 7
22528 | 54538 | WI | MROEc | Cold or very cold | MROEc_Cold or very cold_6A/7 | 7
22529 | 54539 | WI | MROEc | Cold or very cold | MROEc_Cold or very cold_6A/7 | 7
22530 | 54543 | WI | MROEc | Cold or very cold | MROEc_Cold or very cold_6A/7 | 7
22531 | 54548 | WI | MROEc | Cold or very cold | MROEc_Cold or very cold_6A/7 | 7
22532 | 54558 | WI | MROEc | Cold or very cold | MROEc_Cold or very cold_6A/7 | 7
22533 | 54564 | WI | MROEc | Cold or very cold | MROEc_Cold or very cold_6A/7 | 7
22534 | 54568 | WI | MROEc | Cold or very cold | MROEc_Cold or very cold_6A/7 | 7
22535 | 54442 | WI | MROEc | Cold or very cold | MROEc_Cold or very cold_6A/7 | 7
22536 | 54532 | WI | MROEc | Cold or very cold | MROEc_Cold or very cold_6A/7 | 7
22537 | 54513 | WI | MROWc | Cold or very cold | MROWc_Cold or very cold_6A/6B/7 | 7
22538 | 54514 | WI | MROWc | Cold or very cold | MROWc_Cold or very cold_6A/6B/7 | 7
22539 | 54515 | WI | MROWc | Cold or very cold | MROWc_Cold or very cold_6A/6B/7 | 7
22540 | 54524 | WI | MROWc | Cold or very cold | MROWc_Cold or very cold_6A/6B/7 | 7
22541 | 54530 | WI | MROWc | Cold or very cold | MROWc_Cold or very cold_6A/6B/7 | 7
22542 | 54537 | WI | MROWc | Cold or very cold | MROWc_Cold or very cold_6A/6B/7 | 7
22543 | 54552 | WI | MROWc | Cold or very cold | MROWc_Cold or very cold_6A/6B/7 | 7
22544 | 54555 | WI | MROWc | Cold or very cold | MROWc_Cold or very cold_6A/6B/7 | 7
22545 | 54556 | WI | MROWc | Cold or very cold | MROWc_Cold or very cold_6A/6B/7 | 7
22546 | 54512 | WI | MROEc | Cold or very cold | MROEc_Cold or very cold_6A/7 | 7
22547 | 54519 | WI | MROEc | Cold or very cold | MROEc_Cold or very cold_6A/7 | 7
22548 | 54540 | WI | MROEc | Cold or very cold | MROEc_Cold or very cold_6A/7 | 7
22549 | 54545 | WI | MROEc | Cold or very cold | MROEc_Cold or very cold_6A/7 | 7
22550 | 54554 | WI | MROEc | Cold or very cold | MROEc_Cold or very cold_6A/7 | 7
22551 | 54557 | WI | MROEc | Cold or very cold | MROEc_Cold or very cold_6A/7 | 7
22552 | 54560 | WI | MROEc | Cold or very cold | MROEc_Cold or very cold_6A/7 | 7
22553 | 54561 | WI | MROEc | Cold or very cold | MROEc_Cold or very cold_6A/7 | 7
22554 | 54525 | WI | MROWc | Cold or very cold | MROWc_Cold or very cold_6A/6B/7 | 7
22555 | 54534 | WI | MROWc | Cold or very cold | MROWc_Cold or very cold_6A/6B/7 | 7
22556 | 54536 | WI | MROWc | Cold or very cold | MROWc_Cold or very cold_6A/6B/7 | 7
22557 | 54546 | WI | MROWc | Cold or very cold | MROWc_Cold or very cold_6A/6B/7 | 7
22558 | 54547 | WI | MROWc | Cold or very cold | MROWc_Cold or very cold_6A/6B/7 | 7
22559 | 54550 | WI | MROWc | Cold or very cold | MROWc_Cold or very cold_6A/6B/7 | 7
22560 | 54559 | WI | MROWc | Cold or very cold | MROWc_Cold or very cold_6A/6B/7 | 7
22561 | 54565 | WI | MROWc | Cold or very cold | MROWc_Cold or very cold_6A/6B/7 | 7
22562 | 54517 | WI | MROWc | Cold or very cold | MROWc_Cold or very cold_6A/6B/7 | 7
22563 | 54527 | WI | MROWc | Cold or very cold | MROWc_Cold or very cold_6A/6B/7 | 7
22564 | 54806 | WI | MROWc | Cold or very cold | MROWc_Cold or very cold_6A/6B/7 | 7
22565 | 54846 | WI | MROWc | Cold or very cold | MROWc_Cold or very cold_6A/6B/7 | 7
22566 | 54850 | WI | MROWc | Cold or very cold | MROWc_Cold or very cold_6A/6B/7 | 7
22567 | 54855 | WI | MROWc | Cold or very cold | MROWc_Cold or very cold_6A/6B/7 | 7
22568 | 54856 | WI | MROWc | Cold or very cold | MROWc_Cold or very cold_6A/6B/7 | 7
22569 | 54861 | WI | MROWc | Cold or very cold | MROWc_Cold or very cold_6A/6B/7 | 7
22570 | 54814 | WI | MROWc | Cold or very cold | MROWc_Cold or very cold_6A/6B/7 | 7
22571 | 54816 | WI | MROWc | Cold or very cold | MROWc_Cold or very cold_6A/6B/7 | 7
22572 | 54820 | WI | MROWc | Cold or very cold | MROWc_Cold or very cold_6A/6B/7 | 7
22573 | 54821 | WI | MROWc | Cold or very cold | MROWc_Cold or very cold_6A/6B/7 | 7
22574 | 54827 | WI | MROWc | Cold or very cold | MROWc_Cold or very cold_6A/6B/7 | 7
22575 | 54832 | WI | MROWc | Cold or very cold | MROWc_Cold or very cold_6A/6B/7 | 7
22576 | 54838 | WI | MROWc | Cold or very cold | MROWc_Cold or very cold_6A/6B/7 | 7
22577 | 54839 | WI | MROWc | Cold or very cold | MROWc_Cold or very cold_6A/6B/7 | 7
22578 | 54844 | WI | MROWc | Cold or very cold | MROWc_Cold or very cold_6A/6B/7 | 7
22579 | 54847 | WI | MROWc | Cold or very cold | MROWc_Cold or very cold_6A/6B/7 | 7
22580 | 54865 | WI | MROWc | Cold or very cold | MROWc_Cold or very cold_6A/6B/7 | 7
22581 | 54873 | WI | MROWc | Cold or very cold | MROWc_Cold or very cold_6A/6B/7 | 7
22582 | 54891 | WI | MROWc | Cold or very cold | MROWc_Cold or very cold_6A/6B/7 | 7
22583 | 54828 | WI | MROWc | Cold or very cold | MROWc_Cold or very cold_6A/6B/7 | 7
22584 | 54843 | WI | MROWc | Cold or very cold | MROWc_Cold or very cold_6A/6B/7 | 7
22585 | 54862 | WI | MROWc | Cold or very cold | MROWc_Cold or very cold_6A/6B/7 | 7
22586 | 54867 | WI | MROWc | Cold or very cold | MROWc_Cold or very cold_6A/6B/7 | 7
22587 | 54876 | WI | MROWc | Cold or very cold | MROWc_Cold or very cold_6A/6B/7 | 7
22588 | 54896 | WI | MROWc | Cold or very cold | MROWc_Cold or very cold_6A/6B/7 | 7
22589 | 54875 | WI | MROWc | Cold or very cold | MROWc_Cold or very cold_6A/6B/7 | 7
22590 | 54888 | WI | MROWc | Cold or very cold | MROWc_Cold or very cold_6A/6B/7 | 7
22591 | 54836 | WI | MROWc | Cold or very cold | MROWc_Cold or very cold_6A/6B/7 | 7
22592 | 54842 | WI | MROWc | Cold or very cold | MROWc_Cold or very cold_6A/6B/7 | 7
22593 | 54849 | WI | MROWc | Cold or very cold | MROWc_Cold or very cold_6A/6B/7 | 7
22594 | 54854 | WI | MROWc | Cold or very cold | MROWc_Cold or very cold_6A/6B/7 | 7
22595 | 54864 | WI | MROWc | Cold or very cold | MROWc_Cold or very cold_6A/6B/7 | 7
22596 | 54874 | WI | MROWc | Cold or very cold | MROWc_Cold or very cold_6A/6B/7 | 7
22597 | 54880 | WI | MROWc | Cold or very cold | MROWc_Cold or very cold_6A/6B/7 | 7
22598 | 54890 | WI | MROWc | Cold or very cold | MROWc_Cold or very cold_6A/6B/7 | 7
22599 | 55007 | MN | MROWc | Cold or very cold | MROWc_Cold or very cold_6A/6B/7 | 7
22600 | 55030 | MN | MROWc | Cold or very cold | MROWc_Cold or very cold_6A/6B/7 | 7
22601 | 55036 | MN | MROWc | Cold or very cold | MROWc_Cold or very cold_6A/6B/7 | 7
22602 | 55037 | MN | MROWc | Cold or very cold | MROWc_Cold or very cold_6A/6B/7 | 7
22603 | 55051 | MN | MROWc | Cold or very cold | MROWc_Cold or very cold_6A/6B/7 | 7
22604 | 55063 | MN | MROWc | Cold or very cold | MROWc_Cold or very cold_6A/6B/7 | 7
22605 | 55069 | MN | MROWc | Cold or very cold | MROWc_Cold or very cold_6A/6B/7 | 7
22606 | 55072 | MN | MROWc | Cold or very cold | MROWc_Cold or very cold_6A/6B/7 | 7
22607 | 55704 | MN | MROWc | Cold or very cold | MROWc_Cold or very cold_6A/6B/7 | 7
22608 | 55712 | MN | MROWc | Cold or very cold | MROWc_Cold or very cold_6A/6B/7 | 7
22609 | 55735 | MN | MROWc | Cold or very cold | MROWc_Cold or very cold_6A/6B/7 | 7
22610 | 55749 | MN | MROWc | Cold or very cold | MROWc_Cold or very cold_6A/6B/7 | 7
22611 | 55756 | MN | MROWc | Cold or very cold | MROWc_Cold or very cold_6A/6B/7 | 7
22612 | 55767 | MN | MROWc | Cold or very cold | MROWc_Cold or very cold_6A/6B/7 | 7
22613 | 55783 | MN | MROWc | Cold or very cold | MROWc_Cold or very cold_6A/6B/7 | 7
22614 | 55795 | MN | MROWc | Cold or very cold | MROWc_Cold or very cold_6A/6B/7 | 7
22615 | 56350 | MN | MROWc | Cold or very cold | MROWc_Cold or very cold_6A/6B/7 | 7
22616 | 56342 | MN | MROWc | Cold or very cold | MROWc_Cold or very cold_6A/6B/7 | 7
22617 | 56313 | MN | MROWc | Cold or very cold | MROWc_Cold or very cold_6A/6B/7 | 7
22618 | 56330 | MN | MROWc | Cold or very cold | MROWc_Cold or very cold_6A/6B/7 | 7
22619 | 56338 | MN | MROWc | Cold or very cold | MROWc_Cold or very cold_6A/6B/7 | 7
22620 | 56357 | MN | MROWc | Cold or very cold | MROWc_Cold or very cold_6A/6B/7 | 7
22621 | 56359 | MN | MROWc | Cold or very cold | MROWc_Cold or very cold_6A/6B/7 | 7
22622 | 56363 | MN | MROWc | Cold or very cold | MROWc_Cold or very cold_6A/6B/7 | 7
22623 | 56386 | MN | MROWc | Cold or very cold | MROWc_Cold or very cold_6A/6B/7 | 7
22624 | 56450 | MN | MROWc | Cold or very cold | MROWc_Cold or very cold_6A/6B/7 | 7
22625 | 55748 | MN | MROWc | Cold or very cold | MROWc_Cold or very cold_6A/6B/7 | 7
22626 | 55752 | MN | MROWc | Cold or very cold | MROWc_Cold or very cold_6A/6B/7 | 7
22627 | 55760 | MN | MROWc | Cold or very cold | MROWc_Cold or very cold_6A/6B/7 | 7
22628 | 55785 | MN | MROWc | Cold or very cold | MROWc_Cold or very cold_6A/6B/7 | 7
22629 | 55787 | MN | MROWc | Cold or very cold | MROWc_Cold or very cold_6A/6B/7 | 7
22630 | 55798 | MN | MROWc | Cold or very cold | MROWc_Cold or very cold_6A/6B/7 | 7
22631 | 56431 | MN | MROWc | Cold or very cold | MROWc_Cold or very cold_6A/6B/7 | 7
22632 | 56444 | MN | MROWc | Cold or very cold | MROWc_Cold or very cold_6A/6B/7 | 7
22633 | 56469 | MN | MROWc | Cold or very cold | MROWc_Cold or very cold_6A/6B/7 | 7
22634 | 55601 | MN | MROWc | Cold or very cold | MROWc_Cold or very cold_6A/6B/7 | 7
22635 | 55602 | MN | MROWc | Cold or very cold | MROWc_Cold or very cold_6A/6B/7 | 7
22636 | 55603 | MN | MROWc | Cold or very cold | MROWc_Cold or very cold_6A/6B/7 | 7
22637 | 55607 | MN | MROWc | Cold or very cold | MROWc_Cold or very cold_6A/6B/7 | 7
22638 | 55609 | MN | MROWc | Cold or very cold | MROWc_Cold or very cold_6A/6B/7 | 7
22639 | 55614 | MN | MROWc | Cold or very cold | MROWc_Cold or very cold_6A/6B/7 | 7
22640 | 55616 | MN | MROWc | Cold or very cold | MROWc_Cold or very cold_6A/6B/7 | 7
22641 | 55731 | MN | MROWc | Cold or very cold | MROWc_Cold or very cold_6A/6B/7 | 7
22642 | 55796 | MN | MROWc | Cold or very cold | MROWc_Cold or very cold_6A/6B/7 | 7
22643 | 55702 | MN | MROWc | Cold or very cold | MROWc_Cold or very cold_6A/6B/7 | 7
22644 | 55703 | MN | MROWc | Cold or very cold | MROWc_Cold or very cold_6A/6B/7 | 7
22645 | 55705 | MN | MROWc | Cold or very cold | MROWc_Cold or very cold_6A/6B/7 | 7
22646 | 55706 | MN | MROWc | Cold or very cold | MROWc_Cold or very cold_6A/6B/7 | 7
22647 | 55708 | MN | MROWc | Cold or very cold | MROWc_Cold or very cold_6A/6B/7 | 7
22648 | 55710 | MN | MROWc | Cold or very cold | MROWc_Cold or very cold_6A/6B/7 | 7
22649 | 55711 | MN | MROWc | Cold or very cold | MROWc_Cold or very cold_6A/6B/7 | 7
22650 | 55713 | MN | MROWc | Cold or very cold | MROWc_Cold or very cold_6A/6B/7 | 7
22651 | 55717 | MN | MROWc | Cold or very cold | MROWc_Cold or very cold_6A/6B/7 | 7
22652 | 55719 | MN | MROWc | Cold or very cold | MROWc_Cold or very cold_6A/6B/7 | 7
22653 | 55720 | MN | MROWc | Cold or very cold | MROWc_Cold or very cold_6A/6B/7 | 7
22654 | 55723 | MN | MROWc | Cold or very cold | MROWc_Cold or very cold_6A/6B/7 | 7
22655 | 55724 | MN | MROWc | Cold or very cold | MROWc_Cold or very cold_6A/6B/7 | 7
22656 | 55725 | MN | MROWc | Cold or very cold | MROWc_Cold or very cold_6A/6B/7 | 7
22657 | 55732 | MN | MROWc | Cold or very cold | MROWc_Cold or very cold_6A/6B/7 | 7
22658 | 55733 | MN | MROWc | Cold or very cold | MROWc_Cold or very cold_6A/6B/7 | 7
22659 | 55734 | MN | MROWc | Cold or very cold | MROWc_Cold or very cold_6A/6B/7 | 7
22660 | 55736 | MN | MROWc | Cold or very cold | MROWc_Cold or very cold_6A/6B/7 | 7
22661 | 55738 | MN | MROWc | Cold or very cold | MROWc_Cold or very cold_6A/6B/7 | 7
22662 | 55741 | MN | MROWc | Cold or very cold | MROWc_Cold or very cold_6A/6B/7 | 7
22663 | 55746 | MN | MROWc | Cold or very cold | MROWc_Cold or very cold_6A/6B/7 | 7
22664 | 55750 | MN | MROWc | Cold or very cold | MROWc_Cold or very cold_6A/6B/7 | 7
22665 | 55751 | MN | MROWc | Cold or very cold | MROWc_Cold or very cold_6A/6B/7 | 7
22666 | 55758 | MN | MROWc | Cold or very cold | MROWc_Cold or very cold_6A/6B/7 | 7
22667 | 55763 | MN | MROWc | Cold or very cold | MROWc_Cold or very cold_6A/6B/7 | 7
22668 | 55765 | MN | MROWc | Cold or very cold | MROWc_Cold or very cold_6A/6B/7 | 7
22669 | 55768 | MN | MROWc | Cold or very cold | MROWc_Cold or very cold_6A/6B/7 | 7
22670 | 55769 | MN | MROWc | Cold or very cold | MROWc_Cold or very cold_6A/6B/7 | 7
22671 | 55771 | MN | MROWc | Cold or very cold | MROWc_Cold or very cold_6A/6B/7 | 7
22672 | 55779 | MN | MROWc | Cold or very cold | MROWc_Cold or very cold_6A/6B/7 | 7
22673 | 55781 | MN | MROWc | Cold or very cold | MROWc_Cold or very cold_6A/6B/7 | 7
22674 | 55782 | MN | MROWc | Cold or very cold | MROWc_Cold or very cold_6A/6B/7 | 7
22675 | 55790 | MN | MROWc | Cold or very cold | MROWc_Cold or very cold_6A/6B/7 | 7
22676 | 55791 | MN | MROWc | Cold or very cold | MROWc_Cold or very cold_6A/6B/7 | 7
22677 | 55792 | MN | MROWc | Cold or very cold | MROWc_Cold or very cold_6A/6B/7 | 7
22678 | 55802 | MN | MROWc | Cold or very cold | MROWc_Cold or very cold_6A/6B/7 | 7
22679 | 55803 | MN | MROWc | Cold or very cold | MROWc_Cold or very cold_6A/6B/7 | 7
22680 | 55804 | MN | MROWc | Cold or very cold | MROWc_Cold or very cold_6A/6B/7 | 7
22681 | 55805 | MN | MROWc | Cold or very cold | MROWc_Cold or very cold_6A/6B/7 | 7
22682 | 55806 | MN | MROWc | Cold or very cold | MROWc_Cold or very cold_6A/6B/7 | 7
22683 | 55807 | MN | MROWc | Cold or very cold | MROWc_Cold or very cold_6A/6B/7 | 7
22684 | 55808 | MN | MROWc | Cold or very cold | MROWc_Cold or very cold_6A/6B/7 | 7
22685 | 55810 | MN | MROWc | Cold or very cold | MROWc_Cold or very cold_6A/6B/7 | 7
22686 | 55811 | MN | MROWc | Cold or very cold | MROWc_Cold or very cold_6A/6B/7 | 7
22687 | 55812 | MN | MROWc | Cold or very cold | MROWc_Cold or very cold_6A/6B/7 | 7
22688 | 55816 | MN | MROWc | Cold or very cold | MROWc_Cold or very cold_6A/6B/7 | 7
22689 | 56669 | MN | MROWc | Cold or very cold | MROWc_Cold or very cold_6A/6B/7 | 7
22690 | 55604 | MN | MROWc | Cold or very cold | MROWc_Cold or very cold_6A/6B/7 | 7
22691 | 55605 | MN | MROWc | Cold or very cold | MROWc_Cold or very cold_6A/6B/7 | 7
22692 | 55606 | MN | MROWc | Cold or very cold | MROWc_Cold or very cold_6A/6B/7 | 7
22693 | 55612 | MN | MROWc | Cold or very cold | MROWc_Cold or very cold_6A/6B/7 | 7
22694 | 55613 | MN | MROWc | Cold or very cold | MROWc_Cold or very cold_6A/6B/7 | 7
22695 | 55615 | MN | MROWc | Cold or very cold | MROWc_Cold or very cold_6A/6B/7 | 7
22696 | 55707 | MN | MROWc | Cold or very cold | MROWc_Cold or very cold_6A/6B/7 | 7
22697 | 55718 | MN | MROWc | Cold or very cold | MROWc_Cold or very cold_6A/6B/7 | 7
22698 | 55726 | MN | MROWc | Cold or very cold | MROWc_Cold or very cold_6A/6B/7 | 7
22699 | 55757 | MN | MROWc | Cold or very cold | MROWc_Cold or very cold_6A/6B/7 | 7
22700 | 55780 | MN | MROWc | Cold or very cold | MROWc_Cold or very cold_6A/6B/7 | 7
22701 | 55797 | MN | MROWc | Cold or very cold | MROWc_Cold or very cold_6A/6B/7 | 7
22702 | 55709 | MN | MROWc | Cold or very cold | MROWc_Cold or very cold_6A/6B/7 | 7
22703 | 55716 | MN | MROWc | Cold or very cold | MROWc_Cold or very cold_6A/6B/7 | 7
22704 | 55721 | MN | MROWc | Cold or very cold | MROWc_Cold or very cold_6A/6B/7 | 7
22705 | 55722 | MN | MROWc | Cold or very cold | MROWc_Cold or very cold_6A/6B/7 | 7
22706 | 55742 | MN | MROWc | Cold or very cold | MROWc_Cold or very cold_6A/6B/7 | 7
22707 | 55744 | MN | MROWc | Cold or very cold | MROWc_Cold or very cold_6A/6B/7 | 7
22708 | 55745 | MN | MROWc | Cold or very cold | MROWc_Cold or very cold_6A/6B/7 | 7
22709 | 55753 | MN | MROWc | Cold or very cold | MROWc_Cold or very cold_6A/6B/7 | 7
22710 | 55764 | MN | MROWc | Cold or very cold | MROWc_Cold or very cold_6A/6B/7 | 7
22711 | 55775 | MN | MROWc | Cold or very cold | MROWc_Cold or very cold_6A/6B/7 | 7
22712 | 55784 | MN | MROWc | Cold or very cold | MROWc_Cold or very cold_6A/6B/7 | 7
22713 | 55786 | MN | MROWc | Cold or very cold | MROWc_Cold or very cold_6A/6B/7 | 7
22714 | 55793 | MN | MROWc | Cold or very cold | MROWc_Cold or very cold_6A/6B/7 | 7
22715 | 56628 | MN | MROWc | Cold or very cold | MROWc_Cold or very cold_6A/6B/7 | 7
22716 | 56630 | MN | MROWc | Cold or very cold | MROWc_Cold or very cold_6A/6B/7 | 7
22717 | 56631 | MN | MROWc | Cold or very cold | MROWc_Cold or very cold_6A/6B/7 | 7
22718 | 56636 | MN | MROWc | Cold or very cold | MROWc_Cold or very cold_6A/6B/7 | 7
22719 | 56637 | MN | MROWc | Cold or very cold | MROWc_Cold or very cold_6A/6B/7 | 7
22720 | 56639 | MN | MROWc | Cold or very cold | MROWc_Cold or very cold_6A/6B/7 | 7
22721 | 56657 | MN | MROWc | Cold or very cold | MROWc_Cold or very cold_6A/6B/7 | 7
22722 | 56659 | MN | MROWc | Cold or very cold | MROWc_Cold or very cold_6A/6B/7 | 7
22723 | 56661 | MN | MROWc | Cold or very cold | MROWc_Cold or very cold_6A/6B/7 | 7
22724 | 56680 | MN | MROWc | Cold or very cold | MROWc_Cold or very cold_6A/6B/7 | 7
22725 | 56681 | MN | MROWc | Cold or very cold | MROWc_Cold or very cold_6A/6B/7 | 7
22726 | 56688 | MN | MROWc | Cold or very cold | MROWc_Cold or very cold_6A/6B/7 | 7
22727 | 55772 | MN | MROWc | Cold or very cold | MROWc_Cold or very cold_6A/6B/7 | 7
22728 | 56623 | MN | MROWc | Cold or very cold | MROWc_Cold or very cold_6A/6B/7 | 7
22729 | 56627 | MN | MROWc | Cold or very cold | MROWc_Cold or very cold_6A/6B/7 | 7
22730 | 56629 | MN | MROWc | Cold or very cold | MROWc_Cold or very cold_6A/6B/7 | 7
22731 | 56649 | MN | MROWc | Cold or very cold | MROWc_Cold or very cold_6A/6B/7 | 7
22732 | 56653 | MN | MROWc | Cold or very cold | MROWc_Cold or very cold_6A/6B/7 | 7
22733 | 56654 | MN | MROWc | Cold or very cold | MROWc_Cold or very cold_6A/6B/7 | 7
22734 | 56658 | MN | MROWc | Cold or very cold | MROWc_Cold or very cold_6A/6B/7 | 7
22735 | 56660 | MN | MROWc | Cold or very cold | MROWc_Cold or very cold_6A/6B/7 | 7
22736 | 56668 | MN | MROWc | Cold or very cold | MROWc_Cold or very cold_6A/6B/7 | 7
22737 | 56679 | MN | MROWc | Cold or very cold | MROWc_Cold or very cold_6A/6B/7 | 7
22738 | 56401 | MN | MROWc | Cold or very cold | MROWc_Cold or very cold_6A/6B/7 | 7
22739 | 56425 | MN | MROWc | Cold or very cold | MROWc_Cold or very cold_6A/6B/7 | 7
22740 | 56433 | MN | MROWc | Cold or very cold | MROWc_Cold or very cold_6A/6B/7 | 7
22741 | 56435 | MN | MROWc | Cold or very cold | MROWc_Cold or very cold_6A/6B/7 | 7
22742 | 56448 | MN | MROWc | Cold or very cold | MROWc_Cold or very cold_6A/6B/7 | 7
22743 | 56452 | MN | MROWc | Cold or very cold | MROWc_Cold or very cold_6A/6B/7 | 7
22744 | 56461 | MN | MROWc | Cold or very cold | MROWc_Cold or very cold_6A/6B/7 | 7
22745 | 56464 | MN | MROWc | Cold or very cold | MROWc_Cold or very cold_6A/6B/7 | 7
22746 | 56466 | MN | MROWc | Cold or very cold | MROWc_Cold or very cold_6A/6B/7 | 7
22747 | 56468 | MN | MROWc | Cold or very cold | MROWc_Cold or very cold_6A/6B/7 | 7
22748 | 56472 | MN | MROWc | Cold or very cold | MROWc_Cold or very cold_6A/6B/7 | 7
22749 | 56473 | MN | MROWc | Cold or very cold | MROWc_Cold or very cold_6A/6B/7 | 7
22750 | 56474 | MN | MROWc | Cold or very cold | MROWc_Cold or very cold_6A/6B/7 | 7
22751 | 56477 | MN | MROWc | Cold or very cold | MROWc_Cold or very cold_6A/6B/7 | 7
22752 | 56479 | MN | MROWc | Cold or very cold | MROWc_Cold or very cold_6A/6B/7 | 7
22753 | 56481 | MN | MROWc | Cold or very cold | MROWc_Cold or very cold_6A/6B/7 | 7
22754 | 56484 | MN | MROWc | Cold or very cold | MROWc_Cold or very cold_6A/6B/7 | 7
22755 | 56626 | MN | MROWc | Cold or very cold | MROWc_Cold or very cold_6A/6B/7 | 7
22756 | 56633 | MN | MROWc | Cold or very cold | MROWc_Cold or very cold_6A/6B/7 | 7
22757 | 56641 | MN | MROWc | Cold or very cold | MROWc_Cold or very cold_6A/6B/7 | 7
22758 | 56655 | MN | MROWc | Cold or very cold | MROWc_Cold or very cold_6A/6B/7 | 7
22759 | 56662 | MN | MROWc | Cold or very cold | MROWc_Cold or very cold_6A/6B/7 | 7
22760 | 56672 | MN | MROWc | Cold or very cold | MROWc_Cold or very cold_6A/6B/7 | 7
22761 | 56309 | MN | MROWc | Cold or very cold | MROWc_Cold or very cold_6A/6B/7 | 7
22762 | 56311 | MN | MROWc | Cold or very cold | MROWc_Cold or very cold_6A/6B/7 | 7
22763 | 56324 | MN | MROWc | Cold or very cold | MROWc_Cold or very cold_6A/6B/7 | 7
22764 | 56326 | MN | MROWc | Cold or very cold | MROWc_Cold or very cold_6A/6B/7 | 7
22765 | 56339 | MN | MROWc | Cold or very cold | MROWc_Cold or very cold_6A/6B/7 | 7
22766 | 56522 | MN | MROWc | Cold or very cold | MROWc_Cold or very cold_6A/6B/7 | 7
22767 | 56531 | MN | MROWc | Cold or very cold | MROWc_Cold or very cold_6A/6B/7 | 7
22768 | 56537 | MN | MROWc | Cold or very cold | MROWc_Cold or very cold_6A/6B/7 | 7
22769 | 56590 | MN | MROWc | Cold or very cold | MROWc_Cold or very cold_6A/6B/7 | 7
22770 | 56437 | MN | MROWc | Cold or very cold | MROWc_Cold or very cold_6A/6B/7 | 7
22771 | 56453 | MN | MROWc | Cold or very cold | MROWc_Cold or very cold_6A/6B/7 | 7
22772 | 56482 | MN | MROWc | Cold or very cold | MROWc_Cold or very cold_6A/6B/7 | 7
22773 | 56501 | MN | MROWc | Cold or very cold | MROWc_Cold or very cold_6A/6B/7 | 7
22774 | 56514 | MN | MROWc | Cold or very cold | MROWc_Cold or very cold_6A/6B/7 | 7
22775 | 56515 | MN | MROWc | Cold or very cold | MROWc_Cold or very cold_6A/6B/7 | 7
22776 | 56518 | MN | MROWc | Cold or very cold | MROWc_Cold or very cold_6A/6B/7 | 7
22777 | 56524 | MN | MROWc | Cold or very cold | MROWc_Cold or very cold_6A/6B/7 | 7
22778 | 56527 | MN | MROWc | Cold or very cold | MROWc_Cold or very cold_6A/6B/7 | 7
22779 | 56528 | MN | MROWc | Cold or very cold | MROWc_Cold or very cold_6A/6B/7 | 7
22780 | 56533 | MN | MROWc | Cold or very cold | MROWc_Cold or very cold_6A/6B/7 | 7
22781 | 56534 | MN | MROWc | Cold or very cold | MROWc_Cold or very cold_6A/6B/7 | 7
22782 | 56538 | MN | MROWc | Cold or very cold | MROWc_Cold or very cold_6A/6B/7 | 7
22783 | 56543 | MN | MROWc | Cold or very cold | MROWc_Cold or very cold_6A/6B/7 | 7
22784 | 56544 | MN | MROWc | Cold or very cold | MROWc_Cold or very cold_6A/6B/7 | 7
22785 | 56551 | MN | MROWc | Cold or very cold | MROWc_Cold or very cold_6A/6B/7 | 7
22786 | 56567 | MN | MROWc | Cold or very cold | MROWc_Cold or very cold_6A/6B/7 | 7
22787 | 56571 | MN | MROWc | Cold or very cold | MROWc_Cold or very cold_6A/6B/7 | 7
22788 | 56572 | MN | MROWc | Cold or very cold | MROWc_Cold or very cold_6A/6B/7 | 7
22789 | 56573 | MN | MROWc | Cold or very cold | MROWc_Cold or very cold_6A/6B/7 | 7
22790 | 56576 | MN | MROWc | Cold or very cold | MROWc_Cold or very cold_6A/6B/7 | 7
22791 | 56579 | MN | MROWc | Cold or very cold | MROWc_Cold or very cold_6A/6B/7 | 7
22792 | 56586 | MN | MROWc | Cold or very cold | MROWc_Cold or very cold_6A/6B/7 | 7
22793 | 56587 | MN | MROWc | Cold or very cold | MROWc_Cold or very cold_6A/6B/7 | 7
22794 | 56588 | MN | MROWc | Cold or very cold | MROWc_Cold or very cold_6A/6B/7 | 7
22795 | 56441 | MN | MROWc | Cold or very cold | MROWc_Cold or very cold_6A/6B/7 | 7
22796 | 56442 | MN | MROWc | Cold or very cold | MROWc_Cold or very cold_6A/6B/7 | 7
22797 | 56447 | MN | MROWc | Cold or very cold | MROWc_Cold or very cold_6A/6B/7 | 7
22798 | 56455 | MN | MROWc | Cold or very cold | MROWc_Cold or very cold_6A/6B/7 | 7
22799 | 56465 | MN | MROWc | Cold or very cold | MROWc_Cold or very cold_6A/6B/7 | 7
22800 | 56436 | MN | MROWc | Cold or very cold | MROWc_Cold or very cold_6A/6B/7 | 7
22801 | 56458 | MN | MROWc | Cold or very cold | MROWc_Cold or very cold_6A/6B/7 | 7
22802 | 56467 | MN | MROWc | Cold or very cold | MROWc_Cold or very cold_6A/6B/7 | 7
22803 | 56470 | MN | MROWc | Cold or very cold | MROWc_Cold or very cold_6A/6B/7 | 7
22804 | 56601 | MN | MROWc | Cold or very cold | MROWc_Cold or very cold_6A/6B/7 | 7
22805 | 56678 | MN | MROWc | Cold or very cold | MROWc_Cold or very cold_6A/6B/7 | 7
22806 | 56502 | MN | MROWc | Cold or very cold | MROWc_Cold or very cold_6A/6B/7 | 7
22807 | 56511 | MN | MROWc | Cold or very cold | MROWc_Cold or very cold_6A/6B/7 | 7
22808 | 56521 | MN | MROWc | Cold or very cold | MROWc_Cold or very cold_6A/6B/7 | 7
22809 | 56552 | MN | MROWc | Cold or very cold | MROWc_Cold or very cold_6A/6B/7 | 7
22810 | 56554 | MN | MROWc | Cold or very cold | MROWc_Cold or very cold_6A/6B/7 | 7
22811 | 56569 | MN | MROWc | Cold or very cold | MROWc_Cold or very cold_6A/6B/7 | 7
22812 | 56570 | MN | MROWc | Cold or very cold | MROWc_Cold or very cold_6A/6B/7 | 7
22813 | 56575 | MN | MROWc | Cold or very cold | MROWc_Cold or very cold_6A/6B/7 | 7
22814 | 56577 | MN | MROWc | Cold or very cold | MROWc_Cold or very cold_6A/6B/7 | 7
22815 | 56578 | MN | MROWc | Cold or very cold | MROWc_Cold or very cold_6A/6B/7 | 7
22816 | 56585 | MN | MROWc | Cold or very cold | MROWc_Cold or very cold_6A/6B/7 | 7
22817 | 56589 | MN | MROWc | Cold or very cold | MROWc_Cold or very cold_6A/6B/7 | 7
22818 | 56591 | MN | MROWc | Cold or very cold | MROWc_Cold or very cold_6A/6B/7 | 7
22819 | 56593 | MN | MROWc | Cold or very cold | MROWc_Cold or very cold_6A/6B/7 | 7
22820 | 56557 | MN | MROWc | Cold or very cold | MROWc_Cold or very cold_6A/6B/7 | 7
22821 | 56621 | MN | MROWc | Cold or very cold | MROWc_Cold or very cold_6A/6B/7 | 7
22822 | 56634 | MN | MROWc | Cold or very cold | MROWc_Cold or very cold_6A/6B/7 | 7
22823 | 56644 | MN | MROWc | Cold or very cold | MROWc_Cold or very cold_6A/6B/7 | 7
22824 | 56646 | MN | MROWc | Cold or very cold | MROWc_Cold or very cold_6A/6B/7 | 7
22825 | 56652 | MN | MROWc | Cold or very cold | MROWc_Cold or very cold_6A/6B/7 | 7
22826 | 56676 | MN | MROWc | Cold or very cold | MROWc_Cold or very cold_6A/6B/7 | 7
22827 | 56510 | MN | MROWc | Cold or very cold | MROWc_Cold or very cold_6A/6B/7 | 7
22828 | 56516 | MN | MROWc | Cold or very cold | MROWc_Cold or very cold_6A/6B/7 | 7
22829 | 56519 | MN | MROWc | Cold or very cold | MROWc_Cold or very cold_6A/6B/7 | 7
22830 | 56540 | MN | MROWc | Cold or very cold | MROWc_Cold or very cold_6A/6B/7 | 7
22831 | 56541 | MN | MROWc | Cold or very cold | MROWc_Cold or very cold_6A/6B/7 | 7
22832 | 56545 | MN | MROWc | Cold or very cold | MROWc_Cold or very cold_6A/6B/7 | 7
22833 | 56546 | MN | MROWc | Cold or very cold | MROWc_Cold or very cold_6A/6B/7 | 7
22834 | 56548 | MN | MROWc | Cold or very cold | MROWc_Cold or very cold_6A/6B/7 | 7
22835 | 56550 | MN | MROWc | Cold or very cold | MROWc_Cold or very cold_6A/6B/7 | 7
22836 | 56568 | MN | MROWc | Cold or very cold | MROWc_Cold or very cold_6A/6B/7 | 7
22837 | 56574 | MN | MROWc | Cold or very cold | MROWc_Cold or very cold_6A/6B/7 | 7
22838 | 56581 | MN | MROWc | Cold or very cold | MROWc_Cold or very cold_6A/6B/7 | 7
22839 | 56584 | MN | MROWc | Cold or very cold | MROWc_Cold or very cold_6A/6B/7 | 7
22840 | 56525 | MN | MROWc | Cold or very cold | MROWc_Cold or very cold_6A/6B/7 | 7
22841 | 56529 | MN | MROWc | Cold or very cold | MROWc_Cold or very cold_6A/6B/7 | 7
22842 | 56536 | MN | MROWc | Cold or very cold | MROWc_Cold or very cold_6A/6B/7 | 7
22843 | 56547 | MN | MROWc | Cold or very cold | MROWc_Cold or very cold_6A/6B/7 | 7
22844 | 56549 | MN | MROWc | Cold or very cold | MROWc_Cold or very cold_6A/6B/7 | 7
22845 | 56560 | MN | MROWc | Cold or very cold | MROWc_Cold or very cold_6A/6B/7 | 7
22846 | 56561 | MN | MROWc | Cold or very cold | MROWc_Cold or very cold_6A/6B/7 | 7
22847 | 56562 | MN | MROWc | Cold or very cold | MROWc_Cold or very cold_6A/6B/7 | 7
22848 | 56563 | MN | MROWc | Cold or very cold | MROWc_Cold or very cold_6A/6B/7 | 7
22849 | 56580 | MN | MROWc | Cold or very cold | MROWc_Cold or very cold_6A/6B/7 | 7
22850 | 56594 | MN | MROWc | Cold or very cold | MROWc_Cold or very cold_6A/6B/7 | 7
22851 | 56520 | MN | MROWc | Cold or very cold | MROWc_Cold or very cold_6A/6B/7 | 7
22852 | 56553 | MN | MROWc | Cold or very cold | MROWc_Cold or very cold_6A/6B/7 | 7
22853 | 56542 | MN | MROWc | Cold or very cold | MROWc_Cold or very cold_6A/6B/7 | 7
22854 | 56566 | MN | MROWc | Cold or very cold | MROWc_Cold or very cold_6A/6B/7 | 7
22855 | 56592 | MN | MROWc | Cold or very cold | MROWc_Cold or very cold_6A/6B/7 | 7
22856 | 56651 | MN | MROWc | Cold or very cold | MROWc_Cold or very cold_6A/6B/7 | 7
22857 | 56517 | MN | MROWc | Cold or very cold | MROWc_Cold or very cold_6A/6B/7 | 7
22858 | 56523 | MN | MROWc | Cold or very cold | MROWc_Cold or very cold_6A/6B/7 | 7
22859 | 56535 | MN | MROWc | Cold or very cold | MROWc_Cold or very cold_6A/6B/7 | 7
22860 | 56556 | MN | MROWc | Cold or very cold | MROWc_Cold or very cold_6A/6B/7 | 7
22861 | 56684 | MN | MROWc | Cold or very cold | MROWc_Cold or very cold_6A/6B/7 | 7
22862 | 56710 | MN | MROWc | Cold or very cold | MROWc_Cold or very cold_6A/6B/7 | 7
22863 | 56716 | MN | MROWc | Cold or very cold | MROWc_Cold or very cold_6A/6B/7 | 7
22864 | 56721 | MN | MROWc | Cold or very cold | MROWc_Cold or very cold_6A/6B/7 | 7
22865 | 56722 | MN | MROWc | Cold or very cold | MROWc_Cold or very cold_6A/6B/7 | 7
22866 | 56723 | MN | MROWc | Cold or very cold | MROWc_Cold or very cold_6A/6B/7 | 7
22867 | 56736 | MN | MROWc | Cold or very cold | MROWc_Cold or very cold_6A/6B/7 | 7
22868 | 56742 | MN | MROWc | Cold or very cold | MROWc_Cold or very cold_6A/6B/7 | 7
22869 | 56744 | MN | MROWc | Cold or very cold | MROWc_Cold or very cold_6A/6B/7 | 7
22870 | 56750 | MN | MROWc | Cold or very cold | MROWc_Cold or very cold_6A/6B/7 | 7
22871 | 56762 | MN | MROWc | Cold or very cold | MROWc_Cold or very cold_6A/6B/7 | 7
22872 | 56715 | MN | MROWc | Cold or very cold | MROWc_Cold or very cold_6A/6B/7 | 7
22873 | 56748 | MN | MROWc | Cold or very cold | MROWc_Cold or very cold_6A/6B/7 | 7
22874 | 56754 | MN | MROWc | Cold or very cold | MROWc_Cold or very cold_6A/6B/7 | 7
22875 | 56619 | MN | MROWc | Cold or very cold | MROWc_Cold or very cold_6A/6B/7 | 7
22876 | 56647 | MN | MROWc | Cold or very cold | MROWc_Cold or very cold_6A/6B/7 | 7
22877 | 56650 | MN | MROWc | Cold or very cold | MROWc_Cold or very cold_6A/6B/7 | 7
22878 | 56663 | MN | MROWc | Cold or very cold | MROWc_Cold or very cold_6A/6B/7 | 7
22879 | 56666 | MN | MROWc | Cold or very cold | MROWc_Cold or very cold_6A/6B/7 | 7
22880 | 56667 | MN | MROWc | Cold or very cold | MROWc_Cold or very cold_6A/6B/7 | 7
22881 | 56670 | MN | MROWc | Cold or very cold | MROWc_Cold or very cold_6A/6B/7 | 7
22882 | 56671 | MN | MROWc | Cold or very cold | MROWc_Cold or very cold_6A/6B/7 | 7
22883 | 56683 | MN | MROWc | Cold or very cold | MROWc_Cold or very cold_6A/6B/7 | 7
22884 | 56685 | MN | MROWc | Cold or very cold | MROWc_Cold or very cold_6A/6B/7 | 7
22885 | 56727 | MN | MROWc | Cold or very cold | MROWc_Cold or very cold_6A/6B/7 | 7
22886 | 56673 | MN | MROWc | Cold or very cold | MROWc_Cold or very cold_6A/6B/7 | 7
22887 | 56686 | MN | MROWc | Cold or very cold | MROWc_Cold or very cold_6A/6B/7 | 7
22888 | 56711 | MN | MROWc | Cold or very cold | MROWc_Cold or very cold_6A/6B/7 | 7
22889 | 56741 | MN | MROWc | Cold or very cold | MROWc_Cold or very cold_6A/6B/7 | 7
22890 | 56714 | MN | MROWc | Cold or very cold | MROWc_Cold or very cold_6A/6B/7 | 7
22891 | 56726 | MN | MROWc | Cold or very cold | MROWc_Cold or very cold_6A/6B/7 | 7
22892 | 56732 | MN | MROWc | Cold or very cold | MROWc_Cold or very cold_6A/6B/7 | 7
22893 | 56735 | MN | MROWc | Cold or very cold | MROWc_Cold or very cold_6A/6B/7 | 7
22894 | 56751 | MN | MROWc | Cold or very cold | MROWc_Cold or very cold_6A/6B/7 | 7
22895 | 56756 | MN | MROWc | Cold or very cold | MROWc_Cold or very cold_6A/6B/7 | 7
22896 | 56759 | MN | MROWc | Cold or very cold | MROWc_Cold or very cold_6A/6B/7 | 7
22897 | 56761 | MN | MROWc | Cold or very cold | MROWc_Cold or very cold_6A/6B/7 | 7
22898 | 56763 | MN | MROWc | Cold or very cold | MROWc_Cold or very cold_6A/6B/7 | 7
22899 | 56701 | MN | MROWc | Cold or very cold | MROWc_Cold or very cold_6A/6B/7 | 7
22900 | 56713 | MN | MROWc | Cold or very cold | MROWc_Cold or very cold_6A/6B/7 | 7
22901 | 56724 | MN | MROWc | Cold or very cold | MROWc_Cold or very cold_6A/6B/7 | 7
22902 | 56725 | MN | MROWc | Cold or very cold | MROWc_Cold or very cold_6A/6B/7 | 7
22903 | 56737 | MN | MROWc | Cold or very cold | MROWc_Cold or very cold_6A/6B/7 | 7
22904 | 56738 | MN | MROWc | Cold or very cold | MROWc_Cold or very cold_6A/6B/7 | 7
22905 | 56757 | MN | MROWc | Cold or very cold | MROWc_Cold or very cold_6A/6B/7 | 7
22906 | 56758 | MN | MROWc | Cold or very cold | MROWc_Cold or very cold_6A/6B/7 | 7
22907 | 56760 | MN | MROWc | Cold or very cold | MROWc_Cold or very cold_6A/6B/7 | 7
22908 | 56720 | MN | MROWc | Cold or very cold | MROWc_Cold or very cold_6A/6B/7 | 7
22909 | 56728 | MN | MROWc | Cold or very cold | MROWc_Cold or very cold_6A/6B/7 | 7
22910 | 56729 | MN | MROWc | Cold or very cold | MROWc_Cold or very cold_6A/6B/7 | 7
22911 | 56731 | MN | MROWc | Cold or very cold | MROWc_Cold or very cold_6A/6B/7 | 7
22912 | 56733 | MN | MROWc | Cold or very cold | MROWc_Cold or very cold_6A/6B/7 | 7
22913 | 56734 | MN | MROWc | Cold or very cold | MROWc_Cold or very cold_6A/6B/7 | 7
22914 | 56740 | MN | MROWc | Cold or very cold | MROWc_Cold or very cold_6A/6B/7 | 7
22915 | 56755 | MN | MROWc | Cold or very cold | MROWc_Cold or very cold_6A/6B/7 | 7
22916 | 58002 | ND | MROWc | Cold or very cold | MROWc_Cold or very cold_6A/6B/7 | 7
22917 | 58004 | ND | MROWc | Cold or very cold | MROWc_Cold or very cold_6A/6B/7 | 7
22918 | 58005 | ND | MROWc | Cold or very cold | MROWc_Cold or very cold_6A/6B/7 | 7
22919 | 58006 | ND | MROWc | Cold or very cold | MROWc_Cold or very cold_6A/6B/7 | 7
22920 | 58007 | ND | MROWc | Cold or very cold | MROWc_Cold or very cold_6A/6B/7 | 7
22921 | 58011 | ND | MROWc | Cold or very cold | MROWc_Cold or very cold_6A/6B/7 | 7
22922 | 58012 | ND | MROWc | Cold or very cold | MROWc_Cold or very cold_6A/6B/7 | 7
22923 | 58021 | ND | MROWc | Cold or very cold | MROWc_Cold or very cold_6A/6B/7 | 7
22924 | 58027 | ND | MROWc | Cold or very cold | MROWc_Cold or very cold_6A/6B/7 | 7
22925 | 58029 | ND | MROWc | Cold or very cold | MROWc_Cold or very cold_6A/6B/7 | 7
22926 | 58031 | ND | MROWc | Cold or very cold | MROWc_Cold or very cold_6A/6B/7 | 7
22927 | 58035 | ND | MROWc | Cold or very cold | MROWc_Cold or very cold_6A/6B/7 | 7
22928 | 58036 | ND | MROWc | Cold or very cold | MROWc_Cold or very cold_6A/6B/7 | 7
22929 | 58038 | ND | MROWc | Cold or very cold | MROWc_Cold or very cold_6A/6B/7 | 7
22930 | 58042 | ND | MROWc | Cold or very cold | MROWc_Cold or very cold_6A/6B/7 | 7
22931 | 58045 | ND | MROWc | Cold or very cold | MROWc_Cold or very cold_6A/6B/7 | 7
22932 | 58046 | ND | MROWc | Cold or very cold | MROWc_Cold or very cold_6A/6B/7 | 7
22933 | 58048 | ND | MROWc | Cold or very cold | MROWc_Cold or very cold_6A/6B/7 | 7
22934 | 58059 | ND | MROWc | Cold or very cold | MROWc_Cold or very cold_6A/6B/7 | 7
22935 | 58064 | ND | MROWc | Cold or very cold | MROWc_Cold or very cold_6A/6B/7 | 7
22936 | 58068 | ND | MROWc | Cold or very cold | MROWc_Cold or very cold_6A/6B/7 | 7
22937 | 58071 | ND | MROWc | Cold or very cold | MROWc_Cold or very cold_6A/6B/7 | 7
22938 | 58078 | ND | MROWc | Cold or very cold | MROWc_Cold or very cold_6A/6B/7 | 7
22939 | 58079 | ND | MROWc | Cold or very cold | MROWc_Cold or very cold_6A/6B/7 | 7
22940 | 58102 | ND | MROWc | Cold or very cold | MROWc_Cold or very cold_6A/6B/7 | 7
22941 | 58103 | ND | MROWc | Cold or very cold | MROWc_Cold or very cold_6A/6B/7 | 7
22942 | 58104 | ND | MROWc | Cold or very cold | MROWc_Cold or very cold_6A/6B/7 | 7
22943 | 58105 | ND | MROWc | Cold or very cold | MROWc_Cold or very cold_6A/6B/7 | 7
22944 | 58106 | ND | MROWc | Cold or very cold | MROWc_Cold or very cold_6A/6B/7 | 7
22945 | 58107 | ND | MROWc | Cold or very cold | MROWc_Cold or very cold_6A/6B/7 | 7
22946 | 58108 | ND | MROWc | Cold or very cold | MROWc_Cold or very cold_6A/6B/7 | 7
22947 | 58109 | ND | MROWc | Cold or very cold | MROWc_Cold or very cold_6A/6B/7 | 7
22948 | 58121 | ND | MROWc | Cold or very cold | MROWc_Cold or very cold_6A/6B/7 | 7
22949 | 58122 | ND | MROWc | Cold or very cold | MROWc_Cold or very cold_6A/6B/7 | 7
22950 | 58124 | ND | MROWc | Cold or very cold | MROWc_Cold or very cold_6A/6B/7 | 7
22951 | 58125 | ND | MROWc | Cold or very cold | MROWc_Cold or very cold_6A/6B/7 | 7
22952 | 58126 | ND | MROWc | Cold or very cold | MROWc_Cold or very cold_6A/6B/7 | 7
22953 | 58009 | ND | MROWc | Cold or very cold | MROWc_Cold or very cold_6A/6B/7 | 7
22954 | 58016 | ND | MROWc | Cold or very cold | MROWc_Cold or very cold_6A/6B/7 | 7
22955 | 58218 | ND | MROWc | Cold or very cold | MROWc_Cold or very cold_6A/6B/7 | 7
22956 | 58219 | ND | MROWc | Cold or very cold | MROWc_Cold or very cold_6A/6B/7 | 7
22957 | 58223 | ND | MROWc | Cold or very cold | MROWc_Cold or very cold_6A/6B/7 | 7
22958 | 58240 | ND | MROWc | Cold or very cold | MROWc_Cold or very cold_6A/6B/7 | 7
22959 | 58257 | ND | MROWc | Cold or very cold | MROWc_Cold or very cold_6A/6B/7 | 7
22960 | 58274 | ND | MROWc | Cold or very cold | MROWc_Cold or very cold_6A/6B/7 | 7
22961 | 58275 | ND | MROWc | Cold or very cold | MROWc_Cold or very cold_6A/6B/7 | 7
22962 | 58056 | ND | MROWc | Cold or very cold | MROWc_Cold or very cold_6A/6B/7 | 7
22963 | 58230 | ND | MROWc | Cold or very cold | MROWc_Cold or very cold_6A/6B/7 | 7
22964 | 58267 | ND | MROWc | Cold or very cold | MROWc_Cold or very cold_6A/6B/7 | 7
22965 | 58277 | ND | MROWc | Cold or very cold | MROWc_Cold or very cold_6A/6B/7 | 7
22966 | 58425 | ND | MROWc | Cold or very cold | MROWc_Cold or very cold_6A/6B/7 | 7
22967 | 58049 | ND | MROWc | Cold or very cold | MROWc_Cold or very cold_6A/6B/7 | 7
22968 | 58062 | ND | MROWc | Cold or very cold | MROWc_Cold or very cold_6A/6B/7 | 7
22969 | 58063 | ND | MROWc | Cold or very cold | MROWc_Cold or very cold_6A/6B/7 | 7
22970 | 58065 | ND | MROWc | Cold or very cold | MROWc_Cold or very cold_6A/6B/7 | 7
22971 | 58072 | ND | MROWc | Cold or very cold | MROWc_Cold or very cold_6A/6B/7 | 7
22972 | 58429 | ND | MROWc | Cold or very cold | MROWc_Cold or very cold_6A/6B/7 | 7
22973 | 58461 | ND | MROWc | Cold or very cold | MROWc_Cold or very cold_6A/6B/7 | 7
22974 | 58466 | ND | MROWc | Cold or very cold | MROWc_Cold or very cold_6A/6B/7 | 7
22975 | 58479 | ND | MROWc | Cold or very cold | MROWc_Cold or very cold_6A/6B/7 | 7
22976 | 58480 | ND | MROWc | Cold or very cold | MROWc_Cold or very cold_6A/6B/7 | 7
22977 | 58481 | ND | MROWc | Cold or very cold | MROWc_Cold or very cold_6A/6B/7 | 7
22978 | 58492 | ND | MROWc | Cold or very cold | MROWc_Cold or very cold_6A/6B/7 | 7
22979 | 58497 | ND | MROWc | Cold or very cold | MROWc_Cold or very cold_6A/6B/7 | 7
22980 | 58212 | ND | MROWc | Cold or very cold | MROWc_Cold or very cold_6A/6B/7 | 7
22981 | 58416 | ND | MROWc | Cold or very cold | MROWc_Cold or very cold_6A/6B/7 | 7
22982 | 58448 | ND | MROWc | Cold or very cold | MROWc_Cold or very cold_6A/6B/7 | 7
22983 | 58452 | ND | MROWc | Cold or very cold | MROWc_Cold or very cold_6A/6B/7 | 7
22984 | 58464 | ND | MROWc | Cold or very cold | MROWc_Cold or very cold_6A/6B/7 | 7
22985 | 58484 | ND | MROWc | Cold or very cold | MROWc_Cold or very cold_6A/6B/7 | 7
22986 | 58201 | ND | MROWc | Cold or very cold | MROWc_Cold or very cold_6A/6B/7 | 7
22987 | 58202 | ND | MROWc | Cold or very cold | MROWc_Cold or very cold_6A/6B/7 | 7
22988 | 58203 | ND | MROWc | Cold or very cold | MROWc_Cold or very cold_6A/6B/7 | 7
22989 | 58204 | ND | MROWc | Cold or very cold | MROWc_Cold or very cold_6A/6B/7 | 7
22990 | 58205 | ND | MROWc | Cold or very cold | MROWc_Cold or very cold_6A/6B/7 | 7
22991 | 58206 | ND | MROWc | Cold or very cold | MROWc_Cold or very cold_6A/6B/7 | 7
22992 | 58207 | ND | MROWc | Cold or very cold | MROWc_Cold or very cold_6A/6B/7 | 7
22993 | 58208 | ND | MROWc | Cold or very cold | MROWc_Cold or very cold_6A/6B/7 | 7
22994 | 58214 | ND | MROWc | Cold or very cold | MROWc_Cold or very cold_6A/6B/7 | 7
22995 | 58228 | ND | MROWc | Cold or very cold | MROWc_Cold or very cold_6A/6B/7 | 7
22996 | 58231 | ND | MROWc | Cold or very cold | MROWc_Cold or very cold_6A/6B/7 | 7
22997 | 58233 | ND | MROWc | Cold or very cold | MROWc_Cold or very cold_6A/6B/7 | 7
22998 | 58235 | ND | MROWc | Cold or very cold | MROWc_Cold or very cold_6A/6B/7 | 7
22999 | 58244 | ND | MROWc | Cold or very cold | MROWc_Cold or very cold_6A/6B/7 | 7
23000 | 58251 | ND | MROWc | Cold or very cold | MROWc_Cold or very cold_6A/6B/7 | 7
23001 | 58256 | ND | MROWc | Cold or very cold | MROWc_Cold or very cold_6A/6B/7 | 7
23002 | 58258 | ND | MROWc | Cold or very cold | MROWc_Cold or very cold_6A/6B/7 | 7
23003 | 58261 | ND | MROWc | Cold or very cold | MROWc_Cold or very cold_6A/6B/7 | 7
23004 | 58266 | ND | MROWc | Cold or very cold | MROWc_Cold or very cold_6A/6B/7 | 7
23005 | 58278 | ND | MROWc | Cold or very cold | MROWc_Cold or very cold_6A/6B/7 | 7
23006 | 58210 | ND | MROWc | Cold or very cold | MROWc_Cold or very cold_6A/6B/7 | 7
23007 | 58224 | ND | MROWc | Cold or very cold | MROWc_Cold or very cold_6A/6B/7 | 7
23008 | 58225 | ND | MROWc | Cold or very cold | MROWc_Cold or very cold_6A/6B/7 | 7
23009 | 58227 | ND | MROWc | Cold or very cold | MROWc_Cold or very cold_6A/6B/7 | 7
23010 | 58229 | ND | MROWc | Cold or very cold | MROWc_Cold or very cold_6A/6B/7 | 7
23011 | 58237 | ND | MROWc | Cold or very cold | MROWc_Cold or very cold_6A/6B/7 | 7
23012 | 58243 | ND | MROWc | Cold or very cold | MROWc_Cold or very cold_6A/6B/7 | 7
23013 | 58250 | ND | MROWc | Cold or very cold | MROWc_Cold or very cold_6A/6B/7 | 7
23014 | 58259 | ND | MROWc | Cold or very cold | MROWc_Cold or very cold_6A/6B/7 | 7
23015 | 58260 | ND | MROWc | Cold or very cold | MROWc_Cold or very cold_6A/6B/7 | 7
23016 | 58270 | ND | MROWc | Cold or very cold | MROWc_Cold or very cold_6A/6B/7 | 7
23017 | 58273 | ND | MROWc | Cold or very cold | MROWc_Cold or very cold_6A/6B/7 | 7
23018 | 58321 | ND | MROWc | Cold or very cold | MROWc_Cold or very cold_6A/6B/7 | 7
23019 | 58330 | ND | MROWc | Cold or very cold | MROWc_Cold or very cold_6A/6B/7 | 7
23020 | 58345 | ND | MROWc | Cold or very cold | MROWc_Cold or very cold_6A/6B/7 | 7
23021 | 58254 | ND | MROWc | Cold or very cold | MROWc_Cold or very cold_6A/6B/7 | 7
23022 | 58272 | ND | MROWc | Cold or very cold | MROWc_Cold or very cold_6A/6B/7 | 7
23023 | 58327 | ND | MROWc | Cold or very cold | MROWc_Cold or very cold_6A/6B/7 | 7
23024 | 58344 | ND | MROWc | Cold or very cold | MROWc_Cold or very cold_6A/6B/7 | 7
23025 | 58361 | ND | MROWc | Cold or very cold | MROWc_Cold or very cold_6A/6B/7 | 7
23026 | 58380 | ND | MROWc | Cold or very cold | MROWc_Cold or very cold_6A/6B/7 | 7
23027 | 58216 | ND | MROWc | Cold or very cold | MROWc_Cold or very cold_6A/6B/7 | 7
23028 | 58220 | ND | MROWc | Cold or very cold | MROWc_Cold or very cold_6A/6B/7 | 7
23029 | 58222 | ND | MROWc | Cold or very cold | MROWc_Cold or very cold_6A/6B/7 | 7
23030 | 58236 | ND | MROWc | Cold or very cold | MROWc_Cold or very cold_6A/6B/7 | 7
23031 | 58238 | ND | MROWc | Cold or very cold | MROWc_Cold or very cold_6A/6B/7 | 7
23032 | 58241 | ND | MROWc | Cold or very cold | MROWc_Cold or very cold_6A/6B/7 | 7
23033 | 58262 | ND | MROWc | Cold or very cold | MROWc_Cold or very cold_6A/6B/7 | 7
23034 | 58265 | ND | MROWc | Cold or very cold | MROWc_Cold or very cold_6A/6B/7 | 7
23035 | 58271 | ND | MROWc | Cold or very cold | MROWc_Cold or very cold_6A/6B/7 | 7
23036 | 58276 | ND | MROWc | Cold or very cold | MROWc_Cold or very cold_6A/6B/7 | 7
23037 | 58282 | ND | MROWc | Cold or very cold | MROWc_Cold or very cold_6A/6B/7 | 7
23038 | 58239 | ND | MROWc | Cold or very cold | MROWc_Cold or very cold_6A/6B/7 | 7
23039 | 58249 | ND | MROWc | Cold or very cold | MROWc_Cold or very cold_6A/6B/7 | 7
23040 | 58255 | ND | MROWc | Cold or very cold | MROWc_Cold or very cold_6A/6B/7 | 7
23041 | 58269 | ND | MROWc | Cold or very cold | MROWc_Cold or very cold_6A/6B/7 | 7
23042 | 58281 | ND | MROWc | Cold or very cold | MROWc_Cold or very cold_6A/6B/7 | 7
23043 | 58311 | ND | MROWc | Cold or very cold | MROWc_Cold or very cold_6A/6B/7 | 7
23044 | 58323 | ND | MROWc | Cold or very cold | MROWc_Cold or very cold_6A/6B/7 | 7
23045 | 58338 | ND | MROWc | Cold or very cold | MROWc_Cold or very cold_6A/6B/7 | 7
23046 | 58352 | ND | MROWc | Cold or very cold | MROWc_Cold or very cold_6A/6B/7 | 7
23047 | 58355 | ND | MROWc | Cold or very cold | MROWc_Cold or very cold_6A/6B/7 | 7
23048 | 58372 | ND | MROWc | Cold or very cold | MROWc_Cold or very cold_6A/6B/7 | 7
23049 | 58377 | ND | MROWc | Cold or very cold | MROWc_Cold or very cold_6A/6B/7 | 7
23050 | 58301 | ND | MROWc | Cold or very cold | MROWc_Cold or very cold_6A/6B/7 | 7
23051 | 58324 | ND | MROWc | Cold or very cold | MROWc_Cold or very cold_6A/6B/7 | 7
23052 | 58325 | ND | MROWc | Cold or very cold | MROWc_Cold or very cold_6A/6B/7 | 7
23053 | 58362 | ND | MROWc | Cold or very cold | MROWc_Cold or very cold_6A/6B/7 | 7
23054 | 58381 | ND | MROWc | Cold or very cold | MROWc_Cold or very cold_6A/6B/7 | 7
23055 | 58382 | ND | MROWc | Cold or very cold | MROWc_Cold or very cold_6A/6B/7 | 7
23056 | 58310 | ND | MROWc | Cold or very cold | MROWc_Cold or very cold_6A/6B/7 | 7
23057 | 58317 | ND | MROWc | Cold or very cold | MROWc_Cold or very cold_6A/6B/7 | 7
23058 | 58331 | ND | MROWc | Cold or very cold | MROWc_Cold or very cold_6A/6B/7 | 7
23059 | 58339 | ND | MROWc | Cold or very cold | MROWc_Cold or very cold_6A/6B/7 | 7
23060 | 58346 | ND | MROWc | Cold or very cold | MROWc_Cold or very cold_6A/6B/7 | 7
23061 | 58363 | ND | MROWc | Cold or very cold | MROWc_Cold or very cold_6A/6B/7 | 7
23062 | 58365 | ND | MROWc | Cold or very cold | MROWc_Cold or very cold_6A/6B/7 | 7
23063 | 58367 | ND | MROWc | Cold or very cold | MROWc_Cold or very cold_6A/6B/7 | 7
23064 | 58316 | ND | MROWc | Cold or very cold | MROWc_Cold or very cold_6A/6B/7 | 7
23065 | 58329 | ND | MROWc | Cold or very cold | MROWc_Cold or very cold_6A/6B/7 | 7
23066 | 58353 | ND | MROWc | Cold or very cold | MROWc_Cold or very cold_6A/6B/7 | 7
23067 | 58366 | ND | MROWc | Cold or very cold | MROWc_Cold or very cold_6A/6B/7 | 7
23068 | 58369 | ND | MROWc | Cold or very cold | MROWc_Cold or very cold_6A/6B/7 | 7
23069 | 58384 | ND | MROWc | Cold or very cold | MROWc_Cold or very cold_6A/6B/7 | 7
23070 | 58385 | ND | MROWc | Cold or very cold | MROWc_Cold or very cold_6A/6B/7 | 7
23071 | 58313 | ND | MROWc | Cold or very cold | MROWc_Cold or very cold_6A/6B/7 | 7
23072 | 58332 | ND | MROWc | Cold or very cold | MROWc_Cold or very cold_6A/6B/7 | 7
23073 | 58341 | ND | MROWc | Cold or very cold | MROWc_Cold or very cold_6A/6B/7 | 7
23074 | 58368 | ND | MROWc | Cold or very cold | MROWc_Cold or very cold_6A/6B/7 | 7
23075 | 58386 | ND | MROWc | Cold or very cold | MROWc_Cold or very cold_6A/6B/7 | 7
23076 | 58710 | ND | MROWc | Cold or very cold | MROWc_Cold or very cold_6A/6B/7 | 7
23077 | 58758 | ND | MROWc | Cold or very cold | MROWc_Cold or very cold_6A/6B/7 | 7
23078 | 58788 | ND | MROWc | Cold or very cold | MROWc_Cold or very cold_6A/6B/7 | 7
23079 | 58318 | ND | MROWc | Cold or very cold | MROWc_Cold or very cold_6A/6B/7 | 7
23080 | 58711 | ND | MROWc | Cold or very cold | MROWc_Cold or very cold_6A/6B/7 | 7
23081 | 58740 | ND | MROWc | Cold or very cold | MROWc_Cold or very cold_6A/6B/7 | 7
23082 | 58748 | ND | MROWc | Cold or very cold | MROWc_Cold or very cold_6A/6B/7 | 7
23083 | 58750 | ND | MROWc | Cold or very cold | MROWc_Cold or very cold_6A/6B/7 | 7
23084 | 58760 | ND | MROWc | Cold or very cold | MROWc_Cold or very cold_6A/6B/7 | 7
23085 | 58761 | ND | MROWc | Cold or very cold | MROWc_Cold or very cold_6A/6B/7 | 7
23086 | 58762 | ND | MROWc | Cold or very cold | MROWc_Cold or very cold_6A/6B/7 | 7
23087 | 58782 | ND | MROWc | Cold or very cold | MROWc_Cold or very cold_6A/6B/7 | 7
23088 | 58783 | ND | MROWc | Cold or very cold | MROWc_Cold or very cold_6A/6B/7 | 7
23089 | 58789 | ND | MROWc | Cold or very cold | MROWc_Cold or very cold_6A/6B/7 | 7
23090 | 58793 | ND | MROWc | Cold or very cold | MROWc_Cold or very cold_6A/6B/7 | 7
23091 | 58335 | ND | MROWc | Cold or very cold | MROWc_Cold or very cold_6A/6B/7 | 7
23092 | 58343 | ND | MROWc | Cold or very cold | MROWc_Cold or very cold_6A/6B/7 | 7
23093 | 58348 | ND | MROWc | Cold or very cold | MROWc_Cold or very cold_6A/6B/7 | 7
23094 | 58351 | ND | MROWc | Cold or very cold | MROWc_Cold or very cold_6A/6B/7 | 7
23095 | 58357 | ND | MROWc | Cold or very cold | MROWc_Cold or very cold_6A/6B/7 | 7
23096 | 58370 | ND | MROWc | Cold or very cold | MROWc_Cold or very cold_6A/6B/7 | 7
23097 | 58374 | ND | MROWc | Cold or very cold | MROWc_Cold or very cold_6A/6B/7 | 7
23098 | 58379 | ND | MROWc | Cold or very cold | MROWc_Cold or very cold_6A/6B/7 | 7
23099 | 58356 | ND | MROWc | Cold or very cold | MROWc_Cold or very cold_6A/6B/7 | 7
23100 | 58418 | ND | MROWc | Cold or very cold | MROWc_Cold or very cold_6A/6B/7 | 7
23101 | 58421 | ND | MROWc | Cold or very cold | MROWc_Cold or very cold_6A/6B/7 | 7
23102 | 58422 | ND | MROWc | Cold or very cold | MROWc_Cold or very cold_6A/6B/7 | 7
23103 | 58423 | ND | MROWc | Cold or very cold | MROWc_Cold or very cold_6A/6B/7 | 7
23104 | 58438 | ND | MROWc | Cold or very cold | MROWc_Cold or very cold_6A/6B/7 | 7
23105 | 58451 | ND | MROWc | Cold or very cold | MROWc_Cold or very cold_6A/6B/7 | 7
23106 | 58486 | ND | MROWc | Cold or very cold | MROWc_Cold or very cold_6A/6B/7 | 7
23107 | 58488 | ND | MROWc | Cold or very cold | MROWc_Cold or very cold_6A/6B/7 | 7
23108 | 58430 | ND | MROWc | Cold or very cold | MROWc_Cold or very cold_6A/6B/7 | 7
23109 | 58444 | ND | MROWc | Cold or very cold | MROWc_Cold or very cold_6A/6B/7 | 7
23110 | 58463 | ND | MROWc | Cold or very cold | MROWc_Cold or very cold_6A/6B/7 | 7
23111 | 58559 | ND | MROWc | Cold or very cold | MROWc_Cold or very cold_6A/6B/7 | 7
23112 | 58723 | ND | MROWc | Cold or very cold | MROWc_Cold or very cold_6A/6B/7 | 7
23113 | 58736 | ND | MROWc | Cold or very cold | MROWc_Cold or very cold_6A/6B/7 | 7
23114 | 58445 | ND | MROWc | Cold or very cold | MROWc_Cold or very cold_6A/6B/7 | 7
23115 | 58443 | ND | MROWc | Cold or very cold | MROWc_Cold or very cold_6A/6B/7 | 7
23116 | 58455 | ND | MROWc | Cold or very cold | MROWc_Cold or very cold_6A/6B/7 | 7
23117 | 58712 | ND | MROWc | Cold or very cold | MROWc_Cold or very cold_6A/6B/7 | 7
23118 | 58713 | ND | MROWc | Cold or very cold | MROWc_Cold or very cold_6A/6B/7 | 7
23119 | 58731 | ND | MROWc | Cold or very cold | MROWc_Cold or very cold_6A/6B/7 | 7
23120 | 58741 | ND | MROWc | Cold or very cold | MROWc_Cold or very cold_6A/6B/7 | 7
23121 | 58744 | ND | MROWc | Cold or very cold | MROWc_Cold or very cold_6A/6B/7 | 7
23122 | 58768 | ND | MROWc | Cold or very cold | MROWc_Cold or very cold_6A/6B/7 | 7
23123 | 58778 | ND | MROWc | Cold or very cold | MROWc_Cold or very cold_6A/6B/7 | 7
23124 | 58790 | ND | MROWc | Cold or very cold | MROWc_Cold or very cold_6A/6B/7 | 7
23125 | 58792 | ND | MROWc | Cold or very cold | MROWc_Cold or very cold_6A/6B/7 | 7
23126 | 58401 | ND | MROWc | Cold or very cold | MROWc_Cold or very cold_6A/6B/7 | 7
23127 | 58402 | ND | MROWc | Cold or very cold | MROWc_Cold or very cold_6A/6B/7 | 7
23128 | 58405 | ND | MROWc | Cold or very cold | MROWc_Cold or very cold_6A/6B/7 | 7
23129 | 58420 | ND | MROWc | Cold or very cold | MROWc_Cold or very cold_6A/6B/7 | 7
23130 | 58424 | ND | MROWc | Cold or very cold | MROWc_Cold or very cold_6A/6B/7 | 7
23131 | 58426 | ND | MROWc | Cold or very cold | MROWc_Cold or very cold_6A/6B/7 | 7
23132 | 58442 | ND | MROWc | Cold or very cold | MROWc_Cold or very cold_6A/6B/7 | 7
23133 | 58467 | ND | MROWc | Cold or very cold | MROWc_Cold or very cold_6A/6B/7 | 7
23134 | 58475 | ND | MROWc | Cold or very cold | MROWc_Cold or very cold_6A/6B/7 | 7
23135 | 58476 | ND | MROWc | Cold or very cold | MROWc_Cold or very cold_6A/6B/7 | 7
23136 | 58483 | ND | MROWc | Cold or very cold | MROWc_Cold or very cold_6A/6B/7 | 7
23137 | 58496 | ND | MROWc | Cold or very cold | MROWc_Cold or very cold_6A/6B/7 | 7
23138 | 58428 | ND | MROWc | Cold or very cold | MROWc_Cold or very cold_6A/6B/7 | 7
23139 | 58478 | ND | MROWc | Cold or very cold | MROWc_Cold or very cold_6A/6B/7 | 7
23140 | 58482 | ND | MROWc | Cold or very cold | MROWc_Cold or very cold_6A/6B/7 | 7
23141 | 58487 | ND | MROWc | Cold or very cold | MROWc_Cold or very cold_6A/6B/7 | 7
23142 | 58524 | ND | MROWc | Cold or very cold | MROWc_Cold or very cold_6A/6B/7 | 7
23143 | 58532 | ND | MROWc | Cold or very cold | MROWc_Cold or very cold_6A/6B/7 | 7
23144 | 58549 | ND | MROWc | Cold or very cold | MROWc_Cold or very cold_6A/6B/7 | 7
23145 | 58561 | ND | MROWc | Cold or very cold | MROWc_Cold or very cold_6A/6B/7 | 7
23146 | 58531 | ND | MROWc | Cold or very cold | MROWc_Cold or very cold_6A/6B/7 | 7
23147 | 58540 | ND | MROWc | Cold or very cold | MROWc_Cold or very cold_6A/6B/7 | 7
23148 | 58565 | ND | MROWc | Cold or very cold | MROWc_Cold or very cold_6A/6B/7 | 7
23149 | 58575 | ND | MROWc | Cold or very cold | MROWc_Cold or very cold_6A/6B/7 | 7
23150 | 58576 | ND | MROWc | Cold or very cold | MROWc_Cold or very cold_6A/6B/7 | 7
23151 | 58577 | ND | MROWc | Cold or very cold | MROWc_Cold or very cold_6A/6B/7 | 7
23152 | 58716 | ND | MROWc | Cold or very cold | MROWc_Cold or very cold_6A/6B/7 | 7
23153 | 58735 | ND | MROWc | Cold or very cold | MROWc_Cold or very cold_6A/6B/7 | 7
23154 | 58756 | ND | MROWc | Cold or very cold | MROWc_Cold or very cold_6A/6B/7 | 7
23155 | 58759 | ND | MROWc | Cold or very cold | MROWc_Cold or very cold_6A/6B/7 | 7
23156 | 58770 | ND | MROWc | Cold or very cold | MROWc_Cold or very cold_6A/6B/7 | 7
23157 | 58771 | ND | MROWc | Cold or very cold | MROWc_Cold or very cold_6A/6B/7 | 7
23158 | 58775 | ND | MROWc | Cold or very cold | MROWc_Cold or very cold_6A/6B/7 | 7
23159 | 58779 | ND | MROWc | Cold or very cold | MROWc_Cold or very cold_6A/6B/7 | 7
23160 | 58701 | ND | MROWc | Cold or very cold | MROWc_Cold or very cold_6A/6B/7 | 7
23161 | 58702 | ND | MROWc | Cold or very cold | MROWc_Cold or very cold_6A/6B/7 | 7
23162 | 58703 | ND | MROWc | Cold or very cold | MROWc_Cold or very cold_6A/6B/7 | 7
23163 | 58704 | ND | MROWc | Cold or very cold | MROWc_Cold or very cold_6A/6B/7 | 7
23164 | 58705 | ND | MROWc | Cold or very cold | MROWc_Cold or very cold_6A/6B/7 | 7
23165 | 58707 | ND | MROWc | Cold or very cold | MROWc_Cold or very cold_6A/6B/7 | 7
23166 | 58718 | ND | MROWc | Cold or very cold | MROWc_Cold or very cold_6A/6B/7 | 7
23167 | 58721 | ND | MROWc | Cold or very cold | MROWc_Cold or very cold_6A/6B/7 | 7
23168 | 58722 | ND | MROWc | Cold or very cold | MROWc_Cold or very cold_6A/6B/7 | 7
23169 | 58725 | ND | MROWc | Cold or very cold | MROWc_Cold or very cold_6A/6B/7 | 7
23170 | 58733 | ND | MROWc | Cold or very cold | MROWc_Cold or very cold_6A/6B/7 | 7
23171 | 58734 | ND | MROWc | Cold or very cold | MROWc_Cold or very cold_6A/6B/7 | 7
23172 | 58746 | ND | MROWc | Cold or very cold | MROWc_Cold or very cold_6A/6B/7 | 7
23173 | 58781 | ND | MROWc | Cold or very cold | MROWc_Cold or very cold_6A/6B/7 | 7
23174 | 58785 | ND | MROWc | Cold or very cold | MROWc_Cold or very cold_6A/6B/7 | 7
23175 | 58787 | ND | MROWc | Cold or very cold | MROWc_Cold or very cold_6A/6B/7 | 7
23176 | 58769 | ND | MROWc | Cold or very cold | MROWc_Cold or very cold_6A/6B/7 | 7
23177 | 58773 | ND | MROWc | Cold or very cold | MROWc_Cold or very cold_6A/6B/7 | 7
23178 | 58776 | ND | MROWc | Cold or very cold | MROWc_Cold or very cold_6A/6B/7 | 7
23179 | 58784 | ND | MROWc | Cold or very cold | MROWc_Cold or very cold_6A/6B/7 | 7
23180 | 58794 | ND | MROWc | Cold or very cold | MROWc_Cold or very cold_6A/6B/7 | 7
23181 | 58852 | ND | MROWc | Cold or very cold | MROWc_Cold or very cold_6A/6B/7 | 7
23182 | 58727 | ND | MROWc | Cold or very cold | MROWc_Cold or very cold_6A/6B/7 | 7
23183 | 58737 | ND | MROWc | Cold or very cold | MROWc_Cold or very cold_6A/6B/7 | 7
23184 | 58752 | ND | MROWc | Cold or very cold | MROWc_Cold or very cold_6A/6B/7 | 7
23185 | 58755 | ND | MROWc | Cold or very cold | MROWc_Cold or very cold_6A/6B/7 | 7
23186 | 58772 | ND | MROWc | Cold or very cold | MROWc_Cold or very cold_6A/6B/7 | 7
23187 | 58730 | ND | MROWc | Cold or very cold | MROWc_Cold or very cold_6A/6B/7 | 7
23188 | 58765 | ND | MROWc | Cold or very cold | MROWc_Cold or very cold_6A/6B/7 | 7
23189 | 58795 | ND | MROWc | Cold or very cold | MROWc_Cold or very cold_6A/6B/7 | 7
23190 | 58830 | ND | MROWc | Cold or very cold | MROWc_Cold or very cold_6A/6B/7 | 7
23191 | 58833 | ND | MROWc | Cold or very cold | MROWc_Cold or very cold_6A/6B/7 | 7
23192 | 58844 | ND | MROWc | Cold or very cold | MROWc_Cold or very cold_6A/6B/7 | 7
23193 | 58845 | ND | MROWc | Cold or very cold | MROWc_Cold or very cold_6A/6B/7 | 7
23194 | 58856 | ND | MROWc | Cold or very cold | MROWc_Cold or very cold_6A/6B/7 | 7
23195 | 58801 | ND | MROWc | Cold or very cold | MROWc_Cold or very cold_6A/6B/7 | 7
23196 | 58802 | ND | MROWc | Cold or very cold | MROWc_Cold or very cold_6A/6B/7 | 7
23197 | 58803 | ND | MROWc | Cold or very cold | MROWc_Cold or very cold_6A/6B/7 | 7
23198 | 58843 | ND | MROWc | Cold or very cold | MROWc_Cold or very cold_6A/6B/7 | 7
23199 | 58849 | ND | MROWc | Cold or very cold | MROWc_Cold or very cold_6A/6B/7 | 7
23200 | 58853 | ND | MROWc | Cold or very cold | MROWc_Cold or very cold_6A/6B/7 | 7
23201 | 80420 | CO | RMPAc | Cold or very cold | RMPAc_Cold or very cold_6A/6B/7 | 7
23202 | 80432 | CO | RMPAc | Cold or very cold | RMPAc_Cold or very cold_6A/6B/7 | 7
23203 | 80440 | CO | RMPAc | Cold or very cold | RMPAc_Cold or very cold_6A/6B/7 | 7
23204 | 80448 | CO | RMPAc | Cold or very cold | RMPAc_Cold or very cold_6A/6B/7 | 7
23205 | 80449 | CO | RMPAc | Cold or very cold | RMPAc_Cold or very cold_6A/6B/7 | 7
23206 | 80456 | CO | RMPAc | Cold or very cold | RMPAc_Cold or very cold_6A/6B/7 | 7
23207 | 80475 | CO | RMPAc | Cold or very cold | RMPAc_Cold or very cold_6A/6B/7 | 7
23208 | 80816 | CO | RMPAc | Cold or very cold | RMPAc_Cold or very cold_6A/6B/7 | 7
23209 | 80820 | CO | RMPAc | Cold or very cold | RMPAc_Cold or very cold_6A/6B/7 | 7
23210 | 80827 | CO | RMPAc | Cold or very cold | RMPAc_Cold or very cold_6A/6B/7 | 7
23211 | 80423 | CO | RMPAc | Cold or very cold | RMPAc_Cold or very cold_6A/6B/7 | 7
23212 | 80442 | CO | RMPAc | Cold or very cold | RMPAc_Cold or very cold_6A/6B/7 | 7
23213 | 80446 | CO | RMPAc | Cold or very cold | RMPAc_Cold or very cold_6A/6B/7 | 7
23214 | 80447 | CO | RMPAc | Cold or very cold | RMPAc_Cold or very cold_6A/6B/7 | 7
23215 | 80451 | CO | RMPAc | Cold or very cold | RMPAc_Cold or very cold_6A/6B/7 | 7
23216 | 80459 | CO | RMPAc | Cold or very cold | RMPAc_Cold or very cold_6A/6B/7 | 7
23217 | 80468 | CO | RMPAc | Cold or very cold | RMPAc_Cold or very cold_6A/6B/7 | 7
23218 | 80478 | CO | RMPAc | Cold or very cold | RMPAc_Cold or very cold_6A/6B/7 | 7
23219 | 80482 | CO | RMPAc | Cold or very cold | RMPAc_Cold or very cold_6A/6B/7 | 7
23220 | 80498 | CO | RMPAc | Cold or very cold | RMPAc_Cold or very cold_6A/6B/7 | 7
23221 | 80424 | CO | RMPAc | Cold or very cold | RMPAc_Cold or very cold_6A/6B/7 | 7
23222 | 80435 | CO | RMPAc | Cold or very cold | RMPAc_Cold or very cold_6A/6B/7 | 7
23223 | 80443 | CO | RMPAc | Cold or very cold | RMPAc_Cold or very cold_6A/6B/7 | 7
23224 | 80497 | CO | RMPAc | Cold or very cold | RMPAc_Cold or very cold_6A/6B/7 | 7
23225 | 80436 | CO | RMPAc | Cold or very cold | RMPAc_Cold or very cold_6A/6B/7 | 7
23226 | 80438 | CO | RMPAc | Cold or very cold | RMPAc_Cold or very cold_6A/6B/7 | 7
23227 | 80444 | CO | RMPAc | Cold or very cold | RMPAc_Cold or very cold_6A/6B/7 | 7
23228 | 80476 | CO | RMPAc | Cold or very cold | RMPAc_Cold or very cold_6A/6B/7 | 7
23229 | 80428 | CO | RMPAc | Cold or very cold | RMPAc_Cold or very cold_6A/6B/7 | 7
23230 | 80467 | CO | RMPAc | Cold or very cold | RMPAc_Cold or very cold_6A/6B/7 | 7
23231 | 80469 | CO | RMPAc | Cold or very cold | RMPAc_Cold or very cold_6A/6B/7 | 7
23232 | 80477 | CO | RMPAc | Cold or very cold | RMPAc_Cold or very cold_6A/6B/7 | 7
23233 | 80479 | CO | RMPAc | Cold or very cold | RMPAc_Cold or very cold_6A/6B/7 | 7
23234 | 80483 | CO | RMPAc | Cold or very cold | RMPAc_Cold or very cold_6A/6B/7 | 7
23235 | 80487 | CO | RMPAc | Cold or very cold | RMPAc_Cold or very cold_6A/6B/7 | 7
23236 | 81625 | CO | RMPAc | Cold or very cold | RMPAc_Cold or very cold_6A/6B/7 | 7
23237 | 81638 | CO | RMPAc | Cold or very cold | RMPAc_Cold or very cold_6A/6B/7 | 7
23238 | 81639 | CO | RMPAc | Cold or very cold | RMPAc_Cold or very cold_6A/6B/7 | 7
23239 | 80429 | CO | RMPAc | Cold or very cold | RMPAc_Cold or very cold_6A/6B/7 | 7
23240 | 80461 | CO | RMPAc | Cold or very cold | RMPAc_Cold or very cold_6A/6B/7 | 7
23241 | 81228 | CO | RMPAc | Cold or very cold | RMPAc_Cold or very cold_6A/6B/7 | 7
23242 | 81251 | CO | RMPAc | Cold or very cold | RMPAc_Cold or very cold_6A/6B/7 | 7
23243 | 80430 | CO | RMPAc | Cold or very cold | RMPAc_Cold or very cold_6A/6B/7 | 7
23244 | 80434 | CO | RMPAc | Cold or very cold | RMPAc_Cold or very cold_6A/6B/7 | 7
23245 | 80473 | CO | RMPAc | Cold or very cold | RMPAc_Cold or very cold_6A/6B/7 | 7
23246 | 80480 | CO | RMPAc | Cold or very cold | RMPAc_Cold or very cold_6A/6B/7 | 7
23247 | 81132 | CO | RMPAc | Cold or very cold | RMPAc_Cold or very cold_6A/6B/7 | 7
23248 | 81135 | CO | RMPAc | Cold or very cold | RMPAc_Cold or very cold_6A/6B/7 | 7
23249 | 81154 | CO | RMPAc | Cold or very cold | RMPAc_Cold or very cold_6A/6B/7 | 7
23250 | 81130 | CO | RMPAc | Cold or very cold | RMPAc_Cold or very cold_6A/6B/7 | 7
23251 | 81235 | CO | RMPAc | Cold or very cold | RMPAc_Cold or very cold_6A/6B/7 | 7
23252 | 81210 | CO | RMPAc | Cold or very cold | RMPAc_Cold or very cold_6A/6B/7 | 7
23253 | 81220 | CO | RMPAc | Cold or very cold | RMPAc_Cold or very cold_6A/6B/7 | 7
23254 | 81224 | CO | RMPAc | Cold or very cold | RMPAc_Cold or very cold_6A/6B/7 | 7
23255 | 81225 | CO | RMPAc | Cold or very cold | RMPAc_Cold or very cold_6A/6B/7 | 7
23256 | 81231 | CO | RMPAc | Cold or very cold | RMPAc_Cold or very cold_6A/6B/7 | 7
23257 | 81237 | CO | RMPAc | Cold or very cold | RMPAc_Cold or very cold_6A/6B/7 | 7
23258 | 81239 | CO | RMPAc | Cold or very cold | RMPAc_Cold or very cold_6A/6B/7 | 7
23259 | 81241 | CO | RMPAc | Cold or very cold | RMPAc_Cold or very cold_6A/6B/7 | 7
23260 | 81243 | CO | RMPAc | Cold or very cold | RMPAc_Cold or very cold_6A/6B/7 | 7
23261 | 81428 | CO | RMPAc | Cold or very cold | RMPAc_Cold or very cold_6A/6B/7 | 7
23262 | 81434 | CO | RMPAc | Cold or very cold | RMPAc_Cold or very cold_6A/6B/7 | 7
23263 | 81433 | CO | RMPAc | Cold or very cold | RMPAc_Cold or very cold_6A/6B/7 | 7
23264 | 81611 | CO | RMPAc | Cold or very cold | RMPAc_Cold or very cold_6A/6B/7 | 7
23265 | 81612 | CO | RMPAc | Cold or very cold | RMPAc_Cold or very cold_6A/6B/7 | 7
23266 | 81615 | CO | RMPAc | Cold or very cold | RMPAc_Cold or very cold_6A/6B/7 | 7
23267 | 81654 | CO | RMPAc | Cold or very cold | RMPAc_Cold or very cold_6A/6B/7 | 7
23268 | 81656 | CO | RMPAc | Cold or very cold | RMPAc_Cold or very cold_6A/6B/7 | 7
23269 | 83001 | WY | NWPPc | Cold or very cold | NWPPc_Cold or very cold_6B/7 | 7
23270 | 83002 | WY | NWPPc | Cold or very cold | NWPPc_Cold or very cold_6B/7 | 7
23271 | 83011 | WY | NWPPc | Cold or very cold | NWPPc_Cold or very cold_6B/7 | 7
23272 | 83012 | WY | NWPPc | Cold or very cold | NWPPc_Cold or very cold_6B/7 | 7
23273 | 83013 | WY | NWPPc | Cold or very cold | NWPPc_Cold or very cold_6B/7 | 7
23274 | 83014 | WY | NWPPc | Cold or very cold | NWPPc_Cold or very cold_6B/7 | 7
23275 | 83025 | WY | NWPPc | Cold or very cold | NWPPc_Cold or very cold_6B/7 | 7
23276 | 83414 | WY | NWPPc | Cold or very cold | NWPPc_Cold or very cold_6B/7 | 7
23277 | 82922 | WY | NWPPc | Cold or very cold | NWPPc_Cold or very cold_6B/7 | 7
23278 | 82923 | WY | NWPPc | Cold or very cold | NWPPc_Cold or very cold_6B/7 | 7
23279 | 82925 | WY | NWPPc | Cold or very cold | NWPPc_Cold or very cold_6B/7 | 7
23280 | 82941 | WY | NWPPc | Cold or very cold | NWPPc_Cold or very cold_6B/7 | 7
23281 | 83113 | WY | NWPPc | Cold or very cold | NWPPc_Cold or very cold_6B/7 | 7
23282 | 83115 | WY | NWPPc | Cold or very cold | NWPPc_Cold or very cold_6B/7 | 7
23283 | 83101 | WY | NWPPc | Cold or very cold | NWPPc_Cold or very cold_6B/7 | 7
23284 | 83110 | WY | NWPPc | Cold or very cold | NWPPc_Cold or very cold_6B/7 | 7
23285 | 83111 | WY | NWPPc | Cold or very cold | NWPPc_Cold or very cold_6B/7 | 7
23286 | 83112 | WY | NWPPc | Cold or very cold | NWPPc_Cold or very cold_6B/7 | 7
23287 | 83114 | WY | NWPPc | Cold or very cold | NWPPc_Cold or very cold_6B/7 | 7
23288 | 83116 | WY | NWPPc | Cold or very cold | NWPPc_Cold or very cold_6B/7 | 7
23289 | 83118 | WY | NWPPc | Cold or very cold | NWPPc_Cold or very cold_6B/7 | 7
23290 | 83119 | WY | NWPPc | Cold or very cold | NWPPc_Cold or very cold_6B/7 | 7
23291 | 83120 | WY | NWPPc | Cold or very cold | NWPPc_Cold or very cold_6B/7 | 7
23292 | 83122 | WY | NWPPc | Cold or very cold | NWPPc_Cold or very cold_6B/7 | 7
23293 | 83123 | WY | NWPPc | Cold or very cold | NWPPc_Cold or very cold_6B/7 | 7
23294 | 83124 | WY | NWPPc | Cold or very cold | NWPPc_Cold or very cold_6B/7 | 7
23295 | 83126 | WY | NWPPc | Cold or very cold | NWPPc_Cold or very cold_6B/7 | 7
23296 | 83127 | WY | NWPPc | Cold or very cold | NWPPc_Cold or very cold_6B/7 | 7
23297 | 83128 | WY | NWPPc | Cold or very cold | NWPPc_Cold or very cold_6B/7 | 7
23298 | 99501 | AK | AKGD | Cold or very cold | AKGD_Cold or very cold_7/8 | 7
23299 | 99502 | AK | AKGD | Cold or very cold | AKGD_Cold or very cold_7/8 | 7
23300 | 99503 | AK | AKGD | Cold or very cold | AKGD_Cold or very cold_7/8 | 7
23301 | 99504 | AK | AKGD | Cold or very cold | AKGD_Cold or very cold_7/8 | 7
23302 | 99505 | AK | AKGD | Cold or very cold | AKGD_Cold or very cold_7/8 | 7
23303 | 99506 | AK | AKGD | Cold or very cold | AKGD_Cold or very cold_7/8 | 7
23304 | 99507 | AK | AKGD | Cold or very cold | AKGD_Cold or very cold_7/8 | 7
23305 | 99508 | AK | AKGD | Cold or very cold | AKGD_Cold or very cold_7/8 | 7
23306 | 99509 | AK | AKGD | Cold or very cold | AKGD_Cold or very cold_7/8 | 7
23307 | 99510 | AK | AKGD | Cold or very cold | AKGD_Cold or very cold_7/8 | 7
23308 | 99511 | AK | AKGD | Cold or very cold | AKGD_Cold or very cold_7/8 | 7
23309 | 99513 | AK | AKGD | Cold or very cold | AKGD_Cold or very cold_7/8 | 7
23310 | 99514 | AK | AKGD | Cold or very cold | AKGD_Cold or very cold_7/8 | 7
23311 | 99515 | AK | AKGD | Cold or very cold | AKGD_Cold or very cold_7/8 | 7
23312 | 99516 | AK | AKGD | Cold or very cold | AKGD_Cold or very cold_7/8 | 7
23313 | 99517 | AK | AKGD | Cold or very cold | AKGD_Cold or very cold_7/8 | 7
23314 | 99518 | AK | AKGD | Cold or very cold | AKGD_Cold or very cold_7/8 | 7
23315 | 99519 | AK | AKGD | Cold or very cold | AKGD_Cold or very cold_7/8 | 7
23316 | 99520 | AK | AKGD | Cold or very cold | AKGD_Cold or very cold_7/8 | 7
23317 | 99521 | AK | AKGD | Cold or very cold | AKGD_Cold or very cold_7/8 | 7
23318 | 99522 | AK | AKGD | Cold or very cold | AKGD_Cold or very cold_7/8 | 7
23319 | 99523 | AK | AKGD | Cold or very cold | AKGD_Cold or very cold_7/8 | 7
23320 | 99524 | AK | AKGD | Cold or very cold | AKGD_Cold or very cold_7/8 | 7
23321 | 99529 | AK | AKGD | Cold or very cold | AKGD_Cold or very cold_7/8 | 7
23322 | 99530 | AK | AKGD | Cold or very cold | AKGD_Cold or very cold_7/8 | 7
23323 | 99540 | AK | AKGD | Cold or very cold | AKGD_Cold or very cold_7/8 | 7
23324 | 99567 | AK | AKGD | Cold or very cold | AKGD_Cold or very cold_7/8 | 7
23325 | 99577 | AK | AKGD | Cold or very cold | AKGD_Cold or very cold_7/8 | 7
23326 | 99587 | AK | AKGD | Cold or very cold | AKGD_Cold or very cold_7/8 | 7
23327 | 99599 | AK | AKGD | Cold or very cold | AKGD_Cold or very cold_7/8 | 7
23328 | 99546 | AK | AKMS | Cold or very cold | AKMS_Cold or very cold_7/8 | 7
23329 | 99547 | AK | AKMS | Cold or very cold | AKMS_Cold or very cold_7/8 | 7
23330 | 99591 | AK | AKMS | Cold or very cold | AKMS_Cold or very cold_7/8 | 7
23331 | 99638 | AK | AKMS | Cold or very cold | AKMS_Cold or very cold_7/8 | 7
23332 | 99660 | AK | AKMS | Cold or very cold | AKMS_Cold or very cold_7/8 | 7
23333 | 99685 | AK | AKMS | Cold or very cold | AKMS_Cold or very cold_7/8 | 7
23334 | 99692 | AK | AKMS | Cold or very cold | AKMS_Cold or very cold_7/8 | 7
23335 | 99548 | AK | AKMS | Cold or very cold | AKMS_Cold or very cold_7/8 | 7
23336 | 99549 | AK | AKMS | Cold or very cold | AKMS_Cold or very cold_7/8 | 7
23337 | 99564 | AK | AKMS | Cold or very cold | AKMS_Cold or very cold_7/8 | 7
23338 | 99565 | AK | AKMS | Cold or very cold | AKMS_Cold or very cold_7/8 | 7
23339 | 99579 | AK | AKMS | Cold or very cold | AKMS_Cold or very cold_7/8 | 7
23340 | 99606 | AK | AKMS | Cold or very cold | AKMS_Cold or very cold_7/8 | 7
23341 | 99625 | AK | AKMS | Cold or very cold | AKMS_Cold or very cold_7/8 | 7
23342 | 99640 | AK | AKMS | Cold or very cold | AKMS_Cold or very cold_7/8 | 7
23343 | 99647 | AK | AKMS | Cold or very cold | AKMS_Cold or very cold_7/8 | 7
23344 | 99648 | AK | AKMS | Cold or very cold | AKMS_Cold or very cold_7/8 | 7
23345 | 99649 | AK | AKMS | Cold or very cold | AKMS_Cold or very cold_7/8 | 7
23346 | 99653 | AK | AKMS | Cold or very cold | AKMS_Cold or very cold_7/8 | 7
23347 | 99550 | AK | AKMS | Cold or very cold | AKMS_Cold or very cold_7/8 | 7
23348 | 99608 | AK | AKMS | Cold or very cold | AKMS_Cold or very cold_7/8 | 7
23349 | 99615 | AK | AKMS | Cold or very cold | AKMS_Cold or very cold_7/8 | 7
23350 | 99619 | AK | AKMS | Cold or very cold | AKMS_Cold or very cold_7/8 | 7
23351 | 99624 | AK | AKMS | Cold or very cold | AKMS_Cold or very cold_7/8 | 7
23352 | 99643 | AK | AKMS | Cold or very cold | AKMS_Cold or very cold_7/8 | 7
23353 | 99644 | AK | AKMS | Cold or very cold | AKMS_Cold or very cold_7/8 | 7
23354 | 99553 | AK | AKMS | Cold or very cold | AKMS_Cold or very cold_7/8 | 7
23355 | 99571 | AK | AKMS | Cold or very cold | AKMS_Cold or very cold_7/8 | 7
23356 | 99583 | AK | AKMS | Cold or very cold | AKMS_Cold or very cold_7/8 | 7
23357 | 99612 | AK | AKMS | Cold or very cold | AKMS_Cold or very cold_7/8 | 7
23358 | 99661 | AK | AKMS | Cold or very cold | AKMS_Cold or very cold_7/8 | 7
23359 | 99556 | AK | AKGD | Cold or very cold | AKGD_Cold or very cold_7/8 | 7
23360 | 99568 | AK | AKGD | Cold or very cold | AKGD_Cold or very cold_7/8 | 7
23361 | 99572 | AK | AKGD | Cold or very cold | AKGD_Cold or very cold_7/8 | 7
23362 | 99603 | AK | AKGD | Cold or very cold | AKGD_Cold or very cold_7/8 | 7
23363 | 99605 | AK | AKGD | Cold or very cold | AKGD_Cold or very cold_7/8 | 7
23364 | 99610 | AK | AKGD | Cold or very cold | AKGD_Cold or very cold_7/8 | 7
23365 | 99611 | AK | AKGD | Cold or very cold | AKGD_Cold or very cold_7/8 | 7
23366 | 99631 | AK | AKGD | Cold or very cold | AKGD_Cold or very cold_7/8 | 7
23367 | 99635 | AK | AKGD | Cold or very cold | AKGD_Cold or very cold_7/8 | 7
23368 | 99639 | AK | AKGD | Cold or very cold | AKGD_Cold or very cold_7/8 | 7
23369 | 99663 | AK | AKGD | Cold or very cold | AKGD_Cold or very cold_7/8 | 7
23370 | 99664 | AK | AKGD | Cold or very cold | AKGD_Cold or very cold_7/8 | 7
23371 | 99669 | AK | AKGD | Cold or very cold | AKGD_Cold or very cold_7/8 | 7
23372 | 99672 | AK | AKGD | Cold or very cold | AKGD_Cold or very cold_7/8 | 7
23373 | 99682 | AK | AKGD | Cold or very cold | AKGD_Cold or very cold_7/8 | 7
23374 | 99613 | AK | AKMS | Cold or very cold | AKMS_Cold or very cold_7/8 | 7
23375 | 99633 | AK | AKMS | Cold or very cold | AKMS_Cold or very cold_7/8 | 7
23376 | 99670 | AK | AKMS | Cold or very cold | AKMS_Cold or very cold_7/8 | 7
23377 | 99623 | AK | AKGD | Cold or very cold | AKGD_Cold or very cold_7/8 | 7
23378 | 99645 | AK | AKGD | Cold or very cold | AKGD_Cold or very cold_7/8 | 7
23379 | 99652 | AK | AKGD | Cold or very cold | AKGD_Cold or very cold_7/8 | 7
23380 | 99654 | AK | AKGD | Cold or very cold | AKGD_Cold or very cold_7/8 | 7
23381 | 99667 | AK | AKGD | Cold or very cold | AKGD_Cold or very cold_7/8 | 7
23382 | 99674 | AK | AKGD | Cold or very cold | AKGD_Cold or very cold_7/8 | 7
23383 | 99676 | AK | AKGD | Cold or very cold | AKGD_Cold or very cold_7/8 | 7
23384 | 99683 | AK | AKGD | Cold or very cold | AKGD_Cold or very cold_7/8 | 7
23385 | 99687 | AK | AKGD | Cold or very cold | AKGD_Cold or very cold_7/8 | 7
23386 | 99688 | AK | AKGD | Cold or very cold | AKGD_Cold or very cold_7/8 | 7
23387 | 99694 | AK | AKGD | Cold or very cold | AKGD_Cold or very cold_7/8 | 7
23388 | 99689 | AK | AKMS | Cold or very cold | AKMS_Cold or very cold_7/8 | 7
23389 | 99704 | AK | AKGD | Cold or very cold | AKGD_Cold or very cold_7/8 | 7
23390 | 99729 | AK | AKGD | Cold or very cold | AKGD_Cold or very cold_7/8 | 7
23391 | 99743 | AK | AKGD | Cold or very cold | AKGD_Cold or very cold_7/8 | 7
23392 | 99744 | AK | AKGD | Cold or very cold | AKGD_Cold or very cold_7/8 | 7
23393 | 99755 | AK | AKGD | Cold or very cold | AKGD_Cold or very cold_7/8 | 7
23394 | 99801 | AK | AKMS | Cold or very cold | AKMS_Cold or very cold_7/8 | 7
23395 | 99811 | AK | AKMS | Cold or very cold | AKMS_Cold or very cold_7/8 | 7
23396 | 99824 | AK | AKMS | Cold or very cold | AKMS_Cold or very cold_7/8 | 7
23397 | 99820 | AK | AKMS | Cold or very cold | AKMS_Cold or very cold_7/8 | 7
23398 | 99825 | AK | AKMS | Cold or very cold | AKMS_Cold or very cold_7/8 | 7
23399 | 99826 | AK | AKMS | Cold or very cold | AKMS_Cold or very cold_7/8 | 7
23400 | 99827 | AK | AKMS | Cold or very cold | AKMS_Cold or very cold_7/8 | 7
23401 | 99829 | AK | AKMS | Cold or very cold | AKMS_Cold or very cold_7/8 | 7
23402 | 99832 | AK | AKMS | Cold or very cold | AKMS_Cold or very cold_7/8 | 7
23403 | 99841 | AK | AKMS | Cold or very cold | AKMS_Cold or very cold_7/8 | 7
23404 | 99830 | AK | AKMS | Cold or very cold | AKMS_Cold or very cold_7/8 | 7
23405 | 99836 | AK | AKMS | Cold or very cold | AKMS_Cold or very cold_7/8 | 7
23406 | 99918 | AK | AKMS | Cold or very cold | AKMS_Cold or very cold_7/8 | 7
23407 | 99919 | AK | AKMS | Cold or very cold | AKMS_Cold or very cold_7/8 | 7
23408 | 99921 | AK | AKMS | Cold or very cold | AKMS_Cold or very cold_7/8 | 7
23409 | 99922 | AK | AKMS | Cold or very cold | AKMS_Cold or very cold_7/8 | 7
23410 | 99923 | AK | AKMS | Cold or very cold | AKMS_Cold or very cold_7/8 | 7
23411 | 99925 | AK | AKMS | Cold or very cold | AKMS_Cold or very cold_7/8 | 7
23412 | 99926 | AK | AKMS | Cold or very cold | AKMS_Cold or very cold_7/8 | 7
23413 | 99927 | AK | AKMS | Cold or very cold | AKMS_Cold or very cold_7/8 | 7
23414 | 99833 | AK | AKMS | Cold or very cold | AKMS_Cold or very cold_7/8 | 7
23415 | 99835 | AK | AKMS | Cold or very cold | AKMS_Cold or very cold_7/8 | 7
23416 | 99840 | AK | AKMS | Cold or very cold | AKMS_Cold or very cold_7/8 | 7
23417 | 99901 | AK | AKMS | Cold or very cold | AKMS_Cold or very cold_7/8 | 7
23418 | 99928 | AK | AKMS | Cold or very cold | AKMS_Cold or very cold_7/8 | 7
23419 | 99903 | AK | AKMS | Cold or very cold | AKMS_Cold or very cold_7/8 | 7
23420 | 99929 | AK | AKMS | Cold or very cold | AKMS_Cold or very cold_7/8 | 7
23421 | 27239 | NC | SRVCc | Warm | SRVCc_Warm_3A | 3
23422 | 27262 | NC | SRVCc | Warm | SRVCc_Warm_3A | 3
23423 | 27292 | NC | SRVCc | Warm | SRVCc_Warm_3A | 3
23424 | 27293 | NC | SRVCc | Warm | SRVCc_Warm_3A | 3
23425 | 27294 | NC | SRVCc | Warm | SRVCc_Warm_3A | 3
23426 | 27295 | NC | SRVCc | Warm | SRVCc_Warm_3A | 3
23427 | 27299 | NC | SRVCc | Warm | SRVCc_Warm_3A | 3
23428 | 27351 | NC | SRVCc | Warm | SRVCc_Warm_3A | 3
23429 | 27360 | NC | SRVCc | Warm | SRVCc_Warm_3A | 3
23430 | 27373 | NC | SRVCc | Warm | SRVCc_Warm_3A | 3
23431 | 27374 | NC | SRVCc | Warm | SRVCc_Warm_3A | 3
23432 | 28127 | NC | SRVCc | Warm | SRVCc_Warm_3A | 3
23433 | 27054 | NC | SRVCc | Warm | SRVCc_Warm_3A | 3
23434 | 28023 | NC | SRVCc | Warm | SRVCc_Warm_3A | 3
23435 | 28039 | NC | SRVCc | Warm | SRVCc_Warm_3A | 3
23436 | 28041 | NC | SRVCc | Warm | SRVCc_Warm_3A | 3
23437 | 28071 | NC | SRVCc | Warm | SRVCc_Warm_3A | 3
23438 | 28072 | NC | SRVCc | Warm | SRVCc_Warm_3A | 3
23439 | 28081 | NC | SRVCc | Warm | SRVCc_Warm_3A | 3
23440 | 28083 | NC | SRVCc | Warm | SRVCc_Warm_3A | 3
23441 | 28088 | NC | SRVCc | Warm | SRVCc_Warm_3A | 3
23442 | 28137 | NC | SRVCc | Warm | SRVCc_Warm_3A | 3
23443 | 28138 | NC | SRVCc | Warm | SRVCc_Warm_3A | 3
23444 | 28144 | NC | SRVCc | Warm | SRVCc_Warm_3A | 3
23445 | 28145 | NC | SRVCc | Warm | SRVCc_Warm_3A | 3
23446 | 28146 | NC | SRVCc | Warm | SRVCc_Warm_3A | 3
23447 | 28147 | NC | SRVCc | Warm | SRVCc_Warm_3A | 3
23448 | 28159 | NC | SRVCc | Warm | SRVCc_Warm_3A | 3
23449 | 27203 | NC | SRVCc | Warm | SRVCc_Warm_3A | 3
23450 | 27205 | NC | SRVCc | Warm | SRVCc_Warm_3A | 3
23451 | 27208 | NC | SRVCc | Warm | SRVCc_Warm_3A | 3
23452 | 27230 | NC | SRVCc | Warm | SRVCc_Warm_3A | 3
23453 | 27233 | NC | SRVCc | Warm | SRVCc_Warm_3A | 3
23454 | 27248 | NC | SRVCc | Warm | SRVCc_Warm_3A | 3
23455 | 27260 | NC | SRVCc | Warm | SRVCc_Warm_3A | 3
23456 | 27263 | NC | SRVCc | Warm | SRVCc_Warm_3A | 3
23457 | 27283 | NC | SRVCc | Warm | SRVCc_Warm_3A | 3
23458 | 27313 | NC | SRVCc | Warm | SRVCc_Warm_3A | 3
23459 | 27316 | NC | SRVCc | Warm | SRVCc_Warm_3A | 3
23460 | 27317 | NC | SRVCc | Warm | SRVCc_Warm_3A | 3
23461 | 27325 | NC | SRVCc | Warm | SRVCc_Warm_3A | 3
23462 | 27341 | NC | SRVCc | Warm | SRVCc_Warm_3A | 3
23463 | 27350 | NC | SRVCc | Warm | SRVCc_Warm_3A | 3
23464 | 27355 | NC | SRVCc | Warm | SRVCc_Warm_3A | 3
23465 | 27370 | NC | SRVCc | Warm | SRVCc_Warm_3A | 3
23466 | 27371 | NC | SRVCc | Warm | SRVCc_Warm_3A | 3
23467 | 27209 | NC | SRVCc | Warm | SRVCc_Warm_3A | 3
23468 | 27242 | NC | SRVCc | Warm | SRVCc_Warm_3A | 3
23469 | 27259 | NC | SRVCc | Warm | SRVCc_Warm_3A | 3
23470 | 27281 | NC | SRVCc | Warm | SRVCc_Warm_3A | 3
23471 | 27356 | NC | SRVCc | Warm | SRVCc_Warm_3A | 3
23472 | 27376 | NC | SRVCc | Warm | SRVCc_Warm_3A | 3
23473 | 28315 | NC | SRVCc | Warm | SRVCc_Warm_3A | 3
23474 | 28326 | NC | SRVCc | Warm | SRVCc_Warm_3A | 3
23475 | 28327 | NC | SRVCc | Warm | SRVCc_Warm_3A | 3
23476 | 28347 | NC | SRVCc | Warm | SRVCc_Warm_3A | 3
23477 | 28350 | NC | SRVCc | Warm | SRVCc_Warm_3A | 3
23478 | 28370 | NC | SRVCc | Warm | SRVCc_Warm_3A | 3
23479 | 28373 | NC | SRVCc | Warm | SRVCc_Warm_3A | 3
23480 | 28374 | NC | SRVCc | Warm | SRVCc_Warm_3A | 3
23481 | 28387 | NC | SRVCc | Warm | SRVCc_Warm_3A | 3
23482 | 28388 | NC | SRVCc | Warm | SRVCc_Warm_3A | 3
23483 | 28394 | NC | SRVCc | Warm | SRVCc_Warm_3A | 3
23484 | 27229 | NC | SRVCc | Warm | SRVCc_Warm_3A | 3
23485 | 27247 | NC | SRVCc | Warm | SRVCc_Warm_3A | 3
23486 | 27306 | NC | SRVCc | Warm | SRVCc_Warm_3A | 3
23487 | 28338 | NC | SRVCc | Warm | SRVCc_Warm_3A | 3
23488 | 28330 | NC | SRVCc | Warm | SRVCc_Warm_3A | 3
23489 | 28345 | NC | SRVCc | Warm | SRVCc_Warm_3A | 3
23490 | 28351 | NC | SRVCc | Warm | SRVCc_Warm_3A | 3
23491 | 28363 | NC | SRVCc | Warm | SRVCc_Warm_3A | 3
23492 | 28367 | NC | SRVCc | Warm | SRVCc_Warm_3A | 3
23493 | 28379 | NC | SRVCc | Warm | SRVCc_Warm_3A | 3
23494 | 28380 | NC | SRVCc | Warm | SRVCc_Warm_3A | 3
23495 | 27520 | NC | SRVCc | Warm | SRVCc_Warm_3A | 3
23496 | 27524 | NC | SRVCc | Warm | SRVCc_Warm_3A | 3
23497 | 27527 | NC | SRVCc | Warm | SRVCc_Warm_3A | 3
23498 | 27528 | NC | SRVCc | Warm | SRVCc_Warm_3A | 3
23499 | 27529 | NC | SRVCc | Warm | SRVCc_Warm_3A | 3
23500 | 27542 | NC | SRVCc | Warm | SRVCc_Warm_3A | 3
23501 | 27555 | NC | SRVCc | Warm | SRVCc_Warm_3A | 3
23502 | 27557 | NC | SRVCc | Warm | SRVCc_Warm_3A | 3
23503 | 27568 | NC | SRVCc | Warm | SRVCc_Warm_3A | 3
23504 | 27569 | NC | SRVCc | Warm | SRVCc_Warm_3A | 3
23505 | 27576 | NC | SRVCc | Warm | SRVCc_Warm_3A | 3
23506 | 27577 | NC | SRVCc | Warm | SRVCc_Warm_3A | 3
23507 | 27591 | NC | SRVCc | Warm | SRVCc_Warm_3A | 3
23508 | 27593 | NC | SRVCc | Warm | SRVCc_Warm_3A | 3
23509 | 27597 | NC | SRVCc | Warm | SRVCc_Warm_3A | 3
23510 | 27603 | NC | SRVCc | Warm | SRVCc_Warm_3A | 3
23511 | 27610 | NC | SRVCc | Warm | SRVCc_Warm_3A | 3
23512 | 27863 | NC | SRVCc | Warm | SRVCc_Warm_3A | 3
23513 | 28366 | NC | SRVCc | Warm | SRVCc_Warm_3A | 3
23514 | 27530 | NC | SRVCc | Warm | SRVCc_Warm_3A | 3
23515 | 27531 | NC | SRVCc | Warm | SRVCc_Warm_3A | 3
23516 | 27532 | NC | SRVCc | Warm | SRVCc_Warm_3A | 3
23517 | 27533 | NC | SRVCc | Warm | SRVCc_Warm_3A | 3
23518 | 27534 | NC | SRVCc | Warm | SRVCc_Warm_3A | 3
23519 | 27830 | NC | SRVCc | Warm | SRVCc_Warm_3A | 3
23520 | 27851 | NC | SRVCc | Warm | SRVCc_Warm_3A | 3
23521 | 27883 | NC | SRVCc | Warm | SRVCc_Warm_3A | 3
23522 | 28333 | NC | SRVCc | Warm | SRVCc_Warm_3A | 3
23523 | 28365 | NC | SRVCc | Warm | SRVCc_Warm_3A | 3
23524 | 28551 | NC | SRVCc | Warm | SRVCc_Warm_3A | 3
23525 | 28578 | NC | SRVCc | Warm | SRVCc_Warm_3A | 3
23526 | 27803 | NC | SRVCc | Warm | SRVCc_Warm_3A | 3
23527 | 27807 | NC | SRVCc | Warm | SRVCc_Warm_3A | 3
23528 | 27813 | NC | SRVCc | Warm | SRVCc_Warm_3A | 3
23529 | 27822 | NC | SRVCc | Warm | SRVCc_Warm_3A | 3
23530 | 27829 | NC | SRVCc | Warm | SRVCc_Warm_3A | 3
23531 | 27852 | NC | SRVCc | Warm | SRVCc_Warm_3A | 3
23532 | 27873 | NC | SRVCc | Warm | SRVCc_Warm_3A | 3
23533 | 27880 | NC | SRVCc | Warm | SRVCc_Warm_3A | 3
23534 | 27888 | NC | SRVCc | Warm | SRVCc_Warm_3A | 3
23535 | 27893 | NC | SRVCc | Warm | SRVCc_Warm_3A | 3
23536 | 27894 | NC | SRVCc | Warm | SRVCc_Warm_3A | 3
23537 | 27895 | NC | SRVCc | Warm | SRVCc_Warm_3A | 3
23538 | 27896 | NC | SRVCc | Warm | SRVCc_Warm_3A | 3
23539 | 27802 | NC | SRVCc | Warm | SRVCc_Warm_3A | 3
23540 | 27812 | NC | SRVCc | Warm | SRVCc_Warm_3A | 3
23541 | 27815 | NC | SRVCc | Warm | SRVCc_Warm_3A | 3
23542 | 27819 | NC | SRVCc | Warm | SRVCc_Warm_3A | 3
23543 | 27834 | NC | SRVCc | Warm | SRVCc_Warm_3A | 3
23544 | 27843 | NC | SRVCc | Warm | SRVCc_Warm_3A | 3
23545 | 27864 | NC | SRVCc | Warm | SRVCc_Warm_3A | 3
23546 | 27881 | NC | SRVCc | Warm | SRVCc_Warm_3A | 3
23547 | 27886 | NC | SRVCc | Warm | SRVCc_Warm_3A | 3
23548 | 27806 | NC | SRVCc | Warm | SRVCc_Warm_3A | 3
23549 | 27808 | NC | SRVCc | Warm | SRVCc_Warm_3A | 3
23550 | 27810 | NC | SRVCc | Warm | SRVCc_Warm_3A | 3
23551 | 27814 | NC | SRVCc | Warm | SRVCc_Warm_3A | 3
23552 | 27817 | NC | SRVCc | Warm | SRVCc_Warm_3A | 3
23553 | 27821 | NC | SRVCc | Warm | SRVCc_Warm_3A | 3
23554 | 27837 | NC | SRVCc | Warm | SRVCc_Warm_3A | 3
23555 | 27860 | NC | SRVCc | Warm | SRVCc_Warm_3A | 3
23556 | 27865 | NC | SRVCc | Warm | SRVCc_Warm_3A | 3
23557 | 27871 | NC | SRVCc | Warm | SRVCc_Warm_3A | 3
23558 | 27889 | NC | SRVCc | Warm | SRVCc_Warm_3A | 3
23559 | 27892 | NC | SRVCc | Warm | SRVCc_Warm_3A | 3
23560 | 27962 | NC | SRVCc | Warm | SRVCc_Warm_3A | 3
23561 | 28586 | NC | SRVCc | Warm | SRVCc_Warm_3A | 3
23562 | 27824 | NC | SRVCc | Warm | SRVCc_Warm_3A | 3
23563 | 27826 | NC | SRVCc | Warm | SRVCc_Warm_3A | 3
23564 | 27875 | NC | SRVCc | Warm | SRVCc_Warm_3A | 3
23565 | 27885 | NC | SRVCc | Warm | SRVCc_Warm_3A | 3
23566 | 27960 | NC | SRVCc | Warm | SRVCc_Warm_3A | 3
23567 | 27811 | NC | SRVCc | Warm | SRVCc_Warm_3A | 3
23568 | 27827 | NC | SRVCc | Warm | SRVCc_Warm_3A | 3
23569 | 27828 | NC | SRVCc | Warm | SRVCc_Warm_3A | 3
23570 | 27833 | NC | SRVCc | Warm | SRVCc_Warm_3A | 3
23571 | 27835 | NC | SRVCc | Warm | SRVCc_Warm_3A | 3
23572 | 27836 | NC | SRVCc | Warm | SRVCc_Warm_3A | 3
23573 | 27858 | NC | SRVCc | Warm | SRVCc_Warm_3A | 3
23574 | 27879 | NC | SRVCc | Warm | SRVCc_Warm_3A | 3
23575 | 27884 | NC | SRVCc | Warm | SRVCc_Warm_3A | 3
23576 | 28513 | NC | SRVCc | Warm | SRVCc_Warm_3A | 3
23577 | 28530 | NC | SRVCc | Warm | SRVCc_Warm_3A | 3
23578 | 28590 | NC | SRVCc | Warm | SRVCc_Warm_3A | 3
23579 | 27825 | NC | SRVCc | Warm | SRVCc_Warm_3A | 3
23580 | 27840 | NC | SRVCc | Warm | SRVCc_Warm_3A | 3
23581 | 27841 | NC | SRVCc | Warm | SRVCc_Warm_3A | 3
23582 | 27846 | NC | SRVCc | Warm | SRVCc_Warm_3A | 3
23583 | 27857 | NC | SRVCc | Warm | SRVCc_Warm_3A | 3
23584 | 27861 | NC | SRVCc | Warm | SRVCc_Warm_3A | 3
23585 | 27874 | NC | SRVCc | Warm | SRVCc_Warm_3A | 3
23586 | 27925 | NC | SRVCc | Warm | SRVCc_Warm_3A | 3
23587 | 27928 | NC | SRVCc | Warm | SRVCc_Warm_3A | 3
23588 | 28501 | NC | SRVCc | Warm | SRVCc_Warm_3A | 3
23589 | 28538 | NC | SRVCc | Warm | SRVCc_Warm_3A | 3
23590 | 28554 | NC | SRVCc | Warm | SRVCc_Warm_3A | 3
23591 | 28580 | NC | SRVCc | Warm | SRVCc_Warm_3A | 3
23592 | 27970 | NC | SRVCc | Warm | SRVCc_Warm_3A | 3
23593 | 27906 | NC | SRVCc | Warm | SRVCc_Warm_3A | 3
23594 | 27907 | NC | SRVCc | Warm | SRVCc_Warm_3A | 3
23595 | 27909 | NC | SRVCc | Warm | SRVCc_Warm_3A | 3
23596 | 27921 | NC | SRVCc | Warm | SRVCc_Warm_3A | 3
23597 | 27973 | NC | SRVCc | Warm | SRVCc_Warm_3A | 3
23598 | 27974 | NC | SRVCc | Warm | SRVCc_Warm_3A | 3
23599 | 27976 | NC | SRVCc | Warm | SRVCc_Warm_3A | 3
23600 | 27915 | NC | SRVCc | Warm | SRVCc_Warm_3A | 3
23601 | 27920 | NC | SRVCc | Warm | SRVCc_Warm_3A | 3
23602 | 27936 | NC | SRVCc | Warm | SRVCc_Warm_3A | 3
23603 | 27943 | NC | SRVCc | Warm | SRVCc_Warm_3A | 3
23604 | 27948 | NC | SRVCc | Warm | SRVCc_Warm_3A | 3
23605 | 27949 | NC | SRVCc | Warm | SRVCc_Warm_3A | 3
23606 | 27953 | NC | SRVCc | Warm | SRVCc_Warm_3A | 3
23607 | 27954 | NC | SRVCc | Warm | SRVCc_Warm_3A | 3
23608 | 27959 | NC | SRVCc | Warm | SRVCc_Warm_3A | 3
23609 | 27968 | NC | SRVCc | Warm | SRVCc_Warm_3A | 3
23610 | 27978 | NC | SRVCc | Warm | SRVCc_Warm_3A | 3
23611 | 27981 | NC | SRVCc | Warm | SRVCc_Warm_3A | 3
23612 | 27982 | NC | SRVCc | Warm | SRVCc_Warm_3A | 3
23613 | 27916 | NC | SRVCc | Warm | SRVCc_Warm_3A | 3
23614 | 27917 | NC | SRVCc | Warm | SRVCc_Warm_3A | 3
23615 | 27923 | NC | SRVCc | Warm | SRVCc_Warm_3A | 3
23616 | 27927 | NC | SRVCc | Warm | SRVCc_Warm_3A | 3
23617 | 27929 | NC | SRVCc | Warm | SRVCc_Warm_3A | 3
23618 | 27939 | NC | SRVCc | Warm | SRVCc_Warm_3A | 3
23619 | 27941 | NC | SRVCc | Warm | SRVCc_Warm_3A | 3
23620 | 27947 | NC | SRVCc | Warm | SRVCc_Warm_3A | 3
23621 | 27950 | NC | SRVCc | Warm | SRVCc_Warm_3A | 3
23622 | 27956 | NC | SRVCc | Warm | SRVCc_Warm_3A | 3
23623 | 27958 | NC | SRVCc | Warm | SRVCc_Warm_3A | 3
23624 | 27964 | NC | SRVCc | Warm | SRVCc_Warm_3A | 3
23625 | 27965 | NC | SRVCc | Warm | SRVCc_Warm_3A | 3
23626 | 27966 | NC | SRVCc | Warm | SRVCc_Warm_3A | 3
23627 | 27932 | NC | SRVCc | Warm | SRVCc_Warm_3A | 3
23628 | 27944 | NC | SRVCc | Warm | SRVCc_Warm_3A | 3
23629 | 27980 | NC | SRVCc | Warm | SRVCc_Warm_3A | 3
23630 | 27985 | NC | SRVCc | Warm | SRVCc_Warm_3A | 3
23631 | 28001 | NC | SRVCc | Warm | SRVCc_Warm_3A | 3
23632 | 28002 | NC | SRVCc | Warm | SRVCc_Warm_3A | 3
23633 | 28009 | NC | SRVCc | Warm | SRVCc_Warm_3A | 3
23634 | 28097 | NC | SRVCc | Warm | SRVCc_Warm_3A | 3
23635 | 28107 | NC | SRVCc | Warm | SRVCc_Warm_3A | 3
23636 | 28109 | NC | SRVCc | Warm | SRVCc_Warm_3A | 3
23637 | 28124 | NC | SRVCc | Warm | SRVCc_Warm_3A | 3
23638 | 28128 | NC | SRVCc | Warm | SRVCc_Warm_3A | 3
23639 | 28129 | NC | SRVCc | Warm | SRVCc_Warm_3A | 3
23640 | 28163 | NC | SRVCc | Warm | SRVCc_Warm_3A | 3
23641 | 28006 | NC | SRVCc | Warm | SRVCc_Warm_3A | 3
23642 | 28012 | NC | SRVCc | Warm | SRVCc_Warm_3A | 3
23643 | 28016 | NC | SRVCc | Warm | SRVCc_Warm_3A | 3
23644 | 28021 | NC | SRVCc | Warm | SRVCc_Warm_3A | 3
23645 | 28032 | NC | SRVCc | Warm | SRVCc_Warm_3A | 3
23646 | 28033 | NC | SRVCc | Warm | SRVCc_Warm_3A | 3
23647 | 28034 | NC | SRVCc | Warm | SRVCc_Warm_3A | 3
23648 | 28052 | NC | SRVCc | Warm | SRVCc_Warm_3A | 3
23649 | 28053 | NC | SRVCc | Warm | SRVCc_Warm_3A | 3
23650 | 28054 | NC | SRVCc | Warm | SRVCc_Warm_3A | 3
23651 | 28055 | NC | SRVCc | Warm | SRVCc_Warm_3A | 3
23652 | 28056 | NC | SRVCc | Warm | SRVCc_Warm_3A | 3
23653 | 28077 | NC | SRVCc | Warm | SRVCc_Warm_3A | 3
23654 | 28080 | NC | SRVCc | Warm | SRVCc_Warm_3A | 3
23655 | 28086 | NC | SRVCc | Warm | SRVCc_Warm_3A | 3
23656 | 28092 | NC | SRVCc | Warm | SRVCc_Warm_3A | 3
23657 | 28098 | NC | SRVCc | Warm | SRVCc_Warm_3A | 3
23658 | 28101 | NC | SRVCc | Warm | SRVCc_Warm_3A | 3
23659 | 28120 | NC | SRVCc | Warm | SRVCc_Warm_3A | 3
23660 | 28164 | NC | SRVCc | Warm | SRVCc_Warm_3A | 3
23661 | 28007 | NC | SRVCc | Warm | SRVCc_Warm_3A | 3
23662 | 28091 | NC | SRVCc | Warm | SRVCc_Warm_3A | 3
23663 | 28102 | NC | SRVCc | Warm | SRVCc_Warm_3A | 3
23664 | 28103 | NC | SRVCc | Warm | SRVCc_Warm_3A | 3
23665 | 28119 | NC | SRVCc | Warm | SRVCc_Warm_3A | 3
23666 | 28133 | NC | SRVCc | Warm | SRVCc_Warm_3A | 3
23667 | 28135 | NC | SRVCc | Warm | SRVCc_Warm_3A | 3
23668 | 28170 | NC | SRVCc | Warm | SRVCc_Warm_3A | 3
23669 | 28025 | NC | SRVCc | Warm | SRVCc_Warm_3A | 3
23670 | 28026 | NC | SRVCc | Warm | SRVCc_Warm_3A | 3
23671 | 28027 | NC | SRVCc | Warm | SRVCc_Warm_3A | 3
23672 | 28075 | NC | SRVCc | Warm | SRVCc_Warm_3A | 3
23673 | 28078 | NC | SRVCc | Warm | SRVCc_Warm_3A | 3
23674 | 28082 | NC | SRVCc | Warm | SRVCc_Warm_3A | 3
23675 | 28213 | NC | SRVCc | Warm | SRVCc_Warm_3A | 3
23676 | 28215 | NC | SRVCc | Warm | SRVCc_Warm_3A | 3
23677 | 28227 | NC | SRVCc | Warm | SRVCc_Warm_3A | 3
23678 | 28262 | NC | SRVCc | Warm | SRVCc_Warm_3A | 3
23679 | 28269 | NC | SRVCc | Warm | SRVCc_Warm_3A | 3
23680 | 28031 | NC | SRVCc | Warm | SRVCc_Warm_3A | 3
23681 | 28035 | NC | SRVCc | Warm | SRVCc_Warm_3A | 3
23682 | 28070 | NC | SRVCc | Warm | SRVCc_Warm_3A | 3
23683 | 28079 | NC | SRVCc | Warm | SRVCc_Warm_3A | 3
23684 | 28104 | NC | SRVCc | Warm | SRVCc_Warm_3A | 3
23685 | 28105 | NC | SRVCc | Warm | SRVCc_Warm_3A | 3
23686 | 28106 | NC | SRVCc | Warm | SRVCc_Warm_3A | 3
23687 | 28126 | NC | SRVCc | Warm | SRVCc_Warm_3A | 3
23688 | 28130 | NC | SRVCc | Warm | SRVCc_Warm_3A | 3
23689 | 28134 | NC | SRVCc | Warm | SRVCc_Warm_3A | 3
23690 | 28201 | NC | SRVCc | Warm | SRVCc_Warm_3A | 3
23691 | 28202 | NC | SRVCc | Warm | SRVCc_Warm_3A | 3
23692 | 28203 | NC | SRVCc | Warm | SRVCc_Warm_3A | 3
23693 | 28204 | NC | SRVCc | Warm | SRVCc_Warm_3A | 3
23694 | 28205 | NC | SRVCc | Warm | SRVCc_Warm_3A | 3
23695 | 28206 | NC | SRVCc | Warm | SRVCc_Warm_3A | 3
23696 | 28207 | NC | SRVCc | Warm | SRVCc_Warm_3A | 3
23697 | 28208 | NC | SRVCc | Warm | SRVCc_Warm_3A | 3
23698 | 28209 | NC | SRVCc | Warm | SRVCc_Warm_3A | 3
23699 | 28210 | NC | SRVCc | Warm | SRVCc_Warm_3A | 3
23700 | 28211 | NC | SRVCc | Warm | SRVCc_Warm_3A | 3
23701 | 28212 | NC | SRVCc | Warm | SRVCc_Warm_3A | 3
23702 | 28214 | NC | SRVCc | Warm | SRVCc_Warm_3A | 3
23703 | 28216 | NC | SRVCc | Warm | SRVCc_Warm_3A | 3
23704 | 28217 | NC | SRVCc | Warm | SRVCc_Warm_3A | 3
23705 | 28219 | NC | SRVCc | Warm | SRVCc_Warm_3A | 3
23706 | 28220 | NC | SRVCc | Warm | SRVCc_Warm_3A | 3
23707 | 28221 | NC | SRVCc | Warm | SRVCc_Warm_3A | 3
23708 | 28222 | NC | SRVCc | Warm | SRVCc_Warm_3A | 3
23709 | 28223 | NC | SRVCc | Warm | SRVCc_Warm_3A | 3
23710 | 28224 | NC | SRVCc | Warm | SRVCc_Warm_3A | 3
23711 | 28226 | NC | SRVCc | Warm | SRVCc_Warm_3A | 3
23712 | 28228 | NC | SRVCc | Warm | SRVCc_Warm_3A | 3
23713 | 28229 | NC | SRVCc | Warm | SRVCc_Warm_3A | 3
23714 | 28230 | NC | SRVCc | Warm | SRVCc_Warm_3A | 3
23715 | 28231 | NC | SRVCc | Warm | SRVCc_Warm_3A | 3
23716 | 28232 | NC | SRVCc | Warm | SRVCc_Warm_3A | 3
23717 | 28233 | NC | SRVCc | Warm | SRVCc_Warm_3A | 3
23718 | 28234 | NC | SRVCc | Warm | SRVCc_Warm_3A | 3
23719 | 28235 | NC | SRVCc | Warm | SRVCc_Warm_3A | 3
23720 | 28236 | NC | SRVCc | Warm | SRVCc_Warm_3A | 3
23721 | 28237 | NC | SRVCc | Warm | SRVCc_Warm_3A | 3
23722 | 28241 | NC | SRVCc | Warm | SRVCc_Warm_3A | 3
23723 | 28244 | NC | SRVCc | Warm | SRVCc_Warm_3A | 3
23724 | 28246 | NC | SRVCc | Warm | SRVCc_Warm_3A | 3
23725 | 28247 | NC | SRVCc | Warm | SRVCc_Warm_3A | 3
23726 | 28256 | NC | SRVCc | Warm | SRVCc_Warm_3A | 3
23727 | 28266 | NC | SRVCc | Warm | SRVCc_Warm_3A | 3
23728 | 28270 | NC | SRVCc | Warm | SRVCc_Warm_3A | 3
23729 | 28271 | NC | SRVCc | Warm | SRVCc_Warm_3A | 3
23730 | 28273 | NC | SRVCc | Warm | SRVCc_Warm_3A | 3
23731 | 28274 | NC | SRVCc | Warm | SRVCc_Warm_3A | 3
23732 | 28277 | NC | SRVCc | Warm | SRVCc_Warm_3A | 3
23733 | 28278 | NC | SRVCc | Warm | SRVCc_Warm_3A | 3
23734 | 28280 | NC | SRVCc | Warm | SRVCc_Warm_3A | 3
23735 | 28281 | NC | SRVCc | Warm | SRVCc_Warm_3A | 3
23736 | 28282 | NC | SRVCc | Warm | SRVCc_Warm_3A | 3
23737 | 28284 | NC | SRVCc | Warm | SRVCc_Warm_3A | 3
23738 | 28285 | NC | SRVCc | Warm | SRVCc_Warm_3A | 3
23739 | 28287 | NC | SRVCc | Warm | SRVCc_Warm_3A | 3
23740 | 28297 | NC | SRVCc | Warm | SRVCc_Warm_3A | 3
23741 | 28299 | NC | SRVCc | Warm | SRVCc_Warm_3A | 3
23742 | 28108 | NC | SRVCc | Warm | SRVCc_Warm_3A | 3
23743 | 28110 | NC | SRVCc | Warm | SRVCc_Warm_3A | 3
23744 | 28111 | NC | SRVCc | Warm | SRVCc_Warm_3A | 3
23745 | 28112 | NC | SRVCc | Warm | SRVCc_Warm_3A | 3
23746 | 28173 | NC | SRVCc | Warm | SRVCc_Warm_3A | 3
23747 | 28174 | NC | SRVCc | Warm | SRVCc_Warm_3A | 3
23748 | 28301 | NC | SRVCc | Warm | SRVCc_Warm_3A | 3
23749 | 28302 | NC | SRVCc | Warm | SRVCc_Warm_3A | 3
23750 | 28303 | NC | SRVCc | Warm | SRVCc_Warm_3A | 3
23751 | 28304 | NC | SRVCc | Warm | SRVCc_Warm_3A | 3
23752 | 28305 | NC | SRVCc | Warm | SRVCc_Warm_3A | 3
23753 | 28306 | NC | SRVCc | Warm | SRVCc_Warm_3A | 3
23754 | 28307 | NC | SRVCc | Warm | SRVCc_Warm_3A | 3
23755 | 28308 | NC | SRVCc | Warm | SRVCc_Warm_3A | 3
23756 | 28309 | NC | SRVCc | Warm | SRVCc_Warm_3A | 3
23757 | 28310 | NC | SRVCc | Warm | SRVCc_Warm_3A | 3
23758 | 28311 | NC | SRVCc | Warm | SRVCc_Warm_3A | 3
23759 | 28312 | NC | SRVCc | Warm | SRVCc_Warm_3A | 3
23760 | 28314 | NC | SRVCc | Warm | SRVCc_Warm_3A | 3
23761 | 28318 | NC | SRVCc | Warm | SRVCc_Warm_3A | 3
23762 | 28331 | NC | SRVCc | Warm | SRVCc_Warm_3A | 3
23763 | 28342 | NC | SRVCc | Warm | SRVCc_Warm_3A | 3
23764 | 28344 | NC | SRVCc | Warm | SRVCc_Warm_3A | 3
23765 | 28348 | NC | SRVCc | Warm | SRVCc_Warm_3A | 3
23766 | 28371 | NC | SRVCc | Warm | SRVCc_Warm_3A | 3
23767 | 28382 | NC | SRVCc | Warm | SRVCc_Warm_3A | 3
23768 | 28384 | NC | SRVCc | Warm | SRVCc_Warm_3A | 3
23769 | 28391 | NC | SRVCc | Warm | SRVCc_Warm_3A | 3
23770 | 28395 | NC | SRVCc | Warm | SRVCc_Warm_3A | 3
23771 | 28399 | NC | SRVCc | Warm | SRVCc_Warm_3A | 3
23772 | 28441 | NC | SRVCc | Warm | SRVCc_Warm_3A | 3
23773 | 28357 | NC | SRVCc | Warm | SRVCc_Warm_3A | 3
23774 | 28364 | NC | SRVCc | Warm | SRVCc_Warm_3A | 3
23775 | 28376 | NC | SRVCc | Warm | SRVCc_Warm_3A | 3
23776 | 28377 | NC | SRVCc | Warm | SRVCc_Warm_3A | 3
23777 | 28386 | NC | SRVCc | Warm | SRVCc_Warm_3A | 3
23778 | 28320 | NC | SRVCc | Warm | SRVCc_Warm_3A | 3
23779 | 28332 | NC | SRVCc | Warm | SRVCc_Warm_3A | 3
23780 | 28337 | NC | SRVCc | Warm | SRVCc_Warm_3A | 3
23781 | 28392 | NC | SRVCc | Warm | SRVCc_Warm_3A | 3
23782 | 28423 | NC | SRVCc | Warm | SRVCc_Warm_3A | 3
23783 | 28433 | NC | SRVCc | Warm | SRVCc_Warm_3A | 3
23784 | 28434 | NC | SRVCc | Warm | SRVCc_Warm_3A | 3
23785 | 28435 | NC | SRVCc | Warm | SRVCc_Warm_3A | 3
23786 | 28438 | NC | SRVCc | Warm | SRVCc_Warm_3A | 3
23787 | 28444 | NC | SRVCc | Warm | SRVCc_Warm_3A | 3
23788 | 28447 | NC | SRVCc | Warm | SRVCc_Warm_3A | 3
23789 | 28448 | NC | SRVCc | Warm | SRVCc_Warm_3A | 3
23790 | 28456 | NC | SRVCc | Warm | SRVCc_Warm_3A | 3
23791 | 28328 | NC | SRVCc | Warm | SRVCc_Warm_3A | 3
23792 | 28329 | NC | SRVCc | Warm | SRVCc_Warm_3A | 3
23793 | 28341 | NC | SRVCc | Warm | SRVCc_Warm_3A | 3
23794 | 28385 | NC | SRVCc | Warm | SRVCc_Warm_3A | 3
23795 | 28393 | NC | SRVCc | Warm | SRVCc_Warm_3A | 3
23796 | 28398 | NC | SRVCc | Warm | SRVCc_Warm_3A | 3
23797 | 28421 | NC | SRVCc | Warm | SRVCc_Warm_3A | 3
23798 | 28453 | NC | SRVCc | Warm | SRVCc_Warm_3A | 3
23799 | 28458 | NC | SRVCc | Warm | SRVCc_Warm_3A | 3
23800 | 28466 | NC | SRVCc | Warm | SRVCc_Warm_3A | 3
23801 | 28478 | NC | SRVCc | Warm | SRVCc_Warm_3A | 3
23802 | 28424 | NC | SRVCc | Warm | SRVCc_Warm_3A | 3
23803 | 28430 | NC | SRVCc | Warm | SRVCc_Warm_3A | 3
23804 | 28431 | NC | SRVCc | Warm | SRVCc_Warm_3A | 3
23805 | 28432 | NC | SRVCc | Warm | SRVCc_Warm_3A | 3
23806 | 28436 | NC | SRVCc | Warm | SRVCc_Warm_3A | 3
23807 | 28439 | NC | SRVCc | Warm | SRVCc_Warm_3A | 3
23808 | 28442 | NC | SRVCc | Warm | SRVCc_Warm_3A | 3
23809 | 28450 | NC | SRVCc | Warm | SRVCc_Warm_3A | 3
23810 | 28455 | NC | SRVCc | Warm | SRVCc_Warm_3A | 3
23811 | 28463 | NC | SRVCc | Warm | SRVCc_Warm_3A | 3
23812 | 28472 | NC | SRVCc | Warm | SRVCc_Warm_3A | 3
23813 | 28325 | NC | SRVCc | Warm | SRVCc_Warm_3A | 3
23814 | 28349 | NC | SRVCc | Warm | SRVCc_Warm_3A | 3
23815 | 28464 | NC | SRVCc | Warm | SRVCc_Warm_3A | 3
23816 | 28508 | NC | SRVCc | Warm | SRVCc_Warm_3A | 3
23817 | 28518 | NC | SRVCc | Warm | SRVCc_Warm_3A | 3
23818 | 28521 | NC | SRVCc | Warm | SRVCc_Warm_3A | 3
23819 | 28525 | NC | SRVCc | Warm | SRVCc_Warm_3A | 3
23820 | 28572 | NC | SRVCc | Warm | SRVCc_Warm_3A | 3
23821 | 28574 | NC | SRVCc | Warm | SRVCc_Warm_3A | 3
23822 | 28340 | NC | SRVCc | Warm | SRVCc_Warm_3A | 3
23823 | 28352 | NC | SRVCc | Warm | SRVCc_Warm_3A | 3
23824 | 28358 | NC | SRVCc | Warm | SRVCc_Warm_3A | 3
23825 | 28359 | NC | SRVCc | Warm | SRVCc_Warm_3A | 3
23826 | 28360 | NC | SRVCc | Warm | SRVCc_Warm_3A | 3
23827 | 28362 | NC | SRVCc | Warm | SRVCc_Warm_3A | 3
23828 | 28369 | NC | SRVCc | Warm | SRVCc_Warm_3A | 3
23829 | 28372 | NC | SRVCc | Warm | SRVCc_Warm_3A | 3
23830 | 28375 | NC | SRVCc | Warm | SRVCc_Warm_3A | 3
23831 | 28378 | NC | SRVCc | Warm | SRVCc_Warm_3A | 3
23832 | 28383 | NC | SRVCc | Warm | SRVCc_Warm_3A | 3
23833 | 28343 | NC | SRVCc | Warm | SRVCc_Warm_3A | 3
23834 | 28353 | NC | SRVCc | Warm | SRVCc_Warm_3A | 3
23835 | 28396 | NC | SRVCc | Warm | SRVCc_Warm_3A | 3
23836 | 28401 | NC | SRVCc | Warm | SRVCc_Warm_3A | 3
23837 | 28402 | NC | SRVCc | Warm | SRVCc_Warm_3A | 3
23838 | 28403 | NC | SRVCc | Warm | SRVCc_Warm_3A | 3
23839 | 28404 | NC | SRVCc | Warm | SRVCc_Warm_3A | 3
23840 | 28405 | NC | SRVCc | Warm | SRVCc_Warm_3A | 3
23841 | 28406 | NC | SRVCc | Warm | SRVCc_Warm_3A | 3
23842 | 28408 | NC | SRVCc | Warm | SRVCc_Warm_3A | 3
23843 | 28409 | NC | SRVCc | Warm | SRVCc_Warm_3A | 3
23844 | 28410 | NC | SRVCc | Warm | SRVCc_Warm_3A | 3
23845 | 28411 | NC | SRVCc | Warm | SRVCc_Warm_3A | 3
23846 | 28412 | NC | SRVCc | Warm | SRVCc_Warm_3A | 3
23847 | 28428 | NC | SRVCc | Warm | SRVCc_Warm_3A | 3
23848 | 28429 | NC | SRVCc | Warm | SRVCc_Warm_3A | 3
23849 | 28449 | NC | SRVCc | Warm | SRVCc_Warm_3A | 3
23850 | 28480 | NC | SRVCc | Warm | SRVCc_Warm_3A | 3
23851 | 28425 | NC | SRVCc | Warm | SRVCc_Warm_3A | 3
23852 | 28443 | NC | SRVCc | Warm | SRVCc_Warm_3A | 3
23853 | 28445 | NC | SRVCc | Warm | SRVCc_Warm_3A | 3
23854 | 28454 | NC | SRVCc | Warm | SRVCc_Warm_3A | 3
23855 | 28457 | NC | SRVCc | Warm | SRVCc_Warm_3A | 3
23856 | 28420 | NC | SRVCc | Warm | SRVCc_Warm_3A | 3
23857 | 28422 | NC | SRVCc | Warm | SRVCc_Warm_3A | 3
23858 | 28451 | NC | SRVCc | Warm | SRVCc_Warm_3A | 3
23859 | 28452 | NC | SRVCc | Warm | SRVCc_Warm_3A | 3
23860 | 28459 | NC | SRVCc | Warm | SRVCc_Warm_3A | 3
23861 | 28461 | NC | SRVCc | Warm | SRVCc_Warm_3A | 3
23862 | 28462 | NC | SRVCc | Warm | SRVCc_Warm_3A | 3
23863 | 28465 | NC | SRVCc | Warm | SRVCc_Warm_3A | 3
23864 | 28467 | NC | SRVCc | Warm | SRVCc_Warm_3A | 3
23865 | 28468 | NC | SRVCc | Warm | SRVCc_Warm_3A | 3
23866 | 28469 | NC | SRVCc | Warm | SRVCc_Warm_3A | 3
23867 | 28470 | NC | SRVCc | Warm | SRVCc_Warm_3A | 3
23868 | 28479 | NC | SRVCc | Warm | SRVCc_Warm_3A | 3
23869 | 28460 | NC | SRVCc | Warm | SRVCc_Warm_3A | 3
23870 | 28539 | NC | SRVCc | Warm | SRVCc_Warm_3A | 3
23871 | 28540 | NC | SRVCc | Warm | SRVCc_Warm_3A | 3
23872 | 28541 | NC | SRVCc | Warm | SRVCc_Warm_3A | 3
23873 | 28542 | NC | SRVCc | Warm | SRVCc_Warm_3A | 3
23874 | 28543 | NC | SRVCc | Warm | SRVCc_Warm_3A | 3
23875 | 28544 | NC | SRVCc | Warm | SRVCc_Warm_3A | 3
23876 | 28545 | NC | SRVCc | Warm | SRVCc_Warm_3A | 3
23877 | 28546 | NC | SRVCc | Warm | SRVCc_Warm_3A | 3
23878 | 28547 | NC | SRVCc | Warm | SRVCc_Warm_3A | 3
23879 | 28555 | NC | SRVCc | Warm | SRVCc_Warm_3A | 3
23880 | 28582 | NC | SRVCc | Warm | SRVCc_Warm_3A | 3
23881 | 28584 | NC | SRVCc | Warm | SRVCc_Warm_3A | 3
23882 | 28504 | NC | SRVCc | Warm | SRVCc_Warm_3A | 3
23883 | 28522 | NC | SRVCc | Warm | SRVCc_Warm_3A | 3
23884 | 28526 | NC | SRVCc | Warm | SRVCc_Warm_3A | 3
23885 | 28562 | NC | SRVCc | Warm | SRVCc_Warm_3A | 3
23886 | 28573 | NC | SRVCc | Warm | SRVCc_Warm_3A | 3
23887 | 28585 | NC | SRVCc | Warm | SRVCc_Warm_3A | 3
23888 | 28519 | NC | SRVCc | Warm | SRVCc_Warm_3A | 3
23889 | 28523 | NC | SRVCc | Warm | SRVCc_Warm_3A | 3
23890 | 28527 | NC | SRVCc | Warm | SRVCc_Warm_3A | 3
23891 | 28532 | NC | SRVCc | Warm | SRVCc_Warm_3A | 3
23892 | 28533 | NC | SRVCc | Warm | SRVCc_Warm_3A | 3
23893 | 28560 | NC | SRVCc | Warm | SRVCc_Warm_3A | 3
23894 | 28561 | NC | SRVCc | Warm | SRVCc_Warm_3A | 3
23895 | 28563 | NC | SRVCc | Warm | SRVCc_Warm_3A | 3
23896 | 28564 | NC | SRVCc | Warm | SRVCc_Warm_3A | 3
23897 | 28509 | NC | SRVCc | Warm | SRVCc_Warm_3A | 3
23898 | 28510 | NC | SRVCc | Warm | SRVCc_Warm_3A | 3
23899 | 28515 | NC | SRVCc | Warm | SRVCc_Warm_3A | 3
23900 | 28529 | NC | SRVCc | Warm | SRVCc_Warm_3A | 3
23901 | 28537 | NC | SRVCc | Warm | SRVCc_Warm_3A | 3
23902 | 28552 | NC | SRVCc | Warm | SRVCc_Warm_3A | 3
23903 | 28556 | NC | SRVCc | Warm | SRVCc_Warm_3A | 3
23904 | 28571 | NC | SRVCc | Warm | SRVCc_Warm_3A | 3
23905 | 28583 | NC | SRVCc | Warm | SRVCc_Warm_3A | 3
23906 | 28587 | NC | SRVCc | Warm | SRVCc_Warm_3A | 3
23907 | 28511 | NC | SRVCc | Warm | SRVCc_Warm_3A | 3
23908 | 28512 | NC | SRVCc | Warm | SRVCc_Warm_3A | 3
23909 | 28516 | NC | SRVCc | Warm | SRVCc_Warm_3A | 3
23910 | 28520 | NC | SRVCc | Warm | SRVCc_Warm_3A | 3
23911 | 28524 | NC | SRVCc | Warm | SRVCc_Warm_3A | 3
23912 | 28528 | NC | SRVCc | Warm | SRVCc_Warm_3A | 3
23913 | 28531 | NC | SRVCc | Warm | SRVCc_Warm_3A | 3
23914 | 28553 | NC | SRVCc | Warm | SRVCc_Warm_3A | 3
23915 | 28557 | NC | SRVCc | Warm | SRVCc_Warm_3A | 3
23916 | 28570 | NC | SRVCc | Warm | SRVCc_Warm_3A | 3
23917 | 28575 | NC | SRVCc | Warm | SRVCc_Warm_3A | 3
23918 | 28577 | NC | SRVCc | Warm | SRVCc_Warm_3A | 3
23919 | 28579 | NC | SRVCc | Warm | SRVCc_Warm_3A | 3
23920 | 28581 | NC | SRVCc | Warm | SRVCc_Warm_3A | 3
23921 | 28594 | NC | SRVCc | Warm | SRVCc_Warm_3A | 3
23922 | 29001 | SC | SRVCc | Warm | SRVCc_Warm_3A | 3
23923 | 29040 | SC | SRVCc | Warm | SRVCc_Warm_3A | 3
23924 | 29051 | SC | SRVCc | Warm | SRVCc_Warm_3A | 3
23925 | 29062 | SC | SRVCc | Warm | SRVCc_Warm_3A | 3
23926 | 29080 | SC | SRVCc | Warm | SRVCc_Warm_3A | 3
23927 | 29102 | SC | SRVCc | Warm | SRVCc_Warm_3A | 3
23928 | 29104 | SC | SRVCc | Warm | SRVCc_Warm_3A | 3
23929 | 29114 | SC | SRVCc | Warm | SRVCc_Warm_3A | 3
23930 | 29125 | SC | SRVCc | Warm | SRVCc_Warm_3A | 3
23931 | 29128 | SC | SRVCc | Warm | SRVCc_Warm_3A | 3
23932 | 29150 | SC | SRVCc | Warm | SRVCc_Warm_3A | 3
23933 | 29151 | SC | SRVCc | Warm | SRVCc_Warm_3A | 3
23934 | 29152 | SC | SRVCc | Warm | SRVCc_Warm_3A | 3
23935 | 29153 | SC | SRVCc | Warm | SRVCc_Warm_3A | 3
23936 | 29154 | SC | SRVCc | Warm | SRVCc_Warm_3A | 3
23937 | 29162 | SC | SRVCc | Warm | SRVCc_Warm_3A | 3
23938 | 29168 | SC | SRVCc | Warm | SRVCc_Warm_3A | 3
23939 | 29041 | SC | SRVCc | Warm | SRVCc_Warm_3A | 3
23940 | 29056 | SC | SRVCc | Warm | SRVCc_Warm_3A | 3
23941 | 29111 | SC | SRVCc | Warm | SRVCc_Warm_3A | 3
23942 | 29148 | SC | SRVCc | Warm | SRVCc_Warm_3A | 3
23943 | 29518 | SC | SRVCc | Warm | SRVCc_Warm_3A | 3
23944 | 29560 | SC | SRVCc | Warm | SRVCc_Warm_3A | 3
23945 | 29002 | SC | SRVCc | Warm | SRVCc_Warm_3A | 3
23946 | 29016 | SC | SRVCc | Warm | SRVCc_Warm_3A | 3
23947 | 29036 | SC | SRVCc | Warm | SRVCc_Warm_3A | 3
23948 | 29044 | SC | SRVCc | Warm | SRVCc_Warm_3A | 3
23949 | 29045 | SC | SRVCc | Warm | SRVCc_Warm_3A | 3
23950 | 29052 | SC | SRVCc | Warm | SRVCc_Warm_3A | 3
23951 | 29061 | SC | SRVCc | Warm | SRVCc_Warm_3A | 3
23952 | 29063 | SC | SRVCc | Warm | SRVCc_Warm_3A | 3
23953 | 29075 | SC | SRVCc | Warm | SRVCc_Warm_3A | 3
23954 | 29078 | SC | SRVCc | Warm | SRVCc_Warm_3A | 3
23955 | 29130 | SC | SRVCc | Warm | SRVCc_Warm_3A | 3
23956 | 29147 | SC | SRVCc | Warm | SRVCc_Warm_3A | 3
23957 | 29177 | SC | SRVCc | Warm | SRVCc_Warm_3A | 3
23958 | 29180 | SC | SRVCc | Warm | SRVCc_Warm_3A | 3
23959 | 29201 | SC | SRVCc | Warm | SRVCc_Warm_3A | 3
23960 | 29202 | SC | SRVCc | Warm | SRVCc_Warm_3A | 3
23961 | 29203 | SC | SRVCc | Warm | SRVCc_Warm_3A | 3
23962 | 29204 | SC | SRVCc | Warm | SRVCc_Warm_3A | 3
23963 | 29205 | SC | SRVCc | Warm | SRVCc_Warm_3A | 3
23964 | 29206 | SC | SRVCc | Warm | SRVCc_Warm_3A | 3
23965 | 29207 | SC | SRVCc | Warm | SRVCc_Warm_3A | 3
23966 | 29208 | SC | SRVCc | Warm | SRVCc_Warm_3A | 3
23967 | 29209 | SC | SRVCc | Warm | SRVCc_Warm_3A | 3
23968 | 29210 | SC | SRVCc | Warm | SRVCc_Warm_3A | 3
23969 | 29211 | SC | SRVCc | Warm | SRVCc_Warm_3A | 3
23970 | 29212 | SC | SRVCc | Warm | SRVCc_Warm_3A | 3
23971 | 29214 | SC | SRVCc | Warm | SRVCc_Warm_3A | 3
23972 | 29215 | SC | SRVCc | Warm | SRVCc_Warm_3A | 3
23973 | 29216 | SC | SRVCc | Warm | SRVCc_Warm_3A | 3
23974 | 29217 | SC | SRVCc | Warm | SRVCc_Warm_3A | 3
23975 | 29218 | SC | SRVCc | Warm | SRVCc_Warm_3A | 3
23976 | 29219 | SC | SRVCc | Warm | SRVCc_Warm_3A | 3
23977 | 29220 | SC | SRVCc | Warm | SRVCc_Warm_3A | 3
23978 | 29221 | SC | SRVCc | Warm | SRVCc_Warm_3A | 3
23979 | 29222 | SC | SRVCc | Warm | SRVCc_Warm_3A | 3
23980 | 29223 | SC | SRVCc | Warm | SRVCc_Warm_3A | 3
23981 | 29224 | SC | SRVCc | Warm | SRVCc_Warm_3A | 3
23982 | 29225 | SC | SRVCc | Warm | SRVCc_Warm_3A | 3
23983 | 29226 | SC | SRVCc | Warm | SRVCc_Warm_3A | 3
23984 | 29227 | SC | SRVCc | Warm | SRVCc_Warm_3A | 3
23985 | 29229 | SC | SRVCc | Warm | SRVCc_Warm_3A | 3
23986 | 29230 | SC | SRVCc | Warm | SRVCc_Warm_3A | 3
23987 | 29240 | SC | SRVCc | Warm | SRVCc_Warm_3A | 3
23988 | 29250 | SC | SRVCc | Warm | SRVCc_Warm_3A | 3
23989 | 29260 | SC | SRVCc | Warm | SRVCc_Warm_3A | 3
23990 | 29290 | SC | SRVCc | Warm | SRVCc_Warm_3A | 3
23991 | 29292 | SC | SRVCc | Warm | SRVCc_Warm_3A | 3
23992 | 29003 | SC | SRVCc | Warm | SRVCc_Warm_3A | 3
23993 | 29038 | SC | SRVCc | Warm | SRVCc_Warm_3A | 3
23994 | 29042 | SC | SRVCc | Warm | SRVCc_Warm_3A | 3
23995 | 29081 | SC | SRVCc | Warm | SRVCc_Warm_3A | 3
23996 | 29082 | SC | SRVCc | Warm | SRVCc_Warm_3A | 3
23997 | 29432 | SC | SRVCc | Warm | SRVCc_Warm_3A | 3
23998 | 29481 | SC | SRVCc | Warm | SRVCc_Warm_3A | 3
23999 | 29817 | SC | SRVCc | Warm | SRVCc_Warm_3A | 3
24000 | 29843 | SC | SRVCc | Warm | SRVCc_Warm_3A | 3
24001 | 29006 | SC | SRVCc | Warm | SRVCc_Warm_3A | 3
24002 | 29105 | SC | SRVCc | Warm | SRVCc_Warm_3A | 3
24003 | 29129 | SC | SRVCc | Warm | SRVCc_Warm_3A | 3
24004 | 29137 | SC | SRVCc | Warm | SRVCc_Warm_3A | 3
24005 | 29146 | SC | SRVCc | Warm | SRVCc_Warm_3A | 3
24006 | 29164 | SC | SRVCc | Warm | SRVCc_Warm_3A | 3
24007 | 29801 | SC | SRVCc | Warm | SRVCc_Warm_3A | 3
24008 | 29802 | SC | SRVCc | Warm | SRVCc_Warm_3A | 3
24009 | 29803 | SC | SRVCc | Warm | SRVCc_Warm_3A | 3
24010 | 29804 | SC | SRVCc | Warm | SRVCc_Warm_3A | 3
24011 | 29805 | SC | SRVCc | Warm | SRVCc_Warm_3A | 3
24012 | 29809 | SC | SRVCc | Warm | SRVCc_Warm_3A | 3
24013 | 29816 | SC | SRVCc | Warm | SRVCc_Warm_3A | 3
24014 | 29822 | SC | SRVCc | Warm | SRVCc_Warm_3A | 3
24015 | 29828 | SC | SRVCc | Warm | SRVCc_Warm_3A | 3
24016 | 29829 | SC | SRVCc | Warm | SRVCc_Warm_3A | 3
24017 | 29831 | SC | SRVCc | Warm | SRVCc_Warm_3A | 3
24018 | 29832 | SC | SRVCc | Warm | SRVCc_Warm_3A | 3
24019 | 29834 | SC | SRVCc | Warm | SRVCc_Warm_3A | 3
24020 | 29839 | SC | SRVCc | Warm | SRVCc_Warm_3A | 3
24021 | 29841 | SC | SRVCc | Warm | SRVCc_Warm_3A | 3
24022 | 29842 | SC | SRVCc | Warm | SRVCc_Warm_3A | 3
24023 | 29847 | SC | SRVCc | Warm | SRVCc_Warm_3A | 3
24024 | 29850 | SC | SRVCc | Warm | SRVCc_Warm_3A | 3
24025 | 29851 | SC | SRVCc | Warm | SRVCc_Warm_3A | 3
24026 | 29853 | SC | SRVCc | Warm | SRVCc_Warm_3A | 3
24027 | 29856 | SC | SRVCc | Warm | SRVCc_Warm_3A | 3
24028 | 29860 | SC | SRVCc | Warm | SRVCc_Warm_3A | 3
24029 | 29861 | SC | SRVCc | Warm | SRVCc_Warm_3A | 3
24030 | 29037 | SC | SRVCc | Warm | SRVCc_Warm_3A | 3
24031 | 29070 | SC | SRVCc | Warm | SRVCc_Warm_3A | 3
24032 | 29127 | SC | SRVCc | Warm | SRVCc_Warm_3A | 3
24033 | 29138 | SC | SRVCc | Warm | SRVCc_Warm_3A | 3
24034 | 29166 | SC | SRVCc | Warm | SRVCc_Warm_3A | 3
24035 | 29666 | SC | SRVCc | Warm | SRVCc_Warm_3A | 3
24036 | 29824 | SC | SRVCc | Warm | SRVCc_Warm_3A | 3
24037 | 29848 | SC | SRVCc | Warm | SRVCc_Warm_3A | 3
24038 | 29033 | SC | SRVCc | Warm | SRVCc_Warm_3A | 3
24039 | 29053 | SC | SRVCc | Warm | SRVCc_Warm_3A | 3
24040 | 29054 | SC | SRVCc | Warm | SRVCc_Warm_3A | 3
24041 | 29071 | SC | SRVCc | Warm | SRVCc_Warm_3A | 3
24042 | 29072 | SC | SRVCc | Warm | SRVCc_Warm_3A | 3
24043 | 29073 | SC | SRVCc | Warm | SRVCc_Warm_3A | 3
24044 | 29112 | SC | SRVCc | Warm | SRVCc_Warm_3A | 3
24045 | 29123 | SC | SRVCc | Warm | SRVCc_Warm_3A | 3
24046 | 29160 | SC | SRVCc | Warm | SRVCc_Warm_3A | 3
24047 | 29169 | SC | SRVCc | Warm | SRVCc_Warm_3A | 3
24048 | 29170 | SC | SRVCc | Warm | SRVCc_Warm_3A | 3
24049 | 29171 | SC | SRVCc | Warm | SRVCc_Warm_3A | 3
24050 | 29172 | SC | SRVCc | Warm | SRVCc_Warm_3A | 3
24051 | 29009 | SC | SRVCc | Warm | SRVCc_Warm_3A | 3
24052 | 29101 | SC | SRVCc | Warm | SRVCc_Warm_3A | 3
24053 | 29520 | SC | SRVCc | Warm | SRVCc_Warm_3A | 3
24054 | 29550 | SC | SRVCc | Warm | SRVCc_Warm_3A | 3
24055 | 29584 | SC | SRVCc | Warm | SRVCc_Warm_3A | 3
24056 | 29593 | SC | SRVCc | Warm | SRVCc_Warm_3A | 3
24057 | 29709 | SC | SRVCc | Warm | SRVCc_Warm_3A | 3
24058 | 29718 | SC | SRVCc | Warm | SRVCc_Warm_3A | 3
24059 | 29720 | SC | SRVCc | Warm | SRVCc_Warm_3A | 3
24060 | 29727 | SC | SRVCc | Warm | SRVCc_Warm_3A | 3
24061 | 29728 | SC | SRVCc | Warm | SRVCc_Warm_3A | 3
24062 | 29741 | SC | SRVCc | Warm | SRVCc_Warm_3A | 3
24063 | 29010 | SC | SRVCc | Warm | SRVCc_Warm_3A | 3
24064 | 29020 | SC | SRVCc | Warm | SRVCc_Warm_3A | 3
24065 | 29021 | SC | SRVCc | Warm | SRVCc_Warm_3A | 3
24066 | 29032 | SC | SRVCc | Warm | SRVCc_Warm_3A | 3
24067 | 29058 | SC | SRVCc | Warm | SRVCc_Warm_3A | 3
24068 | 29067 | SC | SRVCc | Warm | SRVCc_Warm_3A | 3
24069 | 29074 | SC | SRVCc | Warm | SRVCc_Warm_3A | 3
24070 | 29175 | SC | SRVCc | Warm | SRVCc_Warm_3A | 3
24071 | 29046 | SC | SRVCc | Warm | SRVCc_Warm_3A | 3
24072 | 29069 | SC | SRVCc | Warm | SRVCc_Warm_3A | 3
24073 | 29014 | SC | SRVCc | Warm | SRVCc_Warm_3A | 3
24074 | 29015 | SC | SRVCc | Warm | SRVCc_Warm_3A | 3
24075 | 29031 | SC | SRVCc | Warm | SRVCc_Warm_3A | 3
24076 | 29055 | SC | SRVCc | Warm | SRVCc_Warm_3A | 3
24077 | 29065 | SC | SRVCc | Warm | SRVCc_Warm_3A | 3
24078 | 29132 | SC | SRVCc | Warm | SRVCc_Warm_3A | 3
24079 | 29704 | SC | SRVCc | Warm | SRVCc_Warm_3A | 3
24080 | 29706 | SC | SRVCc | Warm | SRVCc_Warm_3A | 3
24081 | 29712 | SC | SRVCc | Warm | SRVCc_Warm_3A | 3
24082 | 29714 | SC | SRVCc | Warm | SRVCc_Warm_3A | 3
24083 | 29729 | SC | SRVCc | Warm | SRVCc_Warm_3A | 3
24084 | 29730 | SC | SRVCc | Warm | SRVCc_Warm_3A | 3
24085 | 29742 | SC | SRVCc | Warm | SRVCc_Warm_3A | 3
24086 | 29018 | SC | SRVCc | Warm | SRVCc_Warm_3A | 3
24087 | 29030 | SC | SRVCc | Warm | SRVCc_Warm_3A | 3
24088 | 29039 | SC | SRVCc | Warm | SRVCc_Warm_3A | 3
24089 | 29047 | SC | SRVCc | Warm | SRVCc_Warm_3A | 3
24090 | 29048 | SC | SRVCc | Warm | SRVCc_Warm_3A | 3
24091 | 29059 | SC | SRVCc | Warm | SRVCc_Warm_3A | 3
24092 | 29107 | SC | SRVCc | Warm | SRVCc_Warm_3A | 3
24093 | 29113 | SC | SRVCc | Warm | SRVCc_Warm_3A | 3
24094 | 29115 | SC | SRVCc | Warm | SRVCc_Warm_3A | 3
24095 | 29116 | SC | SRVCc | Warm | SRVCc_Warm_3A | 3
24096 | 29117 | SC | SRVCc | Warm | SRVCc_Warm_3A | 3
24097 | 29118 | SC | SRVCc | Warm | SRVCc_Warm_3A | 3
24098 | 29133 | SC | SRVCc | Warm | SRVCc_Warm_3A | 3
24099 | 29135 | SC | SRVCc | Warm | SRVCc_Warm_3A | 3
24100 | 29142 | SC | SRVCc | Warm | SRVCc_Warm_3A | 3
24101 | 29163 | SC | SRVCc | Warm | SRVCc_Warm_3A | 3
24102 | 29436 | SC | SRVCc | Warm | SRVCc_Warm_3A | 3
24103 | 29471 | SC | SRVCc | Warm | SRVCc_Warm_3A | 3
24104 | 29477 | SC | SRVCc | Warm | SRVCc_Warm_3A | 3
24105 | 29414 | SC | SRVCc | Warm | SRVCc_Warm_3A | 3
24106 | 29418 | SC | SRVCc | Warm | SRVCc_Warm_3A | 3
24107 | 29420 | SC | SRVCc | Warm | SRVCc_Warm_3A | 3
24108 | 29426 | SC | SRVCc | Warm | SRVCc_Warm_3A | 3
24109 | 29437 | SC | SRVCc | Warm | SRVCc_Warm_3A | 3
24110 | 29447 | SC | SRVCc | Warm | SRVCc_Warm_3A | 3
24111 | 29448 | SC | SRVCc | Warm | SRVCc_Warm_3A | 3
24112 | 29456 | SC | SRVCc | Warm | SRVCc_Warm_3A | 3
24113 | 29470 | SC | SRVCc | Warm | SRVCc_Warm_3A | 3
24114 | 29472 | SC | SRVCc | Warm | SRVCc_Warm_3A | 3
24115 | 29483 | SC | SRVCc | Warm | SRVCc_Warm_3A | 3
24116 | 29484 | SC | SRVCc | Warm | SRVCc_Warm_3A | 3
24117 | 29485 | SC | SRVCc | Warm | SRVCc_Warm_3A | 3
24118 | 29178 | SC | SRVCc | Warm | SRVCc_Warm_3A | 3
24119 | 29321 | SC | SRVCc | Warm | SRVCc_Warm_3A | 3
24120 | 29335 | SC | SRVCc | Warm | SRVCc_Warm_3A | 3
24121 | 29353 | SC | SRVCc | Warm | SRVCc_Warm_3A | 3
24122 | 29364 | SC | SRVCc | Warm | SRVCc_Warm_3A | 3
24123 | 29372 | SC | SRVCc | Warm | SRVCc_Warm_3A | 3
24124 | 29374 | SC | SRVCc | Warm | SRVCc_Warm_3A | 3
24125 | 29379 | SC | SRVCc | Warm | SRVCc_Warm_3A | 3
24126 | 29395 | SC | SRVCc | Warm | SRVCc_Warm_3A | 3
24127 | 29108 | SC | SRVCc | Warm | SRVCc_Warm_3A | 3
24128 | 29122 | SC | SRVCc | Warm | SRVCc_Warm_3A | 3
24129 | 29126 | SC | SRVCc | Warm | SRVCc_Warm_3A | 3
24130 | 29145 | SC | SRVCc | Warm | SRVCc_Warm_3A | 3
24131 | 29332 | SC | SRVCc | Warm | SRVCc_Warm_3A | 3
24132 | 29355 | SC | SRVCc | Warm | SRVCc_Warm_3A | 3
24133 | 29370 | SC | SRVCc | Warm | SRVCc_Warm_3A | 3
24134 | 29325 | SC | SRVCc | Warm | SRVCc_Warm_3A | 3
24135 | 29351 | SC | SRVCc | Warm | SRVCc_Warm_3A | 3
24136 | 29360 | SC | SRVCc | Warm | SRVCc_Warm_3A | 3
24137 | 29384 | SC | SRVCc | Warm | SRVCc_Warm_3A | 3
24138 | 29388 | SC | SRVCc | Warm | SRVCc_Warm_3A | 3
24139 | 29644 | SC | SRVCc | Warm | SRVCc_Warm_3A | 3
24140 | 29645 | SC | SRVCc | Warm | SRVCc_Warm_3A | 3
24141 | 29654 | SC | SRVCc | Warm | SRVCc_Warm_3A | 3
24142 | 29681 | SC | SRVCc | Warm | SRVCc_Warm_3A | 3
24143 | 29692 | SC | SRVCc | Warm | SRVCc_Warm_3A | 3
24144 | 29440 | SC | SRVCc | Warm | SRVCc_Warm_3A | 3
24145 | 29510 | SC | SRVCc | Warm | SRVCc_Warm_3A | 3
24146 | 29554 | SC | SRVCc | Warm | SRVCc_Warm_3A | 3
24147 | 29555 | SC | SRVCc | Warm | SRVCc_Warm_3A | 3
24148 | 29556 | SC | SRVCc | Warm | SRVCc_Warm_3A | 3
24149 | 29564 | SC | SRVCc | Warm | SRVCc_Warm_3A | 3
24150 | 29580 | SC | SRVCc | Warm | SRVCc_Warm_3A | 3
24151 | 29590 | SC | SRVCc | Warm | SRVCc_Warm_3A | 3
24152 | 29707 | SC | SRVCc | Warm | SRVCc_Warm_3A | 3
24153 | 29715 | SC | SRVCc | Warm | SRVCc_Warm_3A | 3
24154 | 29721 | SC | SRVCc | Warm | SRVCc_Warm_3A | 3
24155 | 29744 | SC | SRVCc | Warm | SRVCc_Warm_3A | 3
24156 | 29406 | SC | SRVCc | Warm | SRVCc_Warm_3A | 3
24157 | 29410 | SC | SRVCc | Warm | SRVCc_Warm_3A | 3
24158 | 29431 | SC | SRVCc | Warm | SRVCc_Warm_3A | 3
24159 | 29434 | SC | SRVCc | Warm | SRVCc_Warm_3A | 3
24160 | 29445 | SC | SRVCc | Warm | SRVCc_Warm_3A | 3
24161 | 29450 | SC | SRVCc | Warm | SRVCc_Warm_3A | 3
24162 | 29453 | SC | SRVCc | Warm | SRVCc_Warm_3A | 3
24163 | 29461 | SC | SRVCc | Warm | SRVCc_Warm_3A | 3
24164 | 29466 | SC | SRVCc | Warm | SRVCc_Warm_3A | 3
24165 | 29468 | SC | SRVCc | Warm | SRVCc_Warm_3A | 3
24166 | 29469 | SC | SRVCc | Warm | SRVCc_Warm_3A | 3
24167 | 29476 | SC | SRVCc | Warm | SRVCc_Warm_3A | 3
24168 | 29479 | SC | SRVCc | Warm | SRVCc_Warm_3A | 3
24169 | 29486 | SC | SRVCc | Warm | SRVCc_Warm_3A | 3
24170 | 29492 | SC | SRVCc | Warm | SRVCc_Warm_3A | 3
24171 | 29079 | SC | SRVCc | Warm | SRVCc_Warm_3A | 3
24172 | 29161 | SC | SRVCc | Warm | SRVCc_Warm_3A | 3
24173 | 29501 | SC | SRVCc | Warm | SRVCc_Warm_3A | 3
24174 | 29506 | SC | SRVCc | Warm | SRVCc_Warm_3A | 3
24175 | 29532 | SC | SRVCc | Warm | SRVCc_Warm_3A | 3
24176 | 29540 | SC | SRVCc | Warm | SRVCc_Warm_3A | 3
24177 | 29551 | SC | SRVCc | Warm | SRVCc_Warm_3A | 3
24178 | 29435 | SC | SRVCc | Warm | SRVCc_Warm_3A | 3
24179 | 29438 | SC | SRVCc | Warm | SRVCc_Warm_3A | 3
24180 | 29446 | SC | SRVCc | Warm | SRVCc_Warm_3A | 3
24181 | 29452 | SC | SRVCc | Warm | SRVCc_Warm_3A | 3
24182 | 29474 | SC | SRVCc | Warm | SRVCc_Warm_3A | 3
24183 | 29475 | SC | SRVCc | Warm | SRVCc_Warm_3A | 3
24184 | 29488 | SC | SRVCc | Warm | SRVCc_Warm_3A | 3
24185 | 29493 | SC | SRVCc | Warm | SRVCc_Warm_3A | 3
24186 | 29929 | SC | SRVCc | Warm | SRVCc_Warm_3A | 3
24187 | 29945 | SC | SRVCc | Warm | SRVCc_Warm_3A | 3
24188 | 29502 | SC | SRVCc | Warm | SRVCc_Warm_3A | 3
24189 | 29503 | SC | SRVCc | Warm | SRVCc_Warm_3A | 3
24190 | 29505 | SC | SRVCc | Warm | SRVCc_Warm_3A | 3
24191 | 29530 | SC | SRVCc | Warm | SRVCc_Warm_3A | 3
24192 | 29541 | SC | SRVCc | Warm | SRVCc_Warm_3A | 3
24193 | 29583 | SC | SRVCc | Warm | SRVCc_Warm_3A | 3
24194 | 29591 | SC | SRVCc | Warm | SRVCc_Warm_3A | 3
24195 | 29821 | SC | SRVCc | Warm | SRVCc_Warm_3A | 3
24196 | 29835 | SC | SRVCc | Warm | SRVCc_Warm_3A | 3
24197 | 29838 | SC | SRVCc | Warm | SRVCc_Warm_3A | 3
24198 | 29845 | SC | SRVCc | Warm | SRVCc_Warm_3A | 3
24199 | 29620 | SC | SRVCc | Warm | SRVCc_Warm_3A | 3
24200 | 29638 | SC | SRVCc | Warm | SRVCc_Warm_3A | 3
24201 | 29646 | SC | SRVCc | Warm | SRVCc_Warm_3A | 3
24202 | 29647 | SC | SRVCc | Warm | SRVCc_Warm_3A | 3
24203 | 29648 | SC | SRVCc | Warm | SRVCc_Warm_3A | 3
24204 | 29649 | SC | SRVCc | Warm | SRVCc_Warm_3A | 3
24205 | 29653 | SC | SRVCc | Warm | SRVCc_Warm_3A | 3
24206 | 29695 | SC | SRVCc | Warm | SRVCc_Warm_3A | 3
24207 | 29819 | SC | SRVCc | Warm | SRVCc_Warm_3A | 3
24208 | 29301 | SC | SRVCc | Warm | SRVCc_Warm_3A | 3
24209 | 29302 | SC | SRVCc | Warm | SRVCc_Warm_3A | 3
24210 | 29303 | SC | SRVCc | Warm | SRVCc_Warm_3A | 3
24211 | 29304 | SC | SRVCc | Warm | SRVCc_Warm_3A | 3
24212 | 29305 | SC | SRVCc | Warm | SRVCc_Warm_3A | 3
24213 | 29306 | SC | SRVCc | Warm | SRVCc_Warm_3A | 3
24214 | 29307 | SC | SRVCc | Warm | SRVCc_Warm_3A | 3
24215 | 29316 | SC | SRVCc | Warm | SRVCc_Warm_3A | 3
24216 | 29319 | SC | SRVCc | Warm | SRVCc_Warm_3A | 3
24217 | 29320 | SC | SRVCc | Warm | SRVCc_Warm_3A | 3
24218 | 29322 | SC | SRVCc | Warm | SRVCc_Warm_3A | 3
24219 | 29323 | SC | SRVCc | Warm | SRVCc_Warm_3A | 3
24220 | 29324 | SC | SRVCc | Warm | SRVCc_Warm_3A | 3
24221 | 29329 | SC | SRVCc | Warm | SRVCc_Warm_3A | 3
24222 | 29330 | SC | SRVCc | Warm | SRVCc_Warm_3A | 3
24223 | 29331 | SC | SRVCc | Warm | SRVCc_Warm_3A | 3
24224 | 29333 | SC | SRVCc | Warm | SRVCc_Warm_3A | 3
24225 | 29334 | SC | SRVCc | Warm | SRVCc_Warm_3A | 3
24226 | 29336 | SC | SRVCc | Warm | SRVCc_Warm_3A | 3
24227 | 29338 | SC | SRVCc | Warm | SRVCc_Warm_3A | 3
24228 | 29346 | SC | SRVCc | Warm | SRVCc_Warm_3A | 3
24229 | 29348 | SC | SRVCc | Warm | SRVCc_Warm_3A | 3
24230 | 29349 | SC | SRVCc | Warm | SRVCc_Warm_3A | 3
24231 | 29356 | SC | SRVCc | Warm | SRVCc_Warm_3A | 3
24232 | 29365 | SC | SRVCc | Warm | SRVCc_Warm_3A | 3
24233 | 29368 | SC | SRVCc | Warm | SRVCc_Warm_3A | 3
24234 | 29369 | SC | SRVCc | Warm | SRVCc_Warm_3A | 3
24235 | 29373 | SC | SRVCc | Warm | SRVCc_Warm_3A | 3
24236 | 29375 | SC | SRVCc | Warm | SRVCc_Warm_3A | 3
24237 | 29376 | SC | SRVCc | Warm | SRVCc_Warm_3A | 3
24238 | 29377 | SC | SRVCc | Warm | SRVCc_Warm_3A | 3
24239 | 29378 | SC | SRVCc | Warm | SRVCc_Warm_3A | 3
24240 | 29385 | SC | SRVCc | Warm | SRVCc_Warm_3A | 3
24241 | 29386 | SC | SRVCc | Warm | SRVCc_Warm_3A | 3
24242 | 29650 | SC | SRVCc | Warm | SRVCc_Warm_3A | 3
24243 | 29651 | SC | SRVCc | Warm | SRVCc_Warm_3A | 3
24244 | 29340 | SC | SRVCc | Warm | SRVCc_Warm_3A | 3
24245 | 29341 | SC | SRVCc | Warm | SRVCc_Warm_3A | 3
24246 | 29702 | SC | SRVCc | Warm | SRVCc_Warm_3A | 3
24247 | 29743 | SC | SRVCc | Warm | SRVCc_Warm_3A | 3
24248 | 29601 | SC | SRVCc | Warm | SRVCc_Warm_3A | 3
24249 | 29602 | SC | SRVCc | Warm | SRVCc_Warm_3A | 3
24250 | 29603 | SC | SRVCc | Warm | SRVCc_Warm_3A | 3
24251 | 29604 | SC | SRVCc | Warm | SRVCc_Warm_3A | 3
24252 | 29605 | SC | SRVCc | Warm | SRVCc_Warm_3A | 3
24253 | 29606 | SC | SRVCc | Warm | SRVCc_Warm_3A | 3
24254 | 29607 | SC | SRVCc | Warm | SRVCc_Warm_3A | 3
24255 | 29608 | SC | SRVCc | Warm | SRVCc_Warm_3A | 3
24256 | 29609 | SC | SRVCc | Warm | SRVCc_Warm_3A | 3
24257 | 29610 | SC | SRVCc | Warm | SRVCc_Warm_3A | 3
24258 | 29611 | SC | SRVCc | Warm | SRVCc_Warm_3A | 3
24259 | 29612 | SC | SRVCc | Warm | SRVCc_Warm_3A | 3
24260 | 29613 | SC | SRVCc | Warm | SRVCc_Warm_3A | 3
24261 | 29614 | SC | SRVCc | Warm | SRVCc_Warm_3A | 3
24262 | 29615 | SC | SRVCc | Warm | SRVCc_Warm_3A | 3
24263 | 29616 | SC | SRVCc | Warm | SRVCc_Warm_3A | 3
24264 | 29617 | SC | SRVCc | Warm | SRVCc_Warm_3A | 3
24265 | 29627 | SC | SRVCc | Warm | SRVCc_Warm_3A | 3
24266 | 29635 | SC | SRVCc | Warm | SRVCc_Warm_3A | 3
24267 | 29636 | SC | SRVCc | Warm | SRVCc_Warm_3A | 3
24268 | 29652 | SC | SRVCc | Warm | SRVCc_Warm_3A | 3
24269 | 29661 | SC | SRVCc | Warm | SRVCc_Warm_3A | 3
24270 | 29662 | SC | SRVCc | Warm | SRVCc_Warm_3A | 3
24271 | 29669 | SC | SRVCc | Warm | SRVCc_Warm_3A | 3
24272 | 29673 | SC | SRVCc | Warm | SRVCc_Warm_3A | 3
24273 | 29680 | SC | SRVCc | Warm | SRVCc_Warm_3A | 3
24274 | 29683 | SC | SRVCc | Warm | SRVCc_Warm_3A | 3
24275 | 29687 | SC | SRVCc | Warm | SRVCc_Warm_3A | 3
24276 | 29688 | SC | SRVCc | Warm | SRVCc_Warm_3A | 3
24277 | 29690 | SC | SRVCc | Warm | SRVCc_Warm_3A | 3
24278 | 29401 | SC | SRVCc | Warm | SRVCc_Warm_3A | 3
24279 | 29402 | SC | SRVCc | Warm | SRVCc_Warm_3A | 3
24280 | 29403 | SC | SRVCc | Warm | SRVCc_Warm_3A | 3
24281 | 29404 | SC | SRVCc | Warm | SRVCc_Warm_3A | 3
24282 | 29405 | SC | SRVCc | Warm | SRVCc_Warm_3A | 3
24283 | 29407 | SC | SRVCc | Warm | SRVCc_Warm_3A | 3
24284 | 29409 | SC | SRVCc | Warm | SRVCc_Warm_3A | 3
24285 | 29412 | SC | SRVCc | Warm | SRVCc_Warm_3A | 3
24286 | 29413 | SC | SRVCc | Warm | SRVCc_Warm_3A | 3
24287 | 29415 | SC | SRVCc | Warm | SRVCc_Warm_3A | 3
24288 | 29416 | SC | SRVCc | Warm | SRVCc_Warm_3A | 3
24289 | 29417 | SC | SRVCc | Warm | SRVCc_Warm_3A | 3
24290 | 29419 | SC | SRVCc | Warm | SRVCc_Warm_3A | 3
24291 | 29422 | SC | SRVCc | Warm | SRVCc_Warm_3A | 3
24292 | 29423 | SC | SRVCc | Warm | SRVCc_Warm_3A | 3
24293 | 29424 | SC | SRVCc | Warm | SRVCc_Warm_3A | 3
24294 | 29425 | SC | SRVCc | Warm | SRVCc_Warm_3A | 3
24295 | 29429 | SC | SRVCc | Warm | SRVCc_Warm_3A | 3
24296 | 29439 | SC | SRVCc | Warm | SRVCc_Warm_3A | 3
24297 | 29449 | SC | SRVCc | Warm | SRVCc_Warm_3A | 3
24298 | 29451 | SC | SRVCc | Warm | SRVCc_Warm_3A | 3
24299 | 29455 | SC | SRVCc | Warm | SRVCc_Warm_3A | 3
24300 | 29457 | SC | SRVCc | Warm | SRVCc_Warm_3A | 3
24301 | 29458 | SC | SRVCc | Warm | SRVCc_Warm_3A | 3
24302 | 29464 | SC | SRVCc | Warm | SRVCc_Warm_3A | 3
24303 | 29465 | SC | SRVCc | Warm | SRVCc_Warm_3A | 3
24304 | 29482 | SC | SRVCc | Warm | SRVCc_Warm_3A | 3
24305 | 29487 | SC | SRVCc | Warm | SRVCc_Warm_3A | 3
24306 | 29442 | SC | SRVCc | Warm | SRVCc_Warm_3A | 3
24307 | 29576 | SC | SRVCc | Warm | SRVCc_Warm_3A | 3
24308 | 29585 | SC | SRVCc | Warm | SRVCc_Warm_3A | 3
24309 | 29511 | SC | SRVCc | Warm | SRVCc_Warm_3A | 3
24310 | 29526 | SC | SRVCc | Warm | SRVCc_Warm_3A | 3
24311 | 29527 | SC | SRVCc | Warm | SRVCc_Warm_3A | 3
24312 | 29528 | SC | SRVCc | Warm | SRVCc_Warm_3A | 3
24313 | 29544 | SC | SRVCc | Warm | SRVCc_Warm_3A | 3
24314 | 29545 | SC | SRVCc | Warm | SRVCc_Warm_3A | 3
24315 | 29566 | SC | SRVCc | Warm | SRVCc_Warm_3A | 3
24316 | 29568 | SC | SRVCc | Warm | SRVCc_Warm_3A | 3
24317 | 29569 | SC | SRVCc | Warm | SRVCc_Warm_3A | 3
24318 | 29572 | SC | SRVCc | Warm | SRVCc_Warm_3A | 3
24319 | 29575 | SC | SRVCc | Warm | SRVCc_Warm_3A | 3
24320 | 29577 | SC | SRVCc | Warm | SRVCc_Warm_3A | 3
24321 | 29578 | SC | SRVCc | Warm | SRVCc_Warm_3A | 3
24322 | 29579 | SC | SRVCc | Warm | SRVCc_Warm_3A | 3
24323 | 29581 | SC | SRVCc | Warm | SRVCc_Warm_3A | 3
24324 | 29582 | SC | SRVCc | Warm | SRVCc_Warm_3A | 3
24325 | 29587 | SC | SRVCc | Warm | SRVCc_Warm_3A | 3
24326 | 29588 | SC | SRVCc | Warm | SRVCc_Warm_3A | 3
24327 | 29597 | SC | SRVCc | Warm | SRVCc_Warm_3A | 3
24328 | 29598 | SC | SRVCc | Warm | SRVCc_Warm_3A | 3
24329 | 29512 | SC | SRVCc | Warm | SRVCc_Warm_3A | 3
24330 | 29516 | SC | SRVCc | Warm | SRVCc_Warm_3A | 3
24331 | 29525 | SC | SRVCc | Warm | SRVCc_Warm_3A | 3
24332 | 29565 | SC | SRVCc | Warm | SRVCc_Warm_3A | 3
24333 | 29570 | SC | SRVCc | Warm | SRVCc_Warm_3A | 3
24334 | 29594 | SC | SRVCc | Warm | SRVCc_Warm_3A | 3
24335 | 29596 | SC | SRVCc | Warm | SRVCc_Warm_3A | 3
24336 | 29519 | SC | SRVCc | Warm | SRVCc_Warm_3A | 3
24337 | 29546 | SC | SRVCc | Warm | SRVCc_Warm_3A | 3
24338 | 29571 | SC | SRVCc | Warm | SRVCc_Warm_3A | 3
24339 | 29574 | SC | SRVCc | Warm | SRVCc_Warm_3A | 3
24340 | 29589 | SC | SRVCc | Warm | SRVCc_Warm_3A | 3
24341 | 29592 | SC | SRVCc | Warm | SRVCc_Warm_3A | 3
24342 | 29536 | SC | SRVCc | Warm | SRVCc_Warm_3A | 3
24343 | 29543 | SC | SRVCc | Warm | SRVCc_Warm_3A | 3
24344 | 29547 | SC | SRVCc | Warm | SRVCc_Warm_3A | 3
24345 | 29563 | SC | SRVCc | Warm | SRVCc_Warm_3A | 3
24346 | 29567 | SC | SRVCc | Warm | SRVCc_Warm_3A | 3
24347 | 29630 | SC | SRVCc | Warm | SRVCc_Warm_3A | 3
24348 | 29631 | SC | SRVCc | Warm | SRVCc_Warm_3A | 3
24349 | 29632 | SC | SRVCc | Warm | SRVCc_Warm_3A | 3
24350 | 29633 | SC | SRVCc | Warm | SRVCc_Warm_3A | 3
24351 | 29634 | SC | SRVCc | Warm | SRVCc_Warm_3A | 3
24352 | 29640 | SC | SRVCc | Warm | SRVCc_Warm_3A | 3
24353 | 29641 | SC | SRVCc | Warm | SRVCc_Warm_3A | 3
24354 | 29642 | SC | SRVCc | Warm | SRVCc_Warm_3A | 3
24355 | 29657 | SC | SRVCc | Warm | SRVCc_Warm_3A | 3
24356 | 29667 | SC | SRVCc | Warm | SRVCc_Warm_3A | 3
24357 | 29670 | SC | SRVCc | Warm | SRVCc_Warm_3A | 3
24358 | 29671 | SC | SRVCc | Warm | SRVCc_Warm_3A | 3
24359 | 29682 | SC | SRVCc | Warm | SRVCc_Warm_3A | 3
24360 | 29685 | SC | SRVCc | Warm | SRVCc_Warm_3A | 3
24361 | 29621 | SC | SRVCc | Warm | SRVCc_Warm_3A | 3
24362 | 29622 | SC | SRVCc | Warm | SRVCc_Warm_3A | 3
24363 | 29623 | SC | SRVCc | Warm | SRVCc_Warm_3A | 3
24364 | 29624 | SC | SRVCc | Warm | SRVCc_Warm_3A | 3
24365 | 29625 | SC | SRVCc | Warm | SRVCc_Warm_3A | 3
24366 | 29626 | SC | SRVCc | Warm | SRVCc_Warm_3A | 3
24367 | 29643 | SC | SRVCc | Warm | SRVCc_Warm_3A | 3
24368 | 29655 | SC | SRVCc | Warm | SRVCc_Warm_3A | 3
24369 | 29656 | SC | SRVCc | Warm | SRVCc_Warm_3A | 3
24370 | 29677 | SC | SRVCc | Warm | SRVCc_Warm_3A | 3
24371 | 29678 | SC | SRVCc | Warm | SRVCc_Warm_3A | 3
24372 | 29684 | SC | SRVCc | Warm | SRVCc_Warm_3A | 3
24373 | 29689 | SC | SRVCc | Warm | SRVCc_Warm_3A | 3
24374 | 29697 | SC | SRVCc | Warm | SRVCc_Warm_3A | 3
24375 | 29628 | SC | SRVCc | Warm | SRVCc_Warm_3A | 3
24376 | 29840 | SC | SRVCc | Warm | SRVCc_Warm_3A | 3
24377 | 29844 | SC | SRVCc | Warm | SRVCc_Warm_3A | 3
24378 | 29899 | SC | SRVCc | Warm | SRVCc_Warm_3A | 3
24379 | 29639 | SC | SRVCc | Warm | SRVCc_Warm_3A | 3
24380 | 29659 | SC | SRVCc | Warm | SRVCc_Warm_3A | 3
24381 | 29658 | SC | SRVCc | Warm | SRVCc_Warm_3A | 3
24382 | 29664 | SC | SRVCc | Warm | SRVCc_Warm_3A | 3
24383 | 29665 | SC | SRVCc | Warm | SRVCc_Warm_3A | 3
24384 | 29672 | SC | SRVCc | Warm | SRVCc_Warm_3A | 3
24385 | 29675 | SC | SRVCc | Warm | SRVCc_Warm_3A | 3
24386 | 29676 | SC | SRVCc | Warm | SRVCc_Warm_3A | 3
24387 | 29679 | SC | SRVCc | Warm | SRVCc_Warm_3A | 3
24388 | 29686 | SC | SRVCc | Warm | SRVCc_Warm_3A | 3
24389 | 29691 | SC | SRVCc | Warm | SRVCc_Warm_3A | 3
24390 | 29693 | SC | SRVCc | Warm | SRVCc_Warm_3A | 3
24391 | 29696 | SC | SRVCc | Warm | SRVCc_Warm_3A | 3
24392 | 29703 | SC | SRVCc | Warm | SRVCc_Warm_3A | 3
24393 | 29708 | SC | SRVCc | Warm | SRVCc_Warm_3A | 3
24394 | 29710 | SC | SRVCc | Warm | SRVCc_Warm_3A | 3
24395 | 29716 | SC | SRVCc | Warm | SRVCc_Warm_3A | 3
24396 | 29717 | SC | SRVCc | Warm | SRVCc_Warm_3A | 3
24397 | 29726 | SC | SRVCc | Warm | SRVCc_Warm_3A | 3
24398 | 29731 | SC | SRVCc | Warm | SRVCc_Warm_3A | 3
24399 | 29732 | SC | SRVCc | Warm | SRVCc_Warm_3A | 3
24400 | 29733 | SC | SRVCc | Warm | SRVCc_Warm_3A | 3
24401 | 29734 | SC | SRVCc | Warm | SRVCc_Warm_3A | 3
24402 | 29745 | SC | SRVCc | Warm | SRVCc_Warm_3A | 3
24403 | 29808 | SC | SRVCc | Warm | SRVCc_Warm_3A | 3
24404 | 29812 | SC | SRVCc | Warm | SRVCc_Warm_3A | 3
24405 | 29813 | SC | SRVCc | Warm | SRVCc_Warm_3A | 3
24406 | 29826 | SC | SRVCc | Warm | SRVCc_Warm_3A | 3
24407 | 29836 | SC | SRVCc | Warm | SRVCc_Warm_3A | 3
24408 | 29849 | SC | SRVCc | Warm | SRVCc_Warm_3A | 3
24409 | 29810 | SC | SRVCc | Warm | SRVCc_Warm_3A | 3
24410 | 29827 | SC | SRVCc | Warm | SRVCc_Warm_3A | 3
24411 | 29846 | SC | SRVCc | Warm | SRVCc_Warm_3A | 3
24412 | 29932 | SC | SRVCc | Warm | SRVCc_Warm_3A | 3
24413 | 29911 | SC | SRVCc | Warm | SRVCc_Warm_3A | 3
24414 | 29916 | SC | SRVCc | Warm | SRVCc_Warm_3A | 3
24415 | 29918 | SC | SRVCc | Warm | SRVCc_Warm_3A | 3
24416 | 29921 | SC | SRVCc | Warm | SRVCc_Warm_3A | 3
24417 | 29922 | SC | SRVCc | Warm | SRVCc_Warm_3A | 3
24418 | 29923 | SC | SRVCc | Warm | SRVCc_Warm_3A | 3
24419 | 29924 | SC | SRVCc | Warm | SRVCc_Warm_3A | 3
24420 | 29933 | SC | SRVCc | Warm | SRVCc_Warm_3A | 3
24421 | 29934 | SC | SRVCc | Warm | SRVCc_Warm_3A | 3
24422 | 29939 | SC | SRVCc | Warm | SRVCc_Warm_3A | 3
24423 | 29944 | SC | SRVCc | Warm | SRVCc_Warm_3A | 3
24424 | 29901 | SC | SRVCc | Warm | SRVCc_Warm_3A | 3
24425 | 29902 | SC | SRVCc | Warm | SRVCc_Warm_3A | 3
24426 | 29903 | SC | SRVCc | Warm | SRVCc_Warm_3A | 3
24427 | 29904 | SC | SRVCc | Warm | SRVCc_Warm_3A | 3
24428 | 29905 | SC | SRVCc | Warm | SRVCc_Warm_3A | 3
24429 | 29906 | SC | SRVCc | Warm | SRVCc_Warm_3A | 3
24430 | 29907 | SC | SRVCc | Warm | SRVCc_Warm_3A | 3
24431 | 29909 | SC | SRVCc | Warm | SRVCc_Warm_3A | 3
24432 | 29910 | SC | SRVCc | Warm | SRVCc_Warm_3A | 3
24433 | 29915 | SC | SRVCc | Warm | SRVCc_Warm_3A | 3
24434 | 29920 | SC | SRVCc | Warm | SRVCc_Warm_3A | 3
24435 | 29925 | SC | SRVCc | Warm | SRVCc_Warm_3A | 3
24436 | 29926 | SC | SRVCc | Warm | SRVCc_Warm_3A | 3
24437 | 29928 | SC | SRVCc | Warm | SRVCc_Warm_3A | 3
24438 | 29931 | SC | SRVCc | Warm | SRVCc_Warm_3A | 3
24439 | 29935 | SC | SRVCc | Warm | SRVCc_Warm_3A | 3
24440 | 29936 | SC | SRVCc | Warm | SRVCc_Warm_3A | 3
24441 | 29938 | SC | SRVCc | Warm | SRVCc_Warm_3A | 3
24442 | 29940 | SC | SRVCc | Warm | SRVCc_Warm_3A | 3
24443 | 29941 | SC | SRVCc | Warm | SRVCc_Warm_3A | 3
24444 | 29912 | SC | SRVCc | Warm | SRVCc_Warm_3A | 3
24445 | 29927 | SC | SRVCc | Warm | SRVCc_Warm_3A | 3
24446 | 29943 | SC | SRVCc | Warm | SRVCc_Warm_3A | 3
24447 | 30002 | GA | SRSOc | Warm | SRSOc_Warm_3A | 3
24448 | 30012 | GA | SRSOc | Warm | SRSOc_Warm_3A | 3
24449 | 30021 | GA | SRSOc | Warm | SRSOc_Warm_3A | 3
24450 | 30030 | GA | SRSOc | Warm | SRSOc_Warm_3A | 3
24451 | 30031 | GA | SRSOc | Warm | SRSOc_Warm_3A | 3
24452 | 30032 | GA | SRSOc | Warm | SRSOc_Warm_3A | 3
24453 | 30033 | GA | SRSOc | Warm | SRSOc_Warm_3A | 3
24454 | 30034 | GA | SRSOc | Warm | SRSOc_Warm_3A | 3
24455 | 30035 | GA | SRSOc | Warm | SRSOc_Warm_3A | 3
24456 | 30036 | GA | SRSOc | Warm | SRSOc_Warm_3A | 3
24457 | 30037 | GA | SRSOc | Warm | SRSOc_Warm_3A | 3
24458 | 30038 | GA | SRSOc | Warm | SRSOc_Warm_3A | 3
24459 | 30039 | GA | SRSOc | Warm | SRSOc_Warm_3A | 3
24460 | 30058 | GA | SRSOc | Warm | SRSOc_Warm_3A | 3
24461 | 30071 | GA | SRSOc | Warm | SRSOc_Warm_3A | 3
24462 | 30072 | GA | SRSOc | Warm | SRSOc_Warm_3A | 3
24463 | 30074 | GA | SRSOc | Warm | SRSOc_Warm_3A | 3
24464 | 30079 | GA | SRSOc | Warm | SRSOc_Warm_3A | 3
24465 | 30083 | GA | SRSOc | Warm | SRSOc_Warm_3A | 3
24466 | 30084 | GA | SRSOc | Warm | SRSOc_Warm_3A | 3
24467 | 30085 | GA | SRSOc | Warm | SRSOc_Warm_3A | 3
24468 | 30086 | GA | SRSOc | Warm | SRSOc_Warm_3A | 3
24469 | 30087 | GA | SRSOc | Warm | SRSOc_Warm_3A | 3
24470 | 30088 | GA | SRSOc | Warm | SRSOc_Warm_3A | 3
24471 | 30093 | GA | SRSOc | Warm | SRSOc_Warm_3A | 3
24472 | 30094 | GA | SRSOc | Warm | SRSOc_Warm_3A | 3
24473 | 30288 | GA | SRSOc | Warm | SRSOc_Warm_3A | 3
24474 | 30294 | GA | SRSOc | Warm | SRSOc_Warm_3A | 3
24475 | 30306 | GA | SRSOc | Warm | SRSOc_Warm_3A | 3
24476 | 30307 | GA | SRSOc | Warm | SRSOc_Warm_3A | 3
24477 | 30315 | GA | SRSOc | Warm | SRSOc_Warm_3A | 3
24478 | 30316 | GA | SRSOc | Warm | SRSOc_Warm_3A | 3
24479 | 30317 | GA | SRSOc | Warm | SRSOc_Warm_3A | 3
24480 | 30319 | GA | SRSOc | Warm | SRSOc_Warm_3A | 3
24481 | 30322 | GA | SRSOc | Warm | SRSOc_Warm_3A | 3
24482 | 30324 | GA | SRSOc | Warm | SRSOc_Warm_3A | 3
24483 | 30326 | GA | SRSOc | Warm | SRSOc_Warm_3A | 3
24484 | 30328 | GA | SRSOc | Warm | SRSOc_Warm_3A | 3
24485 | 30329 | GA | SRSOc | Warm | SRSOc_Warm_3A | 3
24486 | 30333 | GA | SRSOc | Warm | SRSOc_Warm_3A | 3
24487 | 30338 | GA | SRSOc | Warm | SRSOc_Warm_3A | 3
24488 | 30340 | GA | SRSOc | Warm | SRSOc_Warm_3A | 3
24489 | 30341 | GA | SRSOc | Warm | SRSOc_Warm_3A | 3
24490 | 30345 | GA | SRSOc | Warm | SRSOc_Warm_3A | 3
24491 | 30346 | GA | SRSOc | Warm | SRSOc_Warm_3A | 3
24492 | 30350 | GA | SRSOc | Warm | SRSOc_Warm_3A | 3
24493 | 30356 | GA | SRSOc | Warm | SRSOc_Warm_3A | 3
24494 | 30359 | GA | SRSOc | Warm | SRSOc_Warm_3A | 3
24495 | 30360 | GA | SRSOc | Warm | SRSOc_Warm_3A | 3
24496 | 30362 | GA | SRSOc | Warm | SRSOc_Warm_3A | 3
24497 | 30366 | GA | SRSOc | Warm | SRSOc_Warm_3A | 3
24498 | 31107 | GA | SRSOc | Warm | SRSOc_Warm_3A | 3
24499 | 31119 | GA | SRSOc | Warm | SRSOc_Warm_3A | 3
24500 | 31141 | GA | SRSOc | Warm | SRSOc_Warm_3A | 3
24501 | 31145 | GA | SRSOc | Warm | SRSOc_Warm_3A | 3
24502 | 31146 | GA | SRSOc | Warm | SRSOc_Warm_3A | 3
24503 | 39901 | GA | SRSOc | Warm | SRSOc_Warm_3A | 3
24504 | 30003 | GA | SRSOc | Warm | SRSOc_Warm_3A | 3
24505 | 30010 | GA | SRSOc | Warm | SRSOc_Warm_3A | 3
24506 | 30011 | GA | SRSOc | Warm | SRSOc_Warm_3A | 3
24507 | 30017 | GA | SRSOc | Warm | SRSOc_Warm_3A | 3
24508 | 30019 | GA | SRSOc | Warm | SRSOc_Warm_3A | 3
24509 | 30024 | GA | SRSOc | Warm | SRSOc_Warm_3A | 3
24510 | 30042 | GA | SRSOc | Warm | SRSOc_Warm_3A | 3
24511 | 30043 | GA | SRSOc | Warm | SRSOc_Warm_3A | 3
24512 | 30044 | GA | SRSOc | Warm | SRSOc_Warm_3A | 3
24513 | 30045 | GA | SRSOc | Warm | SRSOc_Warm_3A | 3
24514 | 30046 | GA | SRSOc | Warm | SRSOc_Warm_3A | 3
24515 | 30047 | GA | SRSOc | Warm | SRSOc_Warm_3A | 3
24516 | 30048 | GA | SRSOc | Warm | SRSOc_Warm_3A | 3
24517 | 30049 | GA | SRSOc | Warm | SRSOc_Warm_3A | 3
24518 | 30052 | GA | SRSOc | Warm | SRSOc_Warm_3A | 3
24519 | 30078 | GA | SRSOc | Warm | SRSOc_Warm_3A | 3
24520 | 30091 | GA | SRSOc | Warm | SRSOc_Warm_3A | 3
24521 | 30092 | GA | SRSOc | Warm | SRSOc_Warm_3A | 3
24522 | 30095 | GA | SRSOc | Warm | SRSOc_Warm_3A | 3
24523 | 30096 | GA | SRSOc | Warm | SRSOc_Warm_3A | 3
24524 | 30097 | GA | SRSOc | Warm | SRSOc_Warm_3A | 3
24525 | 30099 | GA | SRSOc | Warm | SRSOc_Warm_3A | 3
24526 | 30515 | GA | SRSOc | Warm | SRSOc_Warm_3A | 3
24527 | 30517 | GA | SRSOc | Warm | SRSOc_Warm_3A | 3
24528 | 30518 | GA | SRSOc | Warm | SRSOc_Warm_3A | 3
24529 | 30519 | GA | SRSOc | Warm | SRSOc_Warm_3A | 3
24530 | 30548 | GA | SRSOc | Warm | SRSOc_Warm_3A | 3
24531 | 30620 | GA | SRSOc | Warm | SRSOc_Warm_3A | 3
24532 | 30680 | GA | SRSOc | Warm | SRSOc_Warm_3A | 3
24533 | 30004 | GA | SRSOc | Warm | SRSOc_Warm_3A | 3
24534 | 30005 | GA | SRSOc | Warm | SRSOc_Warm_3A | 3
24535 | 30028 | GA | SRSOc | Warm | SRSOc_Warm_3A | 3
24536 | 30040 | GA | SRSOc | Warm | SRSOc_Warm_3A | 3
24537 | 30041 | GA | SRSOc | Warm | SRSOc_Warm_3A | 3
24538 | 30107 | GA | SRSOc | Warm | SRSOc_Warm_3A | 3
24539 | 30506 | GA | SRSOc | Warm | SRSOc_Warm_3A | 3
24540 | 30534 | GA | SRSOc | Warm | SRSOc_Warm_3A | 3
24541 | 30066 | GA | SRSOc | Warm | SRSOc_Warm_3A | 3
24542 | 30075 | GA | SRSOc | Warm | SRSOc_Warm_3A | 3
24543 | 30101 | GA | SRSOc | Warm | SRSOc_Warm_3A | 3
24544 | 30102 | GA | SRSOc | Warm | SRSOc_Warm_3A | 3
24545 | 30114 | GA | SRSOc | Warm | SRSOc_Warm_3A | 3
24546 | 30115 | GA | SRSOc | Warm | SRSOc_Warm_3A | 3
24547 | 30142 | GA | SRSOc | Warm | SRSOc_Warm_3A | 3
24548 | 30143 | GA | SRSOc | Warm | SRSOc_Warm_3A | 3
24549 | 30146 | GA | SRSOc | Warm | SRSOc_Warm_3A | 3
24550 | 30151 | GA | SRSOc | Warm | SRSOc_Warm_3A | 3
24551 | 30169 | GA | SRSOc | Warm | SRSOc_Warm_3A | 3
24552 | 30183 | GA | SRSOc | Warm | SRSOc_Warm_3A | 3
24553 | 30184 | GA | SRSOc | Warm | SRSOc_Warm_3A | 3
24554 | 30188 | GA | SRSOc | Warm | SRSOc_Warm_3A | 3
24555 | 30189 | GA | SRSOc | Warm | SRSOc_Warm_3A | 3
24556 | 30009 | GA | SRSOc | Warm | SRSOc_Warm_3A | 3
24557 | 30022 | GA | SRSOc | Warm | SRSOc_Warm_3A | 3
24558 | 30023 | GA | SRSOc | Warm | SRSOc_Warm_3A | 3
24559 | 30076 | GA | SRSOc | Warm | SRSOc_Warm_3A | 3
24560 | 30077 | GA | SRSOc | Warm | SRSOc_Warm_3A | 3
24561 | 30098 | GA | SRSOc | Warm | SRSOc_Warm_3A | 3
24562 | 30213 | GA | SRSOc | Warm | SRSOc_Warm_3A | 3
24563 | 30214 | GA | SRSOc | Warm | SRSOc_Warm_3A | 3
24564 | 30265 | GA | SRSOc | Warm | SRSOc_Warm_3A | 3
24565 | 30268 | GA | SRSOc | Warm | SRSOc_Warm_3A | 3
24566 | 30272 | GA | SRSOc | Warm | SRSOc_Warm_3A | 3
24567 | 30291 | GA | SRSOc | Warm | SRSOc_Warm_3A | 3
24568 | 30296 | GA | SRSOc | Warm | SRSOc_Warm_3A | 3
24569 | 30301 | GA | SRSOc | Warm | SRSOc_Warm_3A | 3
24570 | 30302 | GA | SRSOc | Warm | SRSOc_Warm_3A | 3
24571 | 30303 | GA | SRSOc | Warm | SRSOc_Warm_3A | 3
24572 | 30304 | GA | SRSOc | Warm | SRSOc_Warm_3A | 3
24573 | 30305 | GA | SRSOc | Warm | SRSOc_Warm_3A | 3
24574 | 30308 | GA | SRSOc | Warm | SRSOc_Warm_3A | 3
24575 | 30309 | GA | SRSOc | Warm | SRSOc_Warm_3A | 3
24576 | 30310 | GA | SRSOc | Warm | SRSOc_Warm_3A | 3
24577 | 30311 | GA | SRSOc | Warm | SRSOc_Warm_3A | 3
24578 | 30312 | GA | SRSOc | Warm | SRSOc_Warm_3A | 3
24579 | 30313 | GA | SRSOc | Warm | SRSOc_Warm_3A | 3
24580 | 30314 | GA | SRSOc | Warm | SRSOc_Warm_3A | 3
24581 | 30318 | GA | SRSOc | Warm | SRSOc_Warm_3A | 3
24582 | 30321 | GA | SRSOc | Warm | SRSOc_Warm_3A | 3
24583 | 30325 | GA | SRSOc | Warm | SRSOc_Warm_3A | 3
24584 | 30327 | GA | SRSOc | Warm | SRSOc_Warm_3A | 3
24585 | 30331 | GA | SRSOc | Warm | SRSOc_Warm_3A | 3
24586 | 30332 | GA | SRSOc | Warm | SRSOc_Warm_3A | 3
24587 | 30334 | GA | SRSOc | Warm | SRSOc_Warm_3A | 3
24588 | 30336 | GA | SRSOc | Warm | SRSOc_Warm_3A | 3
24589 | 30337 | GA | SRSOc | Warm | SRSOc_Warm_3A | 3
24590 | 30339 | GA | SRSOc | Warm | SRSOc_Warm_3A | 3
24591 | 30342 | GA | SRSOc | Warm | SRSOc_Warm_3A | 3
24592 | 30343 | GA | SRSOc | Warm | SRSOc_Warm_3A | 3
24593 | 30344 | GA | SRSOc | Warm | SRSOc_Warm_3A | 3
24594 | 30349 | GA | SRSOc | Warm | SRSOc_Warm_3A | 3
24595 | 30354 | GA | SRSOc | Warm | SRSOc_Warm_3A | 3
24596 | 30355 | GA | SRSOc | Warm | SRSOc_Warm_3A | 3
24597 | 30357 | GA | SRSOc | Warm | SRSOc_Warm_3A | 3
24598 | 30358 | GA | SRSOc | Warm | SRSOc_Warm_3A | 3
24599 | 30361 | GA | SRSOc | Warm | SRSOc_Warm_3A | 3
24600 | 30363 | GA | SRSOc | Warm | SRSOc_Warm_3A | 3
24601 | 30364 | GA | SRSOc | Warm | SRSOc_Warm_3A | 3
24602 | 30368 | GA | SRSOc | Warm | SRSOc_Warm_3A | 3
24603 | 30369 | GA | SRSOc | Warm | SRSOc_Warm_3A | 3
24604 | 30377 | GA | SRSOc | Warm | SRSOc_Warm_3A | 3
24605 | 30378 | GA | SRSOc | Warm | SRSOc_Warm_3A | 3
24606 | 30380 | GA | SRSOc | Warm | SRSOc_Warm_3A | 3
24607 | 30385 | GA | SRSOc | Warm | SRSOc_Warm_3A | 3
24608 | 30388 | GA | SRSOc | Warm | SRSOc_Warm_3A | 3
24609 | 30396 | GA | SRSOc | Warm | SRSOc_Warm_3A | 3
24610 | 30398 | GA | SRSOc | Warm | SRSOc_Warm_3A | 3
24611 | 31106 | GA | SRSOc | Warm | SRSOc_Warm_3A | 3
24612 | 31126 | GA | SRSOc | Warm | SRSOc_Warm_3A | 3
24613 | 31131 | GA | SRSOc | Warm | SRSOc_Warm_3A | 3
24614 | 31136 | GA | SRSOc | Warm | SRSOc_Warm_3A | 3
24615 | 31150 | GA | SRSOc | Warm | SRSOc_Warm_3A | 3
24616 | 31156 | GA | SRSOc | Warm | SRSOc_Warm_3A | 3
24617 | 30006 | GA | SRSOc | Warm | SRSOc_Warm_3A | 3
24618 | 30007 | GA | SRSOc | Warm | SRSOc_Warm_3A | 3
24619 | 30008 | GA | SRSOc | Warm | SRSOc_Warm_3A | 3
24620 | 30060 | GA | SRSOc | Warm | SRSOc_Warm_3A | 3
24621 | 30061 | GA | SRSOc | Warm | SRSOc_Warm_3A | 3
24622 | 30062 | GA | SRSOc | Warm | SRSOc_Warm_3A | 3
24623 | 30063 | GA | SRSOc | Warm | SRSOc_Warm_3A | 3
24624 | 30064 | GA | SRSOc | Warm | SRSOc_Warm_3A | 3
24625 | 30065 | GA | SRSOc | Warm | SRSOc_Warm_3A | 3
24626 | 30067 | GA | SRSOc | Warm | SRSOc_Warm_3A | 3
24627 | 30068 | GA | SRSOc | Warm | SRSOc_Warm_3A | 3
24628 | 30069 | GA | SRSOc | Warm | SRSOc_Warm_3A | 3
24629 | 30080 | GA | SRSOc | Warm | SRSOc_Warm_3A | 3
24630 | 30081 | GA | SRSOc | Warm | SRSOc_Warm_3A | 3
24631 | 30082 | GA | SRSOc | Warm | SRSOc_Warm_3A | 3
24632 | 30090 | GA | SRSOc | Warm | SRSOc_Warm_3A | 3
24633 | 30106 | GA | SRSOc | Warm | SRSOc_Warm_3A | 3
24634 | 30111 | GA | SRSOc | Warm | SRSOc_Warm_3A | 3
24635 | 30122 | GA | SRSOc | Warm | SRSOc_Warm_3A | 3
24636 | 30126 | GA | SRSOc | Warm | SRSOc_Warm_3A | 3
24637 | 30127 | GA | SRSOc | Warm | SRSOc_Warm_3A | 3
24638 | 30141 | GA | SRSOc | Warm | SRSOc_Warm_3A | 3
24639 | 30144 | GA | SRSOc | Warm | SRSOc_Warm_3A | 3
24640 | 30152 | GA | SRSOc | Warm | SRSOc_Warm_3A | 3
24641 | 30156 | GA | SRSOc | Warm | SRSOc_Warm_3A | 3
24642 | 30157 | GA | SRSOc | Warm | SRSOc_Warm_3A | 3
24643 | 30160 | GA | SRSOc | Warm | SRSOc_Warm_3A | 3
24644 | 30168 | GA | SRSOc | Warm | SRSOc_Warm_3A | 3
24645 | 31139 | GA | SRSOc | Warm | SRSOc_Warm_3A | 3
24646 | 30622 | GA | SRSOc | Warm | SRSOc_Warm_3A | 3
24647 | 30656 | GA | SRSOc | Warm | SRSOc_Warm_3A | 3
24648 | 30666 | GA | SRSOc | Warm | SRSOc_Warm_3A | 3
24649 | 30013 | GA | SRSOc | Warm | SRSOc_Warm_3A | 3
24650 | 30016 | GA | SRSOc | Warm | SRSOc_Warm_3A | 3
24651 | 30252 | GA | SRSOc | Warm | SRSOc_Warm_3A | 3
24652 | 30281 | GA | SRSOc | Warm | SRSOc_Warm_3A | 3
24653 | 30014 | GA | SRSOc | Warm | SRSOc_Warm_3A | 3
24654 | 30018 | GA | SRSOc | Warm | SRSOc_Warm_3A | 3
24655 | 30025 | GA | SRSOc | Warm | SRSOc_Warm_3A | 3
24656 | 30054 | GA | SRSOc | Warm | SRSOc_Warm_3A | 3
24657 | 30641 | GA | SRSOc | Warm | SRSOc_Warm_3A | 3
24658 | 30650 | GA | SRSOc | Warm | SRSOc_Warm_3A | 3
24659 | 30655 | GA | SRSOc | Warm | SRSOc_Warm_3A | 3
24660 | 30663 | GA | SRSOc | Warm | SRSOc_Warm_3A | 3
24661 | 30015 | GA | SRSOc | Warm | SRSOc_Warm_3A | 3
24662 | 30055 | GA | SRSOc | Warm | SRSOc_Warm_3A | 3
24663 | 30056 | GA | SRSOc | Warm | SRSOc_Warm_3A | 3
24664 | 30070 | GA | SRSOc | Warm | SRSOc_Warm_3A | 3
24665 | 30233 | GA | SRSOc | Warm | SRSOc_Warm_3A | 3
24666 | 31064 | GA | SRSOc | Warm | SRSOc_Warm_3A | 3
24667 | 31024 | GA | SRSOc | Warm | SRSOc_Warm_3A | 3
24668 | 31038 | GA | SRSOc | Warm | SRSOc_Warm_3A | 3
24669 | 31085 | GA | SRSOc | Warm | SRSOc_Warm_3A | 3
24670 | 30621 | GA | SRSOc | Warm | SRSOc_Warm_3A | 3
24671 | 30623 | GA | SRSOc | Warm | SRSOc_Warm_3A | 3
24672 | 30625 | GA | SRSOc | Warm | SRSOc_Warm_3A | 3
24673 | 30642 | GA | SRSOc | Warm | SRSOc_Warm_3A | 3
24674 | 30120 | GA | SRSOc | Warm | SRSOc_Warm_3A | 3
24675 | 30132 | GA | SRSOc | Warm | SRSOc_Warm_3A | 3
24676 | 30134 | GA | SRSOc | Warm | SRSOc_Warm_3A | 3
24677 | 30153 | GA | SRSOc | Warm | SRSOc_Warm_3A | 3
24678 | 30178 | GA | SRSOc | Warm | SRSOc_Warm_3A | 3
24679 | 30179 | GA | SRSOc | Warm | SRSOc_Warm_3A | 3
24680 | 30180 | GA | SRSOc | Warm | SRSOc_Warm_3A | 3
24681 | 30103 | GA | SRSOc | Warm | SRSOc_Warm_3A | 3
24682 | 30104 | GA | SRSOc | Warm | SRSOc_Warm_3A | 3
24683 | 30121 | GA | SRSOc | Warm | SRSOc_Warm_3A | 3
24684 | 30123 | GA | SRSOc | Warm | SRSOc_Warm_3A | 3
24685 | 30137 | GA | SRSOc | Warm | SRSOc_Warm_3A | 3
24686 | 30139 | GA | SRSOc | Warm | SRSOc_Warm_3A | 3
24687 | 30145 | GA | SRSOc | Warm | SRSOc_Warm_3A | 3
24688 | 30161 | GA | SRSOc | Warm | SRSOc_Warm_3A | 3
24689 | 30171 | GA | SRSOc | Warm | SRSOc_Warm_3A | 3
24690 | 30113 | GA | SRSOc | Warm | SRSOc_Warm_3A | 3
24691 | 30138 | GA | SRSOc | Warm | SRSOc_Warm_3A | 3
24692 | 30133 | GA | SRSOc | Warm | SRSOc_Warm_3A | 3
24693 | 30135 | GA | SRSOc | Warm | SRSOc_Warm_3A | 3
24694 | 30154 | GA | SRSOc | Warm | SRSOc_Warm_3A | 3
24695 | 30185 | GA | SRSOc | Warm | SRSOc_Warm_3A | 3
24696 | 30187 | GA | SRSOc | Warm | SRSOc_Warm_3A | 3
24697 | 30108 | GA | SRSOc | Warm | SRSOc_Warm_3A | 3
24698 | 30109 | GA | SRSOc | Warm | SRSOc_Warm_3A | 3
24699 | 30110 | GA | SRSOc | Warm | SRSOc_Warm_3A | 3
24700 | 30112 | GA | SRSOc | Warm | SRSOc_Warm_3A | 3
24701 | 30116 | GA | SRSOc | Warm | SRSOc_Warm_3A | 3
24702 | 30117 | GA | SRSOc | Warm | SRSOc_Warm_3A | 3
24703 | 30118 | GA | SRSOc | Warm | SRSOc_Warm_3A | 3
24704 | 30119 | GA | SRSOc | Warm | SRSOc_Warm_3A | 3
24705 | 30150 | GA | SRSOc | Warm | SRSOc_Warm_3A | 3
24706 | 30170 | GA | SRSOc | Warm | SRSOc_Warm_3A | 3
24707 | 30182 | GA | SRSOc | Warm | SRSOc_Warm_3A | 3
24708 | 30217 | GA | SRSOc | Warm | SRSOc_Warm_3A | 3
24709 | 30230 | GA | SRSOc | Warm | SRSOc_Warm_3A | 3
24710 | 30240 | GA | SRSOc | Warm | SRSOc_Warm_3A | 3
24711 | 30263 | GA | SRSOc | Warm | SRSOc_Warm_3A | 3
24712 | 30140 | GA | SRSOc | Warm | SRSOc_Warm_3A | 3
24713 | 30176 | GA | SRSOc | Warm | SRSOc_Warm_3A | 3
24714 | 30204 | GA | SRSOc | Warm | SRSOc_Warm_3A | 3
24715 | 30224 | GA | SRSOc | Warm | SRSOc_Warm_3A | 3
24716 | 30256 | GA | SRSOc | Warm | SRSOc_Warm_3A | 3
24717 | 30257 | GA | SRSOc | Warm | SRSOc_Warm_3A | 3
24718 | 30285 | GA | SRSOc | Warm | SRSOc_Warm_3A | 3
24719 | 30295 | GA | SRSOc | Warm | SRSOc_Warm_3A | 3
24720 | 31016 | GA | SRSOc | Warm | SRSOc_Warm_3A | 3
24721 | 31097 | GA | SRSOc | Warm | SRSOc_Warm_3A | 3
24722 | 30216 | GA | SRSOc | Warm | SRSOc_Warm_3A | 3
24723 | 31004 | GA | SRSOc | Warm | SRSOc_Warm_3A | 3
24724 | 31029 | GA | SRSOc | Warm | SRSOc_Warm_3A | 3
24725 | 31046 | GA | SRSOc | Warm | SRSOc_Warm_3A | 3
24726 | 31066 | GA | SRSOc | Warm | SRSOc_Warm_3A | 3
24727 | 31086 | GA | SRSOc | Warm | SRSOc_Warm_3A | 3
24728 | 31210 | GA | SRSOc | Warm | SRSOc_Warm_3A | 3
24729 | 31220 | GA | SRSOc | Warm | SRSOc_Warm_3A | 3
24730 | 30258 | GA | SRSOc | Warm | SRSOc_Warm_3A | 3
24731 | 30286 | GA | SRSOc | Warm | SRSOc_Warm_3A | 3
24732 | 30205 | GA | SRSOc | Warm | SRSOc_Warm_3A | 3
24733 | 30212 | GA | SRSOc | Warm | SRSOc_Warm_3A | 3
24734 | 30223 | GA | SRSOc | Warm | SRSOc_Warm_3A | 3
24735 | 30228 | GA | SRSOc | Warm | SRSOc_Warm_3A | 3
24736 | 30248 | GA | SRSOc | Warm | SRSOc_Warm_3A | 3
24737 | 30266 | GA | SRSOc | Warm | SRSOc_Warm_3A | 3
24738 | 30284 | GA | SRSOc | Warm | SRSOc_Warm_3A | 3
24739 | 30292 | GA | SRSOc | Warm | SRSOc_Warm_3A | 3
24740 | 30215 | GA | SRSOc | Warm | SRSOc_Warm_3A | 3
24741 | 30238 | GA | SRSOc | Warm | SRSOc_Warm_3A | 3
24742 | 30269 | GA | SRSOc | Warm | SRSOc_Warm_3A | 3
24743 | 30276 | GA | SRSOc | Warm | SRSOc_Warm_3A | 3
24744 | 30290 | GA | SRSOc | Warm | SRSOc_Warm_3A | 3
24745 | 31169 | GA | SRSOc | Warm | SRSOc_Warm_3A | 3
24746 | 30206 | GA | SRSOc | Warm | SRSOc_Warm_3A | 3
24747 | 30236 | GA | SRSOc | Warm | SRSOc_Warm_3A | 3
24748 | 30237 | GA | SRSOc | Warm | SRSOc_Warm_3A | 3
24749 | 30250 | GA | SRSOc | Warm | SRSOc_Warm_3A | 3
24750 | 30260 | GA | SRSOc | Warm | SRSOc_Warm_3A | 3
24751 | 30273 | GA | SRSOc | Warm | SRSOc_Warm_3A | 3
24752 | 30274 | GA | SRSOc | Warm | SRSOc_Warm_3A | 3
24753 | 30287 | GA | SRSOc | Warm | SRSOc_Warm_3A | 3
24754 | 30297 | GA | SRSOc | Warm | SRSOc_Warm_3A | 3
24755 | 30298 | GA | SRSOc | Warm | SRSOc_Warm_3A | 3
24756 | 30320 | GA | SRSOc | Warm | SRSOc_Warm_3A | 3
24757 | 30234 | GA | SRSOc | Warm | SRSOc_Warm_3A | 3
24758 | 30220 | GA | SRSOc | Warm | SRSOc_Warm_3A | 3
24759 | 30241 | GA | SRSOc | Warm | SRSOc_Warm_3A | 3
24760 | 30261 | GA | SRSOc | Warm | SRSOc_Warm_3A | 3
24761 | 31822 | GA | SRSOc | Warm | SRSOc_Warm_3A | 3
24762 | 31833 | GA | SRSOc | Warm | SRSOc_Warm_3A | 3
24763 | 30229 | GA | SRSOc | Warm | SRSOc_Warm_3A | 3
24764 | 30259 | GA | SRSOc | Warm | SRSOc_Warm_3A | 3
24765 | 30264 | GA | SRSOc | Warm | SRSOc_Warm_3A | 3
24766 | 30271 | GA | SRSOc | Warm | SRSOc_Warm_3A | 3
24767 | 30275 | GA | SRSOc | Warm | SRSOc_Warm_3A | 3
24768 | 30277 | GA | SRSOc | Warm | SRSOc_Warm_3A | 3
24769 | 30289 | GA | SRSOc | Warm | SRSOc_Warm_3A | 3
24770 | 30218 | GA | SRSOc | Warm | SRSOc_Warm_3A | 3
24771 | 30222 | GA | SRSOc | Warm | SRSOc_Warm_3A | 3
24772 | 30251 | GA | SRSOc | Warm | SRSOc_Warm_3A | 3
24773 | 30293 | GA | SRSOc | Warm | SRSOc_Warm_3A | 3
24774 | 31816 | GA | SRSOc | Warm | SRSOc_Warm_3A | 3
24775 | 31830 | GA | SRSOc | Warm | SRSOc_Warm_3A | 3
24776 | 30253 | GA | SRSOc | Warm | SRSOc_Warm_3A | 3
24777 | 30401 | GA | SRSOc | Warm | SRSOc_Warm_3A | 3
24778 | 30425 | GA | SRSOc | Warm | SRSOc_Warm_3A | 3
24779 | 30436 | GA | SRSOc | Warm | SRSOc_Warm_3A | 3
24780 | 30439 | GA | SRSOc | Warm | SRSOc_Warm_3A | 3
24781 | 30441 | GA | SRSOc | Warm | SRSOc_Warm_3A | 3
24782 | 30442 | GA | SRSOc | Warm | SRSOc_Warm_3A | 3
24783 | 30448 | GA | SRSOc | Warm | SRSOc_Warm_3A | 3
24784 | 30450 | GA | SRSOc | Warm | SRSOc_Warm_3A | 3
24785 | 30457 | GA | SRSOc | Warm | SRSOc_Warm_3A | 3
24786 | 30464 | GA | SRSOc | Warm | SRSOc_Warm_3A | 3
24787 | 30471 | GA | SRSOc | Warm | SRSOc_Warm_3A | 3
24788 | 30474 | GA | SRSOc | Warm | SRSOc_Warm_3A | 3
24789 | 30477 | GA | SRSOc | Warm | SRSOc_Warm_3A | 3
24790 | 31002 | GA | SRSOc | Warm | SRSOc_Warm_3A | 3
24791 | 31049 | GA | SRSOc | Warm | SRSOc_Warm_3A | 3
24792 | 30410 | GA | SRSOc | Warm | SRSOc_Warm_3A | 3
24793 | 30412 | GA | SRSOc | Warm | SRSOc_Warm_3A | 3
24794 | 30445 | GA | SRSOc | Warm | SRSOc_Warm_3A | 3
24795 | 30470 | GA | SRSOc | Warm | SRSOc_Warm_3A | 3
24796 | 30473 | GA | SRSOc | Warm | SRSOc_Warm_3A | 3
24797 | 30411 | GA | SRSOc | Warm | SRSOc_Warm_3A | 3
24798 | 30428 | GA | SRSOc | Warm | SRSOc_Warm_3A | 3
24799 | 31037 | GA | SRSOc | Warm | SRSOc_Warm_3A | 3
24800 | 31549 | GA | SRSOc | Warm | SRSOc_Warm_3A | 3
24801 | 30454 | GA | SRSOc | Warm | SRSOc_Warm_3A | 3
24802 | 31009 | GA | SRSOc | Warm | SRSOc_Warm_3A | 3
24803 | 31011 | GA | SRSOc | Warm | SRSOc_Warm_3A | 3
24804 | 31012 | GA | SRSOc | Warm | SRSOc_Warm_3A | 3
24805 | 31017 | GA | SRSOc | Warm | SRSOc_Warm_3A | 3
24806 | 31019 | GA | SRSOc | Warm | SRSOc_Warm_3A | 3
24807 | 31021 | GA | SRSOc | Warm | SRSOc_Warm_3A | 3
24808 | 31022 | GA | SRSOc | Warm | SRSOc_Warm_3A | 3
24809 | 31027 | GA | SRSOc | Warm | SRSOc_Warm_3A | 3
24810 | 31040 | GA | SRSOc | Warm | SRSOc_Warm_3A | 3
24811 | 31042 | GA | SRSOc | Warm | SRSOc_Warm_3A | 3
24812 | 31065 | GA | SRSOc | Warm | SRSOc_Warm_3A | 3
24813 | 31075 | GA | SRSOc | Warm | SRSOc_Warm_3A | 3
24814 | 31096 | GA | SRSOc | Warm | SRSOc_Warm_3A | 3
24815 | 30413 | GA | SRSOc | Warm | SRSOc_Warm_3A | 3
24816 | 30820 | GA | SRSOc | Warm | SRSOc_Warm_3A | 3
24817 | 31018 | GA | SRSOc | Warm | SRSOc_Warm_3A | 3
24818 | 31035 | GA | SRSOc | Warm | SRSOc_Warm_3A | 3
24819 | 31067 | GA | SRSOc | Warm | SRSOc_Warm_3A | 3
24820 | 31082 | GA | SRSOc | Warm | SRSOc_Warm_3A | 3
24821 | 31087 | GA | SRSOc | Warm | SRSOc_Warm_3A | 3
24822 | 31089 | GA | SRSOc | Warm | SRSOc_Warm_3A | 3
24823 | 31094 | GA | SRSOc | Warm | SRSOc_Warm_3A | 3
24824 | 30434 | GA | SRSOc | Warm | SRSOc_Warm_3A | 3
24825 | 30803 | GA | SRSOc | Warm | SRSOc_Warm_3A | 3
24826 | 30810 | GA | SRSOc | Warm | SRSOc_Warm_3A | 3
24827 | 30816 | GA | SRSOc | Warm | SRSOc_Warm_3A | 3
24828 | 30818 | GA | SRSOc | Warm | SRSOc_Warm_3A | 3
24829 | 30823 | GA | SRSOc | Warm | SRSOc_Warm_3A | 3
24830 | 30833 | GA | SRSOc | Warm | SRSOc_Warm_3A | 3
24831 | 30415 | GA | SRSOc | Warm | SRSOc_Warm_3A | 3
24832 | 30458 | GA | SRSOc | Warm | SRSOc_Warm_3A | 3
24833 | 30459 | GA | SRSOc | Warm | SRSOc_Warm_3A | 3
24834 | 30460 | GA | SRSOc | Warm | SRSOc_Warm_3A | 3
24835 | 30461 | GA | SRSOc | Warm | SRSOc_Warm_3A | 3
24836 | 31308 | GA | SRSOc | Warm | SRSOc_Warm_3A | 3
24837 | 31321 | GA | SRSOc | Warm | SRSOc_Warm_3A | 3
24838 | 30451 | GA | SRSOc | Warm | SRSOc_Warm_3A | 3
24839 | 30424 | GA | SRSOc | Warm | SRSOc_Warm_3A | 3
24840 | 30426 | GA | SRSOc | Warm | SRSOc_Warm_3A | 3
24841 | 30446 | GA | SRSOc | Warm | SRSOc_Warm_3A | 3
24842 | 30449 | GA | SRSOc | Warm | SRSOc_Warm_3A | 3
24843 | 30455 | GA | SRSOc | Warm | SRSOc_Warm_3A | 3
24844 | 30467 | GA | SRSOc | Warm | SRSOc_Warm_3A | 3
24845 | 30456 | GA | SRSOc | Warm | SRSOc_Warm_3A | 3
24846 | 30822 | GA | SRSOc | Warm | SRSOc_Warm_3A | 3
24847 | 30805 | GA | SRSOc | Warm | SRSOc_Warm_3A | 3
24848 | 30815 | GA | SRSOc | Warm | SRSOc_Warm_3A | 3
24849 | 30830 | GA | SRSOc | Warm | SRSOc_Warm_3A | 3
24850 | 30624 | GA | SRSOc | Warm | SRSOc_Warm_3A | 3
24851 | 30634 | GA | SRSOc | Warm | SRSOc_Warm_3A | 3
24852 | 30635 | GA | SRSOc | Warm | SRSOc_Warm_3A | 3
24853 | 30643 | GA | SRSOc | Warm | SRSOc_Warm_3A | 3
24854 | 30549 | GA | SRSOc | Warm | SRSOc_Warm_3A | 3
24855 | 30565 | GA | SRSOc | Warm | SRSOc_Warm_3A | 3
24856 | 30599 | GA | SRSOc | Warm | SRSOc_Warm_3A | 3
24857 | 30601 | GA | SRSOc | Warm | SRSOc_Warm_3A | 3
24858 | 30607 | GA | SRSOc | Warm | SRSOc_Warm_3A | 3
24859 | 30646 | GA | SRSOc | Warm | SRSOc_Warm_3A | 3
24860 | 30627 | GA | SRSOc | Warm | SRSOc_Warm_3A | 3
24861 | 30628 | GA | SRSOc | Warm | SRSOc_Warm_3A | 3
24862 | 30629 | GA | SRSOc | Warm | SRSOc_Warm_3A | 3
24863 | 30647 | GA | SRSOc | Warm | SRSOc_Warm_3A | 3
24864 | 30683 | GA | SRSOc | Warm | SRSOc_Warm_3A | 3
24865 | 30602 | GA | SRSOc | Warm | SRSOc_Warm_3A | 3
24866 | 30603 | GA | SRSOc | Warm | SRSOc_Warm_3A | 3
24867 | 30604 | GA | SRSOc | Warm | SRSOc_Warm_3A | 3
24868 | 30605 | GA | SRSOc | Warm | SRSOc_Warm_3A | 3
24869 | 30606 | GA | SRSOc | Warm | SRSOc_Warm_3A | 3
24870 | 30608 | GA | SRSOc | Warm | SRSOc_Warm_3A | 3
24871 | 30609 | GA | SRSOc | Warm | SRSOc_Warm_3A | 3
24872 | 30619 | GA | SRSOc | Warm | SRSOc_Warm_3A | 3
24873 | 30638 | GA | SRSOc | Warm | SRSOc_Warm_3A | 3
24874 | 30645 | GA | SRSOc | Warm | SRSOc_Warm_3A | 3
24875 | 30677 | GA | SRSOc | Warm | SRSOc_Warm_3A | 3
24876 | 30630 | GA | SRSOc | Warm | SRSOc_Warm_3A | 3
24877 | 30648 | GA | SRSOc | Warm | SRSOc_Warm_3A | 3
24878 | 30660 | GA | SRSOc | Warm | SRSOc_Warm_3A | 3
24879 | 30667 | GA | SRSOc | Warm | SRSOc_Warm_3A | 3
24880 | 30669 | GA | SRSOc | Warm | SRSOc_Warm_3A | 3
24881 | 31026 | GA | SRSOc | Warm | SRSOc_Warm_3A | 3
24882 | 31061 | GA | SRSOc | Warm | SRSOc_Warm_3A | 3
24883 | 30631 | GA | SRSOc | Warm | SRSOc_Warm_3A | 3
24884 | 30664 | GA | SRSOc | Warm | SRSOc_Warm_3A | 3
24885 | 30673 | GA | SRSOc | Warm | SRSOc_Warm_3A | 3
24886 | 30678 | GA | SRSOc | Warm | SRSOc_Warm_3A | 3
24887 | 30665 | GA | SRSOc | Warm | SRSOc_Warm_3A | 3
24888 | 30668 | GA | SRSOc | Warm | SRSOc_Warm_3A | 3
24889 | 30817 | GA | SRSOc | Warm | SRSOc_Warm_3A | 3
24890 | 31045 | GA | SRSOc | Warm | SRSOc_Warm_3A | 3
24891 | 30802 | GA | SRSOc | Warm | SRSOc_Warm_3A | 3
24892 | 30809 | GA | SRSOc | Warm | SRSOc_Warm_3A | 3
24893 | 30813 | GA | SRSOc | Warm | SRSOc_Warm_3A | 3
24894 | 30814 | GA | SRSOc | Warm | SRSOc_Warm_3A | 3
24895 | 30824 | GA | SRSOc | Warm | SRSOc_Warm_3A | 3
24896 | 30907 | GA | SRSOc | Warm | SRSOc_Warm_3A | 3
24897 | 30909 | GA | SRSOc | Warm | SRSOc_Warm_3A | 3
24898 | 30917 | GA | SRSOc | Warm | SRSOc_Warm_3A | 3
24899 | 30806 | GA | SRSOc | Warm | SRSOc_Warm_3A | 3
24900 | 30808 | GA | SRSOc | Warm | SRSOc_Warm_3A | 3
24901 | 30821 | GA | SRSOc | Warm | SRSOc_Warm_3A | 3
24902 | 30828 | GA | SRSOc | Warm | SRSOc_Warm_3A | 3
24903 | 30812 | GA | SRSOc | Warm | SRSOc_Warm_3A | 3
24904 | 30901 | GA | SRSOc | Warm | SRSOc_Warm_3A | 3
24905 | 30903 | GA | SRSOc | Warm | SRSOc_Warm_3A | 3
24906 | 30904 | GA | SRSOc | Warm | SRSOc_Warm_3A | 3
24907 | 30905 | GA | SRSOc | Warm | SRSOc_Warm_3A | 3
24908 | 30906 | GA | SRSOc | Warm | SRSOc_Warm_3A | 3
24909 | 30912 | GA | SRSOc | Warm | SRSOc_Warm_3A | 3
24910 | 30914 | GA | SRSOc | Warm | SRSOc_Warm_3A | 3
24911 | 30916 | GA | SRSOc | Warm | SRSOc_Warm_3A | 3
24912 | 30919 | GA | SRSOc | Warm | SRSOc_Warm_3A | 3
24913 | 30807 | GA | SRSOc | Warm | SRSOc_Warm_3A | 3
24914 | 30819 | GA | SRSOc | Warm | SRSOc_Warm_3A | 3
24915 | 31001 | GA | SRSOc | Warm | SRSOc_Warm_3A | 3
24916 | 31015 | GA | SRSOc | Warm | SRSOc_Warm_3A | 3
24917 | 31071 | GA | SRSOc | Warm | SRSOc_Warm_3A | 3
24918 | 31072 | GA | SRSOc | Warm | SRSOc_Warm_3A | 3
24919 | 31079 | GA | SRSOc | Warm | SRSOc_Warm_3A | 3
24920 | 31092 | GA | SRSOc | Warm | SRSOc_Warm_3A | 3
24921 | 31750 | GA | SRSOc | Warm | SRSOc_Warm_3A | 3
24922 | 31003 | GA | SRSOc | Warm | SRSOc_Warm_3A | 3
24923 | 31031 | GA | SRSOc | Warm | SRSOc_Warm_3A | 3
24924 | 31044 | GA | SRSOc | Warm | SRSOc_Warm_3A | 3
24925 | 31054 | GA | SRSOc | Warm | SRSOc_Warm_3A | 3
24926 | 31090 | GA | SRSOc | Warm | SRSOc_Warm_3A | 3
24927 | 31005 | GA | SRSOc | Warm | SRSOc_Warm_3A | 3
24928 | 31008 | GA | SRSOc | Warm | SRSOc_Warm_3A | 3
24929 | 31013 | GA | SRSOc | Warm | SRSOc_Warm_3A | 3
24930 | 31025 | GA | SRSOc | Warm | SRSOc_Warm_3A | 3
24931 | 31028 | GA | SRSOc | Warm | SRSOc_Warm_3A | 3
24932 | 31030 | GA | SRSOc | Warm | SRSOc_Warm_3A | 3
24933 | 31036 | GA | SRSOc | Warm | SRSOc_Warm_3A | 3
24934 | 31047 | GA | SRSOc | Warm | SRSOc_Warm_3A | 3
24935 | 31069 | GA | SRSOc | Warm | SRSOc_Warm_3A | 3
24936 | 31088 | GA | SRSOc | Warm | SRSOc_Warm_3A | 3
24937 | 31091 | GA | SRSOc | Warm | SRSOc_Warm_3A | 3
24938 | 31093 | GA | SRSOc | Warm | SRSOc_Warm_3A | 3
24939 | 31095 | GA | SRSOc | Warm | SRSOc_Warm_3A | 3
24940 | 31098 | GA | SRSOc | Warm | SRSOc_Warm_3A | 3
24941 | 31006 | GA | SRSOc | Warm | SRSOc_Warm_3A | 3
24942 | 31801 | GA | SRSOc | Warm | SRSOc_Warm_3A | 3
24943 | 31810 | GA | SRSOc | Warm | SRSOc_Warm_3A | 3
24944 | 31812 | GA | SRSOc | Warm | SRSOc_Warm_3A | 3
24945 | 31826 | GA | SRSOc | Warm | SRSOc_Warm_3A | 3
24946 | 31827 | GA | SRSOc | Warm | SRSOc_Warm_3A | 3
24947 | 31831 | GA | SRSOc | Warm | SRSOc_Warm_3A | 3
24948 | 31836 | GA | SRSOc | Warm | SRSOc_Warm_3A | 3
24949 | 31039 | GA | SRSOc | Warm | SRSOc_Warm_3A | 3
24950 | 31041 | GA | SRSOc | Warm | SRSOc_Warm_3A | 3
24951 | 31058 | GA | SRSOc | Warm | SRSOc_Warm_3A | 3
24952 | 31068 | GA | SRSOc | Warm | SRSOc_Warm_3A | 3
24953 | 31076 | GA | SRSOc | Warm | SRSOc_Warm_3A | 3
24954 | 31081 | GA | SRSOc | Warm | SRSOc_Warm_3A | 3
24955 | 31007 | GA | SRSOc | Warm | SRSOc_Warm_3A | 3
24956 | 31051 | GA | SRSOc | Warm | SRSOc_Warm_3A | 3
24957 | 31063 | GA | SRSOc | Warm | SRSOc_Warm_3A | 3
24958 | 31070 | GA | SRSOc | Warm | SRSOc_Warm_3A | 3
24959 | 31050 | GA | SRSOc | Warm | SRSOc_Warm_3A | 3
24960 | 31052 | GA | SRSOc | Warm | SRSOc_Warm_3A | 3
24961 | 31078 | GA | SRSOc | Warm | SRSOc_Warm_3A | 3
24962 | 31010 | GA | SRSOc | Warm | SRSOc_Warm_3A | 3
24963 | 31712 | GA | SRSOc | Warm | SRSOc_Warm_3A | 3
24964 | 31714 | GA | SRSOc | Warm | SRSOc_Warm_3A | 3
24965 | 31796 | GA | SRSOc | Warm | SRSOc_Warm_3A | 3
24966 | 31055 | GA | SRSOc | Warm | SRSOc_Warm_3A | 3
24967 | 31060 | GA | SRSOc | Warm | SRSOc_Warm_3A | 3
24968 | 31077 | GA | SRSOc | Warm | SRSOc_Warm_3A | 3
24969 | 31083 | GA | SRSOc | Warm | SRSOc_Warm_3A | 3
24970 | 31544 | GA | SRSOc | Warm | SRSOc_Warm_3A | 3
24971 | 31014 | GA | SRSOc | Warm | SRSOc_Warm_3A | 3
24972 | 31023 | GA | SRSOc | Warm | SRSOc_Warm_3A | 3
24973 | 31020 | GA | SRSOc | Warm | SRSOc_Warm_3A | 3
24974 | 31217 | GA | SRSOc | Warm | SRSOc_Warm_3A | 3
24975 | 31201 | GA | SRSOc | Warm | SRSOc_Warm_3A | 3
24976 | 31202 | GA | SRSOc | Warm | SRSOc_Warm_3A | 3
24977 | 31203 | GA | SRSOc | Warm | SRSOc_Warm_3A | 3
24978 | 31204 | GA | SRSOc | Warm | SRSOc_Warm_3A | 3
24979 | 31205 | GA | SRSOc | Warm | SRSOc_Warm_3A | 3
24980 | 31206 | GA | SRSOc | Warm | SRSOc_Warm_3A | 3
24981 | 31207 | GA | SRSOc | Warm | SRSOc_Warm_3A | 3
24982 | 31208 | GA | SRSOc | Warm | SRSOc_Warm_3A | 3
24983 | 31209 | GA | SRSOc | Warm | SRSOc_Warm_3A | 3
24984 | 31211 | GA | SRSOc | Warm | SRSOc_Warm_3A | 3
24985 | 31213 | GA | SRSOc | Warm | SRSOc_Warm_3A | 3
24986 | 31216 | GA | SRSOc | Warm | SRSOc_Warm_3A | 3
24987 | 31221 | GA | SRSOc | Warm | SRSOc_Warm_3A | 3
24988 | 31295 | GA | SRSOc | Warm | SRSOc_Warm_3A | 3
24989 | 31057 | GA | SRSOc | Warm | SRSOc_Warm_3A | 3
24990 | 31711 | GA | SRSOc | Warm | SRSOc_Warm_3A | 3
24991 | 31806 | GA | SRSOc | Warm | SRSOc_Warm_3A | 3
24992 | 31033 | GA | SRSOc | Warm | SRSOc_Warm_3A | 3
24993 | 31034 | GA | SRSOc | Warm | SRSOc_Warm_3A | 3
24994 | 31059 | GA | SRSOc | Warm | SRSOc_Warm_3A | 3
24995 | 31062 | GA | SRSOc | Warm | SRSOc_Warm_3A | 3
24996 | 31032 | GA | SRSOc | Warm | SRSOc_Warm_3A | 3
24997 | 31803 | GA | SRSOc | Warm | SRSOc_Warm_3A | 3
24998 | 31805 | GA | SRSOc | Warm | SRSOc_Warm_3A | 3
24999 | 31824 | GA | SRSOc | Warm | SRSOc_Warm_3A | 3
25000 | 31719 | GA | SRSOc | Warm | SRSOc_Warm_3A | 3
25001 | 31519 | GA | SRSOc | Warm | SRSOc_Warm_3A | 3
25002 | 31774 | GA | SRSOc | Warm | SRSOc_Warm_3A | 3
25003 | 31783 | GA | SRSOc | Warm | SRSOc_Warm_3A | 3
25004 | 31798 | GA | SRSOc | Warm | SRSOc_Warm_3A | 3
25005 | 31512 | GA | SRSOc | Warm | SRSOc_Warm_3A | 3
25006 | 31533 | GA | SRSOc | Warm | SRSOc_Warm_3A | 3
25007 | 31534 | GA | SRSOc | Warm | SRSOc_Warm_3A | 3
25008 | 31535 | GA | SRSOc | Warm | SRSOc_Warm_3A | 3
25009 | 31567 | GA | SRSOc | Warm | SRSOc_Warm_3A | 3
25010 | 31642 | GA | SRSOc | Warm | SRSOc_Warm_3A | 3
25011 | 31650 | GA | SRSOc | Warm | SRSOc_Warm_3A | 3
25012 | 31733 | GA | SRSOc | Warm | SRSOc_Warm_3A | 3
25013 | 31749 | GA | SRSOc | Warm | SRSOc_Warm_3A | 3
25014 | 31769 | GA | SRSOc | Warm | SRSOc_Warm_3A | 3
25015 | 31790 | GA | SRSOc | Warm | SRSOc_Warm_3A | 3
25016 | 31727 | GA | SRSOc | Warm | SRSOc_Warm_3A | 3
25017 | 31775 | GA | SRSOc | Warm | SRSOc_Warm_3A | 3
25018 | 31793 | GA | SRSOc | Warm | SRSOc_Warm_3A | 3
25019 | 31795 | GA | SRSOc | Warm | SRSOc_Warm_3A | 3
25020 | 31701 | GA | SRSOc | Warm | SRSOc_Warm_3A | 3
25021 | 31702 | GA | SRSOc | Warm | SRSOc_Warm_3A | 3
25022 | 31703 | GA | SRSOc | Warm | SRSOc_Warm_3A | 3
25023 | 31704 | GA | SRSOc | Warm | SRSOc_Warm_3A | 3
25024 | 31705 | GA | SRSOc | Warm | SRSOc_Warm_3A | 3
25025 | 31706 | GA | SRSOc | Warm | SRSOc_Warm_3A | 3
25026 | 31707 | GA | SRSOc | Warm | SRSOc_Warm_3A | 3
25027 | 31708 | GA | SRSOc | Warm | SRSOc_Warm_3A | 3
25028 | 31721 | GA | SRSOc | Warm | SRSOc_Warm_3A | 3
25029 | 31763 | GA | SRSOc | Warm | SRSOc_Warm_3A | 3
25030 | 31782 | GA | SRSOc | Warm | SRSOc_Warm_3A | 3
25031 | 31791 | GA | SRSOc | Warm | SRSOc_Warm_3A | 3
25032 | 39842 | GA | SRSOc | Warm | SRSOc_Warm_3A | 3
25033 | 31743 | GA | SRSOc | Warm | SRSOc_Warm_3A | 3
25034 | 31764 | GA | SRSOc | Warm | SRSOc_Warm_3A | 3
25035 | 31787 | GA | SRSOc | Warm | SRSOc_Warm_3A | 3
25036 | 31772 | GA | SRSOc | Warm | SRSOc_Warm_3A | 3
25037 | 31781 | GA | SRSOc | Warm | SRSOc_Warm_3A | 3
25038 | 31709 | GA | SRSOc | Warm | SRSOc_Warm_3A | 3
25039 | 31735 | GA | SRSOc | Warm | SRSOc_Warm_3A | 3
25040 | 31780 | GA | SRSOc | Warm | SRSOc_Warm_3A | 3
25041 | 39826 | GA | SRSOc | Warm | SRSOc_Warm_3A | 3
25042 | 39877 | GA | SRSOc | Warm | SRSOc_Warm_3A | 3
25043 | 39885 | GA | SRSOc | Warm | SRSOc_Warm_3A | 3
25044 | 39886 | GA | SRSOc | Warm | SRSOc_Warm_3A | 3
25045 | 31825 | GA | SRSOc | Warm | SRSOc_Warm_3A | 3
25046 | 31832 | GA | SRSOc | Warm | SRSOc_Warm_3A | 3
25047 | 31804 | GA | SRSOc | Warm | SRSOc_Warm_3A | 3
25048 | 31808 | GA | SRSOc | Warm | SRSOc_Warm_3A | 3
25049 | 31820 | GA | SRSOc | Warm | SRSOc_Warm_3A | 3
25050 | 31829 | GA | SRSOc | Warm | SRSOc_Warm_3A | 3
25051 | 31901 | GA | SRSOc | Warm | SRSOc_Warm_3A | 3
25052 | 31902 | GA | SRSOc | Warm | SRSOc_Warm_3A | 3
25053 | 31903 | GA | SRSOc | Warm | SRSOc_Warm_3A | 3
25054 | 31904 | GA | SRSOc | Warm | SRSOc_Warm_3A | 3
25055 | 31905 | GA | SRSOc | Warm | SRSOc_Warm_3A | 3
25056 | 31906 | GA | SRSOc | Warm | SRSOc_Warm_3A | 3
25057 | 31907 | GA | SRSOc | Warm | SRSOc_Warm_3A | 3
25058 | 31908 | GA | SRSOc | Warm | SRSOc_Warm_3A | 3
25059 | 31909 | GA | SRSOc | Warm | SRSOc_Warm_3A | 3
25060 | 31914 | GA | SRSOc | Warm | SRSOc_Warm_3A | 3
25061 | 31917 | GA | SRSOc | Warm | SRSOc_Warm_3A | 3
25062 | 31998 | GA | SRSOc | Warm | SRSOc_Warm_3A | 3
25063 | 31999 | GA | SRSOc | Warm | SRSOc_Warm_3A | 3
25064 | 31807 | GA | SRSOc | Warm | SRSOc_Warm_3A | 3
25065 | 31811 | GA | SRSOc | Warm | SRSOc_Warm_3A | 3
25066 | 31823 | GA | SRSOc | Warm | SRSOc_Warm_3A | 3
25067 | 31995 | GA | SRSOc | Warm | SRSOc_Warm_3A | 3
25068 | 31815 | GA | SRSOc | Warm | SRSOc_Warm_3A | 3
25069 | 31821 | GA | SRSOc | Warm | SRSOc_Warm_3A | 3
25070 | 39854 | GA | SRSOc | Warm | SRSOc_Warm_3A | 3
25071 | 39867 | GA | SRSOc | Warm | SRSOc_Warm_3A | 3
25072 | 35004 | AL | SRSOc | Warm | SRSOc_Warm_3A | 3
25073 | 35052 | AL | SRSOc | Warm | SRSOc_Warm_3A | 3
25074 | 35054 | AL | SRSOc | Warm | SRSOc_Warm_3A | 3
25075 | 35094 | AL | SRSOc | Warm | SRSOc_Warm_3A | 3
25076 | 35112 | AL | SRSOc | Warm | SRSOc_Warm_3A | 3
25077 | 35120 | AL | SRSOc | Warm | SRSOc_Warm_3A | 3
25078 | 35121 | AL | SRSOc | Warm | SRSOc_Warm_3A | 3
25079 | 35125 | AL | SRSOc | Warm | SRSOc_Warm_3A | 3
25080 | 35128 | AL | SRSOc | Warm | SRSOc_Warm_3A | 3
25081 | 35131 | AL | SRSOc | Warm | SRSOc_Warm_3A | 3
25082 | 35133 | AL | SRSOc | Warm | SRSOc_Warm_3A | 3
25083 | 35135 | AL | SRSOc | Warm | SRSOc_Warm_3A | 3
25084 | 35146 | AL | SRSOc | Warm | SRSOc_Warm_3A | 3
25085 | 35173 | AL | SRSOc | Warm | SRSOc_Warm_3A | 3
25086 | 35178 | AL | SRSOc | Warm | SRSOc_Warm_3A | 3
25087 | 35182 | AL | SRSOc | Warm | SRSOc_Warm_3A | 3
25088 | 35906 | AL | SRSOc | Warm | SRSOc_Warm_3A | 3
25089 | 35953 | AL | SRSOc | Warm | SRSOc_Warm_3A | 3
25090 | 35972 | AL | SRSOc | Warm | SRSOc_Warm_3A | 3
25091 | 35987 | AL | SRSOc | Warm | SRSOc_Warm_3A | 3
25092 | 35005 | AL | SRSOc | Warm | SRSOc_Warm_3A | 3
25093 | 35006 | AL | SRSOc | Warm | SRSOc_Warm_3A | 3
25094 | 35015 | AL | SRSOc | Warm | SRSOc_Warm_3A | 3
25095 | 35020 | AL | SRSOc | Warm | SRSOc_Warm_3A | 3
25096 | 35021 | AL | SRSOc | Warm | SRSOc_Warm_3A | 3
25097 | 35022 | AL | SRSOc | Warm | SRSOc_Warm_3A | 3
25098 | 35023 | AL | SRSOc | Warm | SRSOc_Warm_3A | 3
25099 | 35036 | AL | SRSOc | Warm | SRSOc_Warm_3A | 3
25100 | 35048 | AL | SRSOc | Warm | SRSOc_Warm_3A | 3
25101 | 35060 | AL | SRSOc | Warm | SRSOc_Warm_3A | 3
25102 | 35061 | AL | SRSOc | Warm | SRSOc_Warm_3A | 3
25103 | 35062 | AL | SRSOc | Warm | SRSOc_Warm_3A | 3
25104 | 35063 | AL | SRSOc | Warm | SRSOc_Warm_3A | 3
25105 | 35064 | AL | SRSOc | Warm | SRSOc_Warm_3A | 3
25106 | 35068 | AL | SRSOc | Warm | SRSOc_Warm_3A | 3
25107 | 35071 | AL | SRSOc | Warm | SRSOc_Warm_3A | 3
25108 | 35073 | AL | SRSOc | Warm | SRSOc_Warm_3A | 3
25109 | 35079 | AL | SRSOc | Warm | SRSOc_Warm_3A | 3
25110 | 35080 | AL | SRSOc | Warm | SRSOc_Warm_3A | 3
25111 | 35091 | AL | SRSOc | Warm | SRSOc_Warm_3A | 3
25112 | 35111 | AL | SRSOc | Warm | SRSOc_Warm_3A | 3
25113 | 35116 | AL | SRSOc | Warm | SRSOc_Warm_3A | 3
25114 | 35117 | AL | SRSOc | Warm | SRSOc_Warm_3A | 3
25115 | 35118 | AL | SRSOc | Warm | SRSOc_Warm_3A | 3
25116 | 35119 | AL | SRSOc | Warm | SRSOc_Warm_3A | 3
25117 | 35123 | AL | SRSOc | Warm | SRSOc_Warm_3A | 3
25118 | 35126 | AL | SRSOc | Warm | SRSOc_Warm_3A | 3
25119 | 35127 | AL | SRSOc | Warm | SRSOc_Warm_3A | 3
25120 | 35130 | AL | SRSOc | Warm | SRSOc_Warm_3A | 3
25121 | 35139 | AL | SRSOc | Warm | SRSOc_Warm_3A | 3
25122 | 35142 | AL | SRSOc | Warm | SRSOc_Warm_3A | 3
25123 | 35148 | AL | SRSOc | Warm | SRSOc_Warm_3A | 3
25124 | 35172 | AL | SRSOc | Warm | SRSOc_Warm_3A | 3
25125 | 35180 | AL | SRSOc | Warm | SRSOc_Warm_3A | 3
25126 | 35181 | AL | SRSOc | Warm | SRSOc_Warm_3A | 3
25127 | 35201 | AL | SRSOc | Warm | SRSOc_Warm_3A | 3
25128 | 35202 | AL | SRSOc | Warm | SRSOc_Warm_3A | 3
25129 | 35203 | AL | SRSOc | Warm | SRSOc_Warm_3A | 3
25130 | 35204 | AL | SRSOc | Warm | SRSOc_Warm_3A | 3
25131 | 35205 | AL | SRSOc | Warm | SRSOc_Warm_3A | 3
25132 | 35206 | AL | SRSOc | Warm | SRSOc_Warm_3A | 3
25133 | 35207 | AL | SRSOc | Warm | SRSOc_Warm_3A | 3
25134 | 35208 | AL | SRSOc | Warm | SRSOc_Warm_3A | 3
25135 | 35209 | AL | SRSOc | Warm | SRSOc_Warm_3A | 3
25136 | 35210 | AL | SRSOc | Warm | SRSOc_Warm_3A | 3
25137 | 35211 | AL | SRSOc | Warm | SRSOc_Warm_3A | 3
25138 | 35212 | AL | SRSOc | Warm | SRSOc_Warm_3A | 3
25139 | 35213 | AL | SRSOc | Warm | SRSOc_Warm_3A | 3
25140 | 35214 | AL | SRSOc | Warm | SRSOc_Warm_3A | 3
25141 | 35215 | AL | SRSOc | Warm | SRSOc_Warm_3A | 3
25142 | 35216 | AL | SRSOc | Warm | SRSOc_Warm_3A | 3
25143 | 35217 | AL | SRSOc | Warm | SRSOc_Warm_3A | 3
25144 | 35218 | AL | SRSOc | Warm | SRSOc_Warm_3A | 3
25145 | 35219 | AL | SRSOc | Warm | SRSOc_Warm_3A | 3
25146 | 35220 | AL | SRSOc | Warm | SRSOc_Warm_3A | 3
25147 | 35221 | AL | SRSOc | Warm | SRSOc_Warm_3A | 3
25148 | 35222 | AL | SRSOc | Warm | SRSOc_Warm_3A | 3
25149 | 35223 | AL | SRSOc | Warm | SRSOc_Warm_3A | 3
25150 | 35224 | AL | SRSOc | Warm | SRSOc_Warm_3A | 3
25151 | 35226 | AL | SRSOc | Warm | SRSOc_Warm_3A | 3
25152 | 35228 | AL | SRSOc | Warm | SRSOc_Warm_3A | 3
25153 | 35229 | AL | SRSOc | Warm | SRSOc_Warm_3A | 3
25154 | 35231 | AL | SRSOc | Warm | SRSOc_Warm_3A | 3
25155 | 35232 | AL | SRSOc | Warm | SRSOc_Warm_3A | 3
25156 | 35233 | AL | SRSOc | Warm | SRSOc_Warm_3A | 3
25157 | 35234 | AL | SRSOc | Warm | SRSOc_Warm_3A | 3
25158 | 35235 | AL | SRSOc | Warm | SRSOc_Warm_3A | 3
25159 | 35236 | AL | SRSOc | Warm | SRSOc_Warm_3A | 3
25160 | 35242 | AL | SRSOc | Warm | SRSOc_Warm_3A | 3
25161 | 35243 | AL | SRSOc | Warm | SRSOc_Warm_3A | 3
25162 | 35244 | AL | SRSOc | Warm | SRSOc_Warm_3A | 3
25163 | 35249 | AL | SRSOc | Warm | SRSOc_Warm_3A | 3
25164 | 35253 | AL | SRSOc | Warm | SRSOc_Warm_3A | 3
25165 | 35254 | AL | SRSOc | Warm | SRSOc_Warm_3A | 3
25166 | 35255 | AL | SRSOc | Warm | SRSOc_Warm_3A | 3
25167 | 35259 | AL | SRSOc | Warm | SRSOc_Warm_3A | 3
25168 | 35260 | AL | SRSOc | Warm | SRSOc_Warm_3A | 3
25169 | 35261 | AL | SRSOc | Warm | SRSOc_Warm_3A | 3
25170 | 35266 | AL | SRSOc | Warm | SRSOc_Warm_3A | 3
25171 | 35270 | AL | SRSOc | Warm | SRSOc_Warm_3A | 3
25172 | 35285 | AL | SRSOc | Warm | SRSOc_Warm_3A | 3
25173 | 35293 | AL | SRSOc | Warm | SRSOc_Warm_3A | 3
25174 | 35294 | AL | SRSOc | Warm | SRSOc_Warm_3A | 3
25175 | 35295 | AL | SRSOc | Warm | SRSOc_Warm_3A | 3
25176 | 35444 | AL | SRSOc | Warm | SRSOc_Warm_3A | 3
25177 | 35184 | AL | SRSOc | Warm | SRSOc_Warm_3A | 3
25178 | 35188 | AL | SRSOc | Warm | SRSOc_Warm_3A | 3
25179 | 35401 | AL | SRSOc | Warm | SRSOc_Warm_3A | 3
25180 | 35402 | AL | SRSOc | Warm | SRSOc_Warm_3A | 3
25181 | 35403 | AL | SRSOc | Warm | SRSOc_Warm_3A | 3
25182 | 35404 | AL | SRSOc | Warm | SRSOc_Warm_3A | 3
25183 | 35405 | AL | SRSOc | Warm | SRSOc_Warm_3A | 3
25184 | 35406 | AL | SRSOc | Warm | SRSOc_Warm_3A | 3
25185 | 35407 | AL | SRSOc | Warm | SRSOc_Warm_3A | 3
25186 | 35440 | AL | SRSOc | Warm | SRSOc_Warm_3A | 3
25187 | 35446 | AL | SRSOc | Warm | SRSOc_Warm_3A | 3
25188 | 35449 | AL | SRSOc | Warm | SRSOc_Warm_3A | 3
25189 | 35452 | AL | SRSOc | Warm | SRSOc_Warm_3A | 3
25190 | 35453 | AL | SRSOc | Warm | SRSOc_Warm_3A | 3
25191 | 35456 | AL | SRSOc | Warm | SRSOc_Warm_3A | 3
25192 | 35457 | AL | SRSOc | Warm | SRSOc_Warm_3A | 3
25193 | 35458 | AL | SRSOc | Warm | SRSOc_Warm_3A | 3
25194 | 35463 | AL | SRSOc | Warm | SRSOc_Warm_3A | 3
25195 | 35466 | AL | SRSOc | Warm | SRSOc_Warm_3A | 3
25196 | 35469 | AL | SRSOc | Warm | SRSOc_Warm_3A | 3
25197 | 35473 | AL | SRSOc | Warm | SRSOc_Warm_3A | 3
25198 | 35474 | AL | SRSOc | Warm | SRSOc_Warm_3A | 3
25199 | 35475 | AL | SRSOc | Warm | SRSOc_Warm_3A | 3
25200 | 35476 | AL | SRSOc | Warm | SRSOc_Warm_3A | 3
25201 | 35478 | AL | SRSOc | Warm | SRSOc_Warm_3A | 3
25202 | 35480 | AL | SRSOc | Warm | SRSOc_Warm_3A | 3
25203 | 35482 | AL | SRSOc | Warm | SRSOc_Warm_3A | 3
25204 | 35486 | AL | SRSOc | Warm | SRSOc_Warm_3A | 3
25205 | 35490 | AL | SRSOc | Warm | SRSOc_Warm_3A | 3
25206 | 35546 | AL | SRSOc | Warm | SRSOc_Warm_3A | 3
25207 | 35555 | AL | SRSOc | Warm | SRSOc_Warm_3A | 3
25208 | 35574 | AL | SRSOc | Warm | SRSOc_Warm_3A | 3
25209 | 35579 | AL | SRSOc | Warm | SRSOc_Warm_3A | 3
25210 | 35033 | AL | SRSOc | Warm | SRSOc_Warm_3A | 3
25211 | 35038 | AL | SRSOc | Warm | SRSOc_Warm_3A | 3
25212 | 35501 | AL | SRSOc | Warm | SRSOc_Warm_3A | 3
25213 | 35502 | AL | SRSOc | Warm | SRSOc_Warm_3A | 3
25214 | 35503 | AL | SRSOc | Warm | SRSOc_Warm_3A | 3
25215 | 35504 | AL | SRSOc | Warm | SRSOc_Warm_3A | 3
25216 | 35541 | AL | SRSOc | Warm | SRSOc_Warm_3A | 3
25217 | 35549 | AL | SRSOc | Warm | SRSOc_Warm_3A | 3
25218 | 35550 | AL | SRSOc | Warm | SRSOc_Warm_3A | 3
25219 | 35554 | AL | SRSOc | Warm | SRSOc_Warm_3A | 3
25220 | 35560 | AL | SRSOc | Warm | SRSOc_Warm_3A | 3
25221 | 35573 | AL | SRSOc | Warm | SRSOc_Warm_3A | 3
25222 | 35578 | AL | SRSOc | Warm | SRSOc_Warm_3A | 3
25223 | 35580 | AL | SRSOc | Warm | SRSOc_Warm_3A | 3
25224 | 35584 | AL | SRSOc | Warm | SRSOc_Warm_3A | 3
25225 | 35587 | AL | SRSOc | Warm | SRSOc_Warm_3A | 3
25226 | 35007 | AL | SRSOc | Warm | SRSOc_Warm_3A | 3
25227 | 35035 | AL | SRSOc | Warm | SRSOc_Warm_3A | 3
25228 | 35040 | AL | SRSOc | Warm | SRSOc_Warm_3A | 3
25229 | 35043 | AL | SRSOc | Warm | SRSOc_Warm_3A | 3
25230 | 35051 | AL | SRSOc | Warm | SRSOc_Warm_3A | 3
25231 | 35078 | AL | SRSOc | Warm | SRSOc_Warm_3A | 3
25232 | 35114 | AL | SRSOc | Warm | SRSOc_Warm_3A | 3
25233 | 35115 | AL | SRSOc | Warm | SRSOc_Warm_3A | 3
25234 | 35124 | AL | SRSOc | Warm | SRSOc_Warm_3A | 3
25235 | 35137 | AL | SRSOc | Warm | SRSOc_Warm_3A | 3
25236 | 35143 | AL | SRSOc | Warm | SRSOc_Warm_3A | 3
25237 | 35147 | AL | SRSOc | Warm | SRSOc_Warm_3A | 3
25238 | 35176 | AL | SRSOc | Warm | SRSOc_Warm_3A | 3
25239 | 35185 | AL | SRSOc | Warm | SRSOc_Warm_3A | 3
25240 | 35186 | AL | SRSOc | Warm | SRSOc_Warm_3A | 3
25241 | 35187 | AL | SRSOc | Warm | SRSOc_Warm_3A | 3
25242 | 35238 | AL | SRSOc | Warm | SRSOc_Warm_3A | 3
25243 | 35010 | AL | SRSOc | Warm | SRSOc_Warm_3A | 3
25244 | 35046 | AL | SRSOc | Warm | SRSOc_Warm_3A | 3
25245 | 35072 | AL | SRSOc | Warm | SRSOc_Warm_3A | 3
25246 | 35089 | AL | SRSOc | Warm | SRSOc_Warm_3A | 3
25247 | 35136 | AL | SRSOc | Warm | SRSOc_Warm_3A | 3
25248 | 35150 | AL | SRSOc | Warm | SRSOc_Warm_3A | 3
25249 | 35151 | AL | SRSOc | Warm | SRSOc_Warm_3A | 3
25250 | 35183 | AL | SRSOc | Warm | SRSOc_Warm_3A | 3
25251 | 36026 | AL | SRSOc | Warm | SRSOc_Warm_3A | 3
25252 | 36080 | AL | SRSOc | Warm | SRSOc_Warm_3A | 3
25253 | 35011 | AL | SRSOc | Warm | SRSOc_Warm_3A | 3
25254 | 36078 | AL | SRSOc | Warm | SRSOc_Warm_3A | 3
25255 | 36255 | AL | SRSOc | Warm | SRSOc_Warm_3A | 3
25256 | 36256 | AL | SRSOc | Warm | SRSOc_Warm_3A | 3
25257 | 36276 | AL | SRSOc | Warm | SRSOc_Warm_3A | 3
25258 | 36849 | AL | SRSOc | Warm | SRSOc_Warm_3A | 3
25259 | 36850 | AL | SRSOc | Warm | SRSOc_Warm_3A | 3
25260 | 36853 | AL | SRSOc | Warm | SRSOc_Warm_3A | 3
25261 | 36861 | AL | SRSOc | Warm | SRSOc_Warm_3A | 3
25262 | 36866 | AL | SRSOc | Warm | SRSOc_Warm_3A | 3
25263 | 36879 | AL | SRSOc | Warm | SRSOc_Warm_3A | 3
25264 | 36020 | AL | SRSOc | Warm | SRSOc_Warm_3A | 3
25265 | 36022 | AL | SRSOc | Warm | SRSOc_Warm_3A | 3
25266 | 36024 | AL | SRSOc | Warm | SRSOc_Warm_3A | 3
25267 | 36025 | AL | SRSOc | Warm | SRSOc_Warm_3A | 3
25268 | 36051 | AL | SRSOc | Warm | SRSOc_Warm_3A | 3
25269 | 36054 | AL | SRSOc | Warm | SRSOc_Warm_3A | 3
25270 | 36066 | AL | SRSOc | Warm | SRSOc_Warm_3A | 3
25271 | 36067 | AL | SRSOc | Warm | SRSOc_Warm_3A | 3
25272 | 36092 | AL | SRSOc | Warm | SRSOc_Warm_3A | 3
25273 | 36093 | AL | SRSOc | Warm | SRSOc_Warm_3A | 3
25274 | 35013 | AL | SRSOc | Warm | SRSOc_Warm_3A | 3
25275 | 35016 | AL | SRSOc | Warm | SRSOc_Warm_3A | 3
25276 | 35031 | AL | SRSOc | Warm | SRSOc_Warm_3A | 3
25277 | 35049 | AL | SRSOc | Warm | SRSOc_Warm_3A | 3
25278 | 35077 | AL | SRSOc | Warm | SRSOc_Warm_3A | 3
25279 | 35097 | AL | SRSOc | Warm | SRSOc_Warm_3A | 3
25280 | 35952 | AL | SRSOc | Warm | SRSOc_Warm_3A | 3
25281 | 35957 | AL | SRSOc | Warm | SRSOc_Warm_3A | 3
25282 | 35976 | AL | SRSOc | Warm | SRSOc_Warm_3A | 3
25283 | 35980 | AL | SRSOc | Warm | SRSOc_Warm_3A | 3
25284 | 35014 | AL | SRSOc | Warm | SRSOc_Warm_3A | 3
25285 | 35032 | AL | SRSOc | Warm | SRSOc_Warm_3A | 3
25286 | 35044 | AL | SRSOc | Warm | SRSOc_Warm_3A | 3
25287 | 35082 | AL | SRSOc | Warm | SRSOc_Warm_3A | 3
25288 | 35096 | AL | SRSOc | Warm | SRSOc_Warm_3A | 3
25289 | 35149 | AL | SRSOc | Warm | SRSOc_Warm_3A | 3
25290 | 35160 | AL | SRSOc | Warm | SRSOc_Warm_3A | 3
25291 | 36203 | AL | SRSOc | Warm | SRSOc_Warm_3A | 3
25292 | 36260 | AL | SRSOc | Warm | SRSOc_Warm_3A | 3
25293 | 36268 | AL | SRSOc | Warm | SRSOc_Warm_3A | 3
25294 | 35019 | AL | SRSOc | Warm | SRSOc_Warm_3A | 3
25295 | 35053 | AL | SRSOc | Warm | SRSOc_Warm_3A | 3
25296 | 35055 | AL | SRSOc | Warm | SRSOc_Warm_3A | 3
25297 | 35056 | AL | SRSOc | Warm | SRSOc_Warm_3A | 3
25298 | 35057 | AL | SRSOc | Warm | SRSOc_Warm_3A | 3
25299 | 35058 | AL | SRSOc | Warm | SRSOc_Warm_3A | 3
25300 | 35070 | AL | SRSOc | Warm | SRSOc_Warm_3A | 3
25301 | 35083 | AL | SRSOc | Warm | SRSOc_Warm_3A | 3
25302 | 35087 | AL | SRSOc | Warm | SRSOc_Warm_3A | 3
25303 | 35098 | AL | SRSOc | Warm | SRSOc_Warm_3A | 3
25304 | 35179 | AL | SRSOc | Warm | SRSOc_Warm_3A | 3
25305 | 35540 | AL | SRSOc | Warm | SRSOc_Warm_3A | 3
25306 | 35619 | AL | SRSOc | Warm | SRSOc_Warm_3A | 3
25307 | 35621 | AL | SRSOc | Warm | SRSOc_Warm_3A | 3
25308 | 35622 | AL | SRSOc | Warm | SRSOc_Warm_3A | 3
25309 | 35670 | AL | SRSOc | Warm | SRSOc_Warm_3A | 3
25310 | 35175 | AL | SRSOc | Warm | SRSOc_Warm_3A | 3
25311 | 35601 | AL | SRSOc | Warm | SRSOc_Warm_3A | 3
25312 | 35602 | AL | SRSOc | Warm | SRSOc_Warm_3A | 3
25313 | 35603 | AL | SRSOc | Warm | SRSOc_Warm_3A | 3
25314 | 35640 | AL | SRSOc | Warm | SRSOc_Warm_3A | 3
25315 | 35673 | AL | SRSOc | Warm | SRSOc_Warm_3A | 3
25316 | 35754 | AL | SRSOc | Warm | SRSOc_Warm_3A | 3
25317 | 35775 | AL | SRSOc | Warm | SRSOc_Warm_3A | 3
25318 | 35747 | AL | SRSOc | Warm | SRSOc_Warm_3A | 3
25319 | 35755 | AL | SRSOc | Warm | SRSOc_Warm_3A | 3
25320 | 35760 | AL | SRSOc | Warm | SRSOc_Warm_3A | 3
25321 | 35769 | AL | SRSOc | Warm | SRSOc_Warm_3A | 3
25322 | 35776 | AL | SRSOc | Warm | SRSOc_Warm_3A | 3
25323 | 35950 | AL | SRSOc | Warm | SRSOc_Warm_3A | 3
25324 | 35951 | AL | SRSOc | Warm | SRSOc_Warm_3A | 3
25325 | 35956 | AL | SRSOc | Warm | SRSOc_Warm_3A | 3
25326 | 35962 | AL | SRSOc | Warm | SRSOc_Warm_3A | 3
25327 | 35964 | AL | SRSOc | Warm | SRSOc_Warm_3A | 3
25328 | 35975 | AL | SRSOc | Warm | SRSOc_Warm_3A | 3
25329 | 35034 | AL | SRSOc | Warm | SRSOc_Warm_3A | 3
25330 | 35042 | AL | SRSOc | Warm | SRSOc_Warm_3A | 3
25331 | 36701 | AL | SRSOc | Warm | SRSOc_Warm_3A | 3
25332 | 36728 | AL | SRSOc | Warm | SRSOc_Warm_3A | 3
25333 | 36756 | AL | SRSOc | Warm | SRSOc_Warm_3A | 3
25334 | 36759 | AL | SRSOc | Warm | SRSOc_Warm_3A | 3
25335 | 36765 | AL | SRSOc | Warm | SRSOc_Warm_3A | 3
25336 | 36773 | AL | SRSOc | Warm | SRSOc_Warm_3A | 3
25337 | 36786 | AL | SRSOc | Warm | SRSOc_Warm_3A | 3
25338 | 36793 | AL | SRSOc | Warm | SRSOc_Warm_3A | 3
25339 | 35074 | AL | SRSOc | Warm | SRSOc_Warm_3A | 3
25340 | 36750 | AL | SRSOc | Warm | SRSOc_Warm_3A | 3
25341 | 36792 | AL | SRSOc | Warm | SRSOc_Warm_3A | 3
25342 | 35045 | AL | SRSOc | Warm | SRSOc_Warm_3A | 3
25343 | 35085 | AL | SRSOc | Warm | SRSOc_Warm_3A | 3
25344 | 35171 | AL | SRSOc | Warm | SRSOc_Warm_3A | 3
25345 | 36006 | AL | SRSOc | Warm | SRSOc_Warm_3A | 3
25346 | 36091 | AL | SRSOc | Warm | SRSOc_Warm_3A | 3
25347 | 36758 | AL | SRSOc | Warm | SRSOc_Warm_3A | 3
25348 | 36790 | AL | SRSOc | Warm | SRSOc_Warm_3A | 3
25349 | 35551 | AL | SRSOc | Warm | SRSOc_Warm_3A | 3
25350 | 35553 | AL | SRSOc | Warm | SRSOc_Warm_3A | 3
25351 | 35565 | AL | SRSOc | Warm | SRSOc_Warm_3A | 3
25352 | 35572 | AL | SRSOc | Warm | SRSOc_Warm_3A | 3
25353 | 35575 | AL | SRSOc | Warm | SRSOc_Warm_3A | 3
25354 | 35577 | AL | SRSOc | Warm | SRSOc_Warm_3A | 3
25355 | 36251 | AL | SRSOc | Warm | SRSOc_Warm_3A | 3
25356 | 36258 | AL | SRSOc | Warm | SRSOc_Warm_3A | 3
25357 | 36266 | AL | SRSOc | Warm | SRSOc_Warm_3A | 3
25358 | 36267 | AL | SRSOc | Warm | SRSOc_Warm_3A | 3
25359 | 35905 | AL | SRSOc | Warm | SRSOc_Warm_3A | 3
25360 | 36201 | AL | SRSOc | Warm | SRSOc_Warm_3A | 3
25361 | 36202 | AL | SRSOc | Warm | SRSOc_Warm_3A | 3
25362 | 36204 | AL | SRSOc | Warm | SRSOc_Warm_3A | 3
25363 | 36205 | AL | SRSOc | Warm | SRSOc_Warm_3A | 3
25364 | 36206 | AL | SRSOc | Warm | SRSOc_Warm_3A | 3
25365 | 36207 | AL | SRSOc | Warm | SRSOc_Warm_3A | 3
25366 | 36250 | AL | SRSOc | Warm | SRSOc_Warm_3A | 3
25367 | 36253 | AL | SRSOc | Warm | SRSOc_Warm_3A | 3
25368 | 36254 | AL | SRSOc | Warm | SRSOc_Warm_3A | 3
25369 | 36257 | AL | SRSOc | Warm | SRSOc_Warm_3A | 3
25370 | 36265 | AL | SRSOc | Warm | SRSOc_Warm_3A | 3
25371 | 36271 | AL | SRSOc | Warm | SRSOc_Warm_3A | 3
25372 | 36272 | AL | SRSOc | Warm | SRSOc_Warm_3A | 3
25373 | 36277 | AL | SRSOc | Warm | SRSOc_Warm_3A | 3
25374 | 36279 | AL | SRSOc | Warm | SRSOc_Warm_3A | 3
25375 | 35901 | AL | SRSOc | Warm | SRSOc_Warm_3A | 3
25376 | 35902 | AL | SRSOc | Warm | SRSOc_Warm_3A | 3
25377 | 35903 | AL | SRSOc | Warm | SRSOc_Warm_3A | 3
25378 | 35904 | AL | SRSOc | Warm | SRSOc_Warm_3A | 3
25379 | 35907 | AL | SRSOc | Warm | SRSOc_Warm_3A | 3
25380 | 35954 | AL | SRSOc | Warm | SRSOc_Warm_3A | 3
25381 | 35961 | AL | SRSOc | Warm | SRSOc_Warm_3A | 3
25382 | 35990 | AL | SRSOc | Warm | SRSOc_Warm_3A | 3
25383 | 35441 | AL | SRSOc | Warm | SRSOc_Warm_3A | 3
25384 | 36738 | AL | SRSOc | Warm | SRSOc_Warm_3A | 3
25385 | 36742 | AL | SRSOc | Warm | SRSOc_Warm_3A | 3
25386 | 36744 | AL | SRSOc | Warm | SRSOc_Warm_3A | 3
25387 | 36776 | AL | SRSOc | Warm | SRSOc_Warm_3A | 3
25388 | 35442 | AL | SRSOc | Warm | SRSOc_Warm_3A | 3
25389 | 35447 | AL | SRSOc | Warm | SRSOc_Warm_3A | 3
25390 | 35461 | AL | SRSOc | Warm | SRSOc_Warm_3A | 3
25391 | 35471 | AL | SRSOc | Warm | SRSOc_Warm_3A | 3
25392 | 35481 | AL | SRSOc | Warm | SRSOc_Warm_3A | 3
25393 | 35576 | AL | SRSOc | Warm | SRSOc_Warm_3A | 3
25394 | 35459 | AL | SRSOc | Warm | SRSOc_Warm_3A | 3
25395 | 35460 | AL | SRSOc | Warm | SRSOc_Warm_3A | 3
25396 | 35464 | AL | SRSOc | Warm | SRSOc_Warm_3A | 3
25397 | 35470 | AL | SRSOc | Warm | SRSOc_Warm_3A | 3
25398 | 35477 | AL | SRSOc | Warm | SRSOc_Warm_3A | 3
25399 | 36901 | AL | SRSOc | Warm | SRSOc_Warm_3A | 3
25400 | 36907 | AL | SRSOc | Warm | SRSOc_Warm_3A | 3
25401 | 36912 | AL | SRSOc | Warm | SRSOc_Warm_3A | 3
25402 | 36922 | AL | SRSOc | Warm | SRSOc_Warm_3A | 3
25403 | 36925 | AL | SRSOc | Warm | SRSOc_Warm_3A | 3
25404 | 35443 | AL | SRSOc | Warm | SRSOc_Warm_3A | 3
25405 | 35448 | AL | SRSOc | Warm | SRSOc_Warm_3A | 3
25406 | 35462 | AL | SRSOc | Warm | SRSOc_Warm_3A | 3
25407 | 35491 | AL | SRSOc | Warm | SRSOc_Warm_3A | 3
25408 | 36740 | AL | SRSOc | Warm | SRSOc_Warm_3A | 3
25409 | 35618 | AL | SRSOc | Warm | SRSOc_Warm_3A | 3
25410 | 35643 | AL | SRSOc | Warm | SRSOc_Warm_3A | 3
25411 | 35650 | AL | SRSOc | Warm | SRSOc_Warm_3A | 3
25412 | 35651 | AL | SRSOc | Warm | SRSOc_Warm_3A | 3
25413 | 35654 | AL | SRSOc | Warm | SRSOc_Warm_3A | 3
25414 | 35672 | AL | SRSOc | Warm | SRSOc_Warm_3A | 3
25415 | 35542 | AL | SRSOc | Warm | SRSOc_Warm_3A | 3
25416 | 35545 | AL | SRSOc | Warm | SRSOc_Warm_3A | 3
25417 | 35559 | AL | SRSOc | Warm | SRSOc_Warm_3A | 3
25418 | 35563 | AL | SRSOc | Warm | SRSOc_Warm_3A | 3
25419 | 35594 | AL | SRSOc | Warm | SRSOc_Warm_3A | 3
25420 | 35543 | AL | SRSOc | Warm | SRSOc_Warm_3A | 3
25421 | 35548 | AL | SRSOc | Warm | SRSOc_Warm_3A | 3
25422 | 35552 | AL | SRSOc | Warm | SRSOc_Warm_3A | 3
25423 | 35564 | AL | SRSOc | Warm | SRSOc_Warm_3A | 3
25424 | 35570 | AL | SRSOc | Warm | SRSOc_Warm_3A | 3
25425 | 35571 | AL | SRSOc | Warm | SRSOc_Warm_3A | 3
25426 | 35581 | AL | SRSOc | Warm | SRSOc_Warm_3A | 3
25427 | 35593 | AL | SRSOc | Warm | SRSOc_Warm_3A | 3
25428 | 38876 | MS | SRSOc | Warm | SRSOc_Warm_3A | 3
25429 | 35544 | AL | SRSOc | Warm | SRSOc_Warm_3A | 3
25430 | 35586 | AL | SRSOc | Warm | SRSOc_Warm_3A | 3
25431 | 35592 | AL | SRSOc | Warm | SRSOc_Warm_3A | 3
25432 | 35582 | AL | SRSOc | Warm | SRSOc_Warm_3A | 3
25433 | 35585 | AL | SRSOc | Warm | SRSOc_Warm_3A | 3
25434 | 35616 | AL | SRSOc | Warm | SRSOc_Warm_3A | 3
25435 | 35653 | AL | SRSOc | Warm | SRSOc_Warm_3A | 3
25436 | 35674 | AL | SRSOc | Warm | SRSOc_Warm_3A | 3
25437 | 35646 | AL | SRSOc | Warm | SRSOc_Warm_3A | 3
25438 | 35660 | AL | SRSOc | Warm | SRSOc_Warm_3A | 3
25439 | 35661 | AL | SRSOc | Warm | SRSOc_Warm_3A | 3
25440 | 35662 | AL | SRSOc | Warm | SRSOc_Warm_3A | 3
25441 | 35610 | AL | SRSOc | Warm | SRSOc_Warm_3A | 3
25442 | 35614 | AL | SRSOc | Warm | SRSOc_Warm_3A | 3
25443 | 35617 | AL | SRSOc | Warm | SRSOc_Warm_3A | 3
25444 | 35630 | AL | SRSOc | Warm | SRSOc_Warm_3A | 3
25445 | 35631 | AL | SRSOc | Warm | SRSOc_Warm_3A | 3
25446 | 35632 | AL | SRSOc | Warm | SRSOc_Warm_3A | 3
25447 | 35633 | AL | SRSOc | Warm | SRSOc_Warm_3A | 3
25448 | 35634 | AL | SRSOc | Warm | SRSOc_Warm_3A | 3
25449 | 35645 | AL | SRSOc | Warm | SRSOc_Warm_3A | 3
25450 | 35648 | AL | SRSOc | Warm | SRSOc_Warm_3A | 3
25451 | 35652 | AL | SRSOc | Warm | SRSOc_Warm_3A | 3
25452 | 35677 | AL | SRSOc | Warm | SRSOc_Warm_3A | 3
25453 | 35611 | AL | SRSOc | Warm | SRSOc_Warm_3A | 3
25454 | 35612 | AL | SRSOc | Warm | SRSOc_Warm_3A | 3
25455 | 35613 | AL | SRSOc | Warm | SRSOc_Warm_3A | 3
25456 | 35615 | AL | SRSOc | Warm | SRSOc_Warm_3A | 3
25457 | 35620 | AL | SRSOc | Warm | SRSOc_Warm_3A | 3
25458 | 35647 | AL | SRSOc | Warm | SRSOc_Warm_3A | 3
25459 | 35649 | AL | SRSOc | Warm | SRSOc_Warm_3A | 3
25460 | 35671 | AL | SRSOc | Warm | SRSOc_Warm_3A | 3
25461 | 35739 | AL | SRSOc | Warm | SRSOc_Warm_3A | 3
25462 | 35742 | AL | SRSOc | Warm | SRSOc_Warm_3A | 3
25463 | 35749 | AL | SRSOc | Warm | SRSOc_Warm_3A | 3
25464 | 35756 | AL | SRSOc | Warm | SRSOc_Warm_3A | 3
25465 | 35757 | AL | SRSOc | Warm | SRSOc_Warm_3A | 3
25466 | 35773 | AL | SRSOc | Warm | SRSOc_Warm_3A | 3
25467 | 35741 | AL | SRSOc | Warm | SRSOc_Warm_3A | 3
25468 | 35748 | AL | SRSOc | Warm | SRSOc_Warm_3A | 3
25469 | 35750 | AL | SRSOc | Warm | SRSOc_Warm_3A | 3
25470 | 35758 | AL | SRSOc | Warm | SRSOc_Warm_3A | 3
25471 | 35759 | AL | SRSOc | Warm | SRSOc_Warm_3A | 3
25472 | 35761 | AL | SRSOc | Warm | SRSOc_Warm_3A | 3
25473 | 35762 | AL | SRSOc | Warm | SRSOc_Warm_3A | 3
25474 | 35763 | AL | SRSOc | Warm | SRSOc_Warm_3A | 3
25475 | 35767 | AL | SRSOc | Warm | SRSOc_Warm_3A | 3
25476 | 35801 | AL | SRSOc | Warm | SRSOc_Warm_3A | 3
25477 | 35802 | AL | SRSOc | Warm | SRSOc_Warm_3A | 3
25478 | 35803 | AL | SRSOc | Warm | SRSOc_Warm_3A | 3
25479 | 35804 | AL | SRSOc | Warm | SRSOc_Warm_3A | 3
25480 | 35805 | AL | SRSOc | Warm | SRSOc_Warm_3A | 3
25481 | 35806 | AL | SRSOc | Warm | SRSOc_Warm_3A | 3
25482 | 35807 | AL | SRSOc | Warm | SRSOc_Warm_3A | 3
25483 | 35808 | AL | SRSOc | Warm | SRSOc_Warm_3A | 3
25484 | 35809 | AL | SRSOc | Warm | SRSOc_Warm_3A | 3
25485 | 35810 | AL | SRSOc | Warm | SRSOc_Warm_3A | 3
25486 | 35811 | AL | SRSOc | Warm | SRSOc_Warm_3A | 3
25487 | 35812 | AL | SRSOc | Warm | SRSOc_Warm_3A | 3
25488 | 35813 | AL | SRSOc | Warm | SRSOc_Warm_3A | 3
25489 | 35814 | AL | SRSOc | Warm | SRSOc_Warm_3A | 3
25490 | 35815 | AL | SRSOc | Warm | SRSOc_Warm_3A | 3
25491 | 35816 | AL | SRSOc | Warm | SRSOc_Warm_3A | 3
25492 | 35824 | AL | SRSOc | Warm | SRSOc_Warm_3A | 3
25493 | 35893 | AL | SRSOc | Warm | SRSOc_Warm_3A | 3
25494 | 35894 | AL | SRSOc | Warm | SRSOc_Warm_3A | 3
25495 | 35895 | AL | SRSOc | Warm | SRSOc_Warm_3A | 3
25496 | 35896 | AL | SRSOc | Warm | SRSOc_Warm_3A | 3
25497 | 35897 | AL | SRSOc | Warm | SRSOc_Warm_3A | 3
25498 | 35898 | AL | SRSOc | Warm | SRSOc_Warm_3A | 3
25499 | 35899 | AL | SRSOc | Warm | SRSOc_Warm_3A | 3
25500 | 35740 | AL | SRSOc | Warm | SRSOc_Warm_3A | 3
25501 | 35744 | AL | SRSOc | Warm | SRSOc_Warm_3A | 3
25502 | 35745 | AL | SRSOc | Warm | SRSOc_Warm_3A | 3
25503 | 35746 | AL | SRSOc | Warm | SRSOc_Warm_3A | 3
25504 | 35751 | AL | SRSOc | Warm | SRSOc_Warm_3A | 3
25505 | 35752 | AL | SRSOc | Warm | SRSOc_Warm_3A | 3
25506 | 35764 | AL | SRSOc | Warm | SRSOc_Warm_3A | 3
25507 | 35765 | AL | SRSOc | Warm | SRSOc_Warm_3A | 3
25508 | 35766 | AL | SRSOc | Warm | SRSOc_Warm_3A | 3
25509 | 35768 | AL | SRSOc | Warm | SRSOc_Warm_3A | 3
25510 | 35771 | AL | SRSOc | Warm | SRSOc_Warm_3A | 3
25511 | 35772 | AL | SRSOc | Warm | SRSOc_Warm_3A | 3
25512 | 35774 | AL | SRSOc | Warm | SRSOc_Warm_3A | 3
25513 | 35958 | AL | SRSOc | Warm | SRSOc_Warm_3A | 3
25514 | 35966 | AL | SRSOc | Warm | SRSOc_Warm_3A | 3
25515 | 35971 | AL | SRSOc | Warm | SRSOc_Warm_3A | 3
25516 | 35978 | AL | SRSOc | Warm | SRSOc_Warm_3A | 3
25517 | 35979 | AL | SRSOc | Warm | SRSOc_Warm_3A | 3
25518 | 35959 | AL | SRSOc | Warm | SRSOc_Warm_3A | 3
25519 | 35963 | AL | SRSOc | Warm | SRSOc_Warm_3A | 3
25520 | 35967 | AL | SRSOc | Warm | SRSOc_Warm_3A | 3
25521 | 35968 | AL | SRSOc | Warm | SRSOc_Warm_3A | 3
25522 | 35974 | AL | SRSOc | Warm | SRSOc_Warm_3A | 3
25523 | 35981 | AL | SRSOc | Warm | SRSOc_Warm_3A | 3
25524 | 35983 | AL | SRSOc | Warm | SRSOc_Warm_3A | 3
25525 | 35984 | AL | SRSOc | Warm | SRSOc_Warm_3A | 3
25526 | 35986 | AL | SRSOc | Warm | SRSOc_Warm_3A | 3
25527 | 35988 | AL | SRSOc | Warm | SRSOc_Warm_3A | 3
25528 | 35989 | AL | SRSOc | Warm | SRSOc_Warm_3A | 3
25529 | 35960 | AL | SRSOc | Warm | SRSOc_Warm_3A | 3
25530 | 35973 | AL | SRSOc | Warm | SRSOc_Warm_3A | 3
25531 | 36275 | AL | SRSOc | Warm | SRSOc_Warm_3A | 3
25532 | 36003 | AL | SRSOc | Warm | SRSOc_Warm_3A | 3
25533 | 36008 | AL | SRSOc | Warm | SRSOc_Warm_3A | 3
25534 | 36068 | AL | SRSOc | Warm | SRSOc_Warm_3A | 3
25535 | 36703 | AL | SRSOc | Warm | SRSOc_Warm_3A | 3
25536 | 36749 | AL | SRSOc | Warm | SRSOc_Warm_3A | 3
25537 | 36005 | AL | SRSOc | Warm | SRSOc_Warm_3A | 3
25538 | 36010 | AL | SRSOc | Warm | SRSOc_Warm_3A | 3
25539 | 36034 | AL | SRSOc | Warm | SRSOc_Warm_3A | 3
25540 | 36035 | AL | SRSOc | Warm | SRSOc_Warm_3A | 3
25541 | 36049 | AL | SRSOc | Warm | SRSOc_Warm_3A | 3
25542 | 36079 | AL | SRSOc | Warm | SRSOc_Warm_3A | 3
25543 | 36081 | AL | SRSOc | Warm | SRSOc_Warm_3A | 3
25544 | 36082 | AL | SRSOc | Warm | SRSOc_Warm_3A | 3
25545 | 36029 | AL | SRSOc | Warm | SRSOc_Warm_3A | 3
25546 | 36031 | AL | SRSOc | Warm | SRSOc_Warm_3A | 3
25547 | 36052 | AL | SRSOc | Warm | SRSOc_Warm_3A | 3
25548 | 36053 | AL | SRSOc | Warm | SRSOc_Warm_3A | 3
25549 | 36089 | AL | SRSOc | Warm | SRSOc_Warm_3A | 3
25550 | 36830 | AL | SRSOc | Warm | SRSOc_Warm_3A | 3
25551 | 36860 | AL | SRSOc | Warm | SRSOc_Warm_3A | 3
25552 | 36009 | AL | SRSOc | Warm | SRSOc_Warm_3A | 3
25553 | 36311 | AL | SRSOc | Warm | SRSOc_Warm_3A | 3
25554 | 36316 | AL | SRSOc | Warm | SRSOc_Warm_3A | 3
25555 | 36318 | AL | SRSOc | Warm | SRSOc_Warm_3A | 3
25556 | 36322 | AL | SRSOc | Warm | SRSOc_Warm_3A | 3
25557 | 36323 | AL | SRSOc | Warm | SRSOc_Warm_3A | 3
25558 | 36330 | AL | SRSOc | Warm | SRSOc_Warm_3A | 3
25559 | 36346 | AL | SRSOc | Warm | SRSOc_Warm_3A | 3
25560 | 36351 | AL | SRSOc | Warm | SRSOc_Warm_3A | 3
25561 | 36360 | AL | SRSOc | Warm | SRSOc_Warm_3A | 3
25562 | 36453 | AL | SRSOc | Warm | SRSOc_Warm_3A | 3
25563 | 36467 | AL | SRSOc | Warm | SRSOc_Warm_3A | 3
25564 | 36477 | AL | SRSOc | Warm | SRSOc_Warm_3A | 3
25565 | 36028 | AL | SRSOc | Warm | SRSOc_Warm_3A | 3
25566 | 36032 | AL | SRSOc | Warm | SRSOc_Warm_3A | 3
25567 | 36036 | AL | SRSOc | Warm | SRSOc_Warm_3A | 3
25568 | 36037 | AL | SRSOc | Warm | SRSOc_Warm_3A | 3
25569 | 36041 | AL | SRSOc | Warm | SRSOc_Warm_3A | 3
25570 | 36042 | AL | SRSOc | Warm | SRSOc_Warm_3A | 3
25571 | 36046 | AL | SRSOc | Warm | SRSOc_Warm_3A | 3
25572 | 36071 | AL | SRSOc | Warm | SRSOc_Warm_3A | 3
25573 | 36303 | AL | SRSOc | Warm | SRSOc_Warm_3A | 3
25574 | 36317 | AL | SRSOc | Warm | SRSOc_Warm_3A | 3
25575 | 36345 | AL | SRSOc | Warm | SRSOc_Warm_3A | 3
25576 | 36350 | AL | SRSOc | Warm | SRSOc_Warm_3A | 3
25577 | 36352 | AL | SRSOc | Warm | SRSOc_Warm_3A | 3
25578 | 36353 | AL | SRSOc | Warm | SRSOc_Warm_3A | 3
25579 | 36361 | AL | SRSOc | Warm | SRSOc_Warm_3A | 3
25580 | 36362 | AL | SRSOc | Warm | SRSOc_Warm_3A | 3
25581 | 36371 | AL | SRSOc | Warm | SRSOc_Warm_3A | 3
25582 | 36374 | AL | SRSOc | Warm | SRSOc_Warm_3A | 3
25583 | 36013 | AL | SRSOc | Warm | SRSOc_Warm_3A | 3
25584 | 36043 | AL | SRSOc | Warm | SRSOc_Warm_3A | 3
25585 | 36047 | AL | SRSOc | Warm | SRSOc_Warm_3A | 3
25586 | 36057 | AL | SRSOc | Warm | SRSOc_Warm_3A | 3
25587 | 36064 | AL | SRSOc | Warm | SRSOc_Warm_3A | 3
25588 | 36065 | AL | SRSOc | Warm | SRSOc_Warm_3A | 3
25589 | 36069 | AL | SRSOc | Warm | SRSOc_Warm_3A | 3
25590 | 36101 | AL | SRSOc | Warm | SRSOc_Warm_3A | 3
25591 | 36102 | AL | SRSOc | Warm | SRSOc_Warm_3A | 3
25592 | 36103 | AL | SRSOc | Warm | SRSOc_Warm_3A | 3
25593 | 36104 | AL | SRSOc | Warm | SRSOc_Warm_3A | 3
25594 | 36105 | AL | SRSOc | Warm | SRSOc_Warm_3A | 3
25595 | 36106 | AL | SRSOc | Warm | SRSOc_Warm_3A | 3
25596 | 36107 | AL | SRSOc | Warm | SRSOc_Warm_3A | 3
25597 | 36108 | AL | SRSOc | Warm | SRSOc_Warm_3A | 3
25598 | 36109 | AL | SRSOc | Warm | SRSOc_Warm_3A | 3
25599 | 36110 | AL | SRSOc | Warm | SRSOc_Warm_3A | 3
25600 | 36111 | AL | SRSOc | Warm | SRSOc_Warm_3A | 3
25601 | 36112 | AL | SRSOc | Warm | SRSOc_Warm_3A | 3
25602 | 36113 | AL | SRSOc | Warm | SRSOc_Warm_3A | 3
25603 | 36114 | AL | SRSOc | Warm | SRSOc_Warm_3A | 3
25604 | 36115 | AL | SRSOc | Warm | SRSOc_Warm_3A | 3
25605 | 36116 | AL | SRSOc | Warm | SRSOc_Warm_3A | 3
25606 | 36117 | AL | SRSOc | Warm | SRSOc_Warm_3A | 3
25607 | 36118 | AL | SRSOc | Warm | SRSOc_Warm_3A | 3
25608 | 36119 | AL | SRSOc | Warm | SRSOc_Warm_3A | 3
25609 | 36120 | AL | SRSOc | Warm | SRSOc_Warm_3A | 3
25610 | 36121 | AL | SRSOc | Warm | SRSOc_Warm_3A | 3
25611 | 36123 | AL | SRSOc | Warm | SRSOc_Warm_3A | 3
25612 | 36124 | AL | SRSOc | Warm | SRSOc_Warm_3A | 3
25613 | 36125 | AL | SRSOc | Warm | SRSOc_Warm_3A | 3
25614 | 36130 | AL | SRSOc | Warm | SRSOc_Warm_3A | 3
25615 | 36131 | AL | SRSOc | Warm | SRSOc_Warm_3A | 3
25616 | 36039 | AL | SRSOc | Warm | SRSOc_Warm_3A | 3
25617 | 36075 | AL | SRSOc | Warm | SRSOc_Warm_3A | 3
25618 | 36083 | AL | SRSOc | Warm | SRSOc_Warm_3A | 3
25619 | 36087 | AL | SRSOc | Warm | SRSOc_Warm_3A | 3
25620 | 36088 | AL | SRSOc | Warm | SRSOc_Warm_3A | 3
25621 | 36804 | AL | SRSOc | Warm | SRSOc_Warm_3A | 3
25622 | 36832 | AL | SRSOc | Warm | SRSOc_Warm_3A | 3
25623 | 36015 | AL | SRSOc | Warm | SRSOc_Warm_3A | 3
25624 | 36030 | AL | SRSOc | Warm | SRSOc_Warm_3A | 3
25625 | 36033 | AL | SRSOc | Warm | SRSOc_Warm_3A | 3
25626 | 36456 | AL | SRSOc | Warm | SRSOc_Warm_3A | 3
25627 | 36474 | AL | SRSOc | Warm | SRSOc_Warm_3A | 3
25628 | 36016 | AL | SRSOc | Warm | SRSOc_Warm_3A | 3
25629 | 36017 | AL | SRSOc | Warm | SRSOc_Warm_3A | 3
25630 | 36027 | AL | SRSOc | Warm | SRSOc_Warm_3A | 3
25631 | 36048 | AL | SRSOc | Warm | SRSOc_Warm_3A | 3
25632 | 36072 | AL | SRSOc | Warm | SRSOc_Warm_3A | 3
25633 | 36310 | AL | SRSOc | Warm | SRSOc_Warm_3A | 3
25634 | 36319 | AL | SRSOc | Warm | SRSOc_Warm_3A | 3
25635 | 36373 | AL | SRSOc | Warm | SRSOc_Warm_3A | 3
25636 | 36851 | AL | SRSOc | Warm | SRSOc_Warm_3A | 3
25637 | 36856 | AL | SRSOc | Warm | SRSOc_Warm_3A | 3
25638 | 36858 | AL | SRSOc | Warm | SRSOc_Warm_3A | 3
25639 | 36867 | AL | SRSOc | Warm | SRSOc_Warm_3A | 3
25640 | 36868 | AL | SRSOc | Warm | SRSOc_Warm_3A | 3
25641 | 36869 | AL | SRSOc | Warm | SRSOc_Warm_3A | 3
25642 | 36870 | AL | SRSOc | Warm | SRSOc_Warm_3A | 3
25643 | 36871 | AL | SRSOc | Warm | SRSOc_Warm_3A | 3
25644 | 36874 | AL | SRSOc | Warm | SRSOc_Warm_3A | 3
25645 | 36875 | AL | SRSOc | Warm | SRSOc_Warm_3A | 3
25646 | 36877 | AL | SRSOc | Warm | SRSOc_Warm_3A | 3
25647 | 36038 | AL | SRSOc | Warm | SRSOc_Warm_3A | 3
25648 | 36420 | AL | SRSOc | Warm | SRSOc_Warm_3A | 3
25649 | 36421 | AL | SRSOc | Warm | SRSOc_Warm_3A | 3
25650 | 36442 | AL | SRSOc | Warm | SRSOc_Warm_3A | 3
25651 | 36455 | AL | SRSOc | Warm | SRSOc_Warm_3A | 3
25652 | 36476 | AL | SRSOc | Warm | SRSOc_Warm_3A | 3
25653 | 36483 | AL | SRSOc | Warm | SRSOc_Warm_3A | 3
25654 | 36435 | AL | SRSOc | Warm | SRSOc_Warm_3A | 3
25655 | 36720 | AL | SRSOc | Warm | SRSOc_Warm_3A | 3
25656 | 36722 | AL | SRSOc | Warm | SRSOc_Warm_3A | 3
25657 | 36723 | AL | SRSOc | Warm | SRSOc_Warm_3A | 3
25658 | 36726 | AL | SRSOc | Warm | SRSOc_Warm_3A | 3
25659 | 36741 | AL | SRSOc | Warm | SRSOc_Warm_3A | 3
25660 | 36751 | AL | SRSOc | Warm | SRSOc_Warm_3A | 3
25661 | 36753 | AL | SRSOc | Warm | SRSOc_Warm_3A | 3
25662 | 36761 | AL | SRSOc | Warm | SRSOc_Warm_3A | 3
25663 | 36766 | AL | SRSOc | Warm | SRSOc_Warm_3A | 3
25664 | 36768 | AL | SRSOc | Warm | SRSOc_Warm_3A | 3
25665 | 36769 | AL | SRSOc | Warm | SRSOc_Warm_3A | 3
25666 | 36783 | AL | SRSOc | Warm | SRSOc_Warm_3A | 3
25667 | 36784 | AL | SRSOc | Warm | SRSOc_Warm_3A | 3
25668 | 36040 | AL | SRSOc | Warm | SRSOc_Warm_3A | 3
25669 | 36752 | AL | SRSOc | Warm | SRSOc_Warm_3A | 3
25670 | 36775 | AL | SRSOc | Warm | SRSOc_Warm_3A | 3
25671 | 36785 | AL | SRSOc | Warm | SRSOc_Warm_3A | 3
25672 | 36401 | AL | SRSOc | Warm | SRSOc_Warm_3A | 3
25673 | 36425 | AL | SRSOc | Warm | SRSOc_Warm_3A | 3
25674 | 36439 | AL | SRSOc | Warm | SRSOc_Warm_3A | 3
25675 | 36444 | AL | SRSOc | Warm | SRSOc_Warm_3A | 3
25676 | 36445 | AL | SRSOc | Warm | SRSOc_Warm_3A | 3
25677 | 36458 | AL | SRSOc | Warm | SRSOc_Warm_3A | 3
25678 | 36460 | AL | SRSOc | Warm | SRSOc_Warm_3A | 3
25679 | 36470 | AL | SRSOc | Warm | SRSOc_Warm_3A | 3
25680 | 36471 | AL | SRSOc | Warm | SRSOc_Warm_3A | 3
25681 | 36475 | AL | SRSOc | Warm | SRSOc_Warm_3A | 3
25682 | 36480 | AL | SRSOc | Warm | SRSOc_Warm_3A | 3
25683 | 36481 | AL | SRSOc | Warm | SRSOc_Warm_3A | 3
25684 | 36482 | AL | SRSOc | Warm | SRSOc_Warm_3A | 3
25685 | 36502 | AL | SRSOc | Warm | SRSOc_Warm_3A | 3
25686 | 36426 | AL | SRSOc | Warm | SRSOc_Warm_3A | 3
25687 | 36432 | AL | SRSOc | Warm | SRSOc_Warm_3A | 3
25688 | 36454 | AL | SRSOc | Warm | SRSOc_Warm_3A | 3
25689 | 36473 | AL | SRSOc | Warm | SRSOc_Warm_3A | 3
25690 | 36261 | AL | SRSOc | Warm | SRSOc_Warm_3A | 3
25691 | 36262 | AL | SRSOc | Warm | SRSOc_Warm_3A | 3
25692 | 36264 | AL | SRSOc | Warm | SRSOc_Warm_3A | 3
25693 | 36269 | AL | SRSOc | Warm | SRSOc_Warm_3A | 3
25694 | 36273 | AL | SRSOc | Warm | SRSOc_Warm_3A | 3
25695 | 36263 | AL | SRSOc | Warm | SRSOc_Warm_3A | 3
25696 | 36274 | AL | SRSOc | Warm | SRSOc_Warm_3A | 3
25697 | 36278 | AL | SRSOc | Warm | SRSOc_Warm_3A | 3
25698 | 36280 | AL | SRSOc | Warm | SRSOc_Warm_3A | 3
25699 | 36801 | AL | SRSOc | Warm | SRSOc_Warm_3A | 3
25700 | 36852 | AL | SRSOc | Warm | SRSOc_Warm_3A | 3
25701 | 36854 | AL | SRSOc | Warm | SRSOc_Warm_3A | 3
25702 | 36855 | AL | SRSOc | Warm | SRSOc_Warm_3A | 3
25703 | 36862 | AL | SRSOc | Warm | SRSOc_Warm_3A | 3
25704 | 36863 | AL | SRSOc | Warm | SRSOc_Warm_3A | 3
25705 | 36301 | AL | SRSOc | Warm | SRSOc_Warm_3A | 3
25706 | 36305 | AL | SRSOc | Warm | SRSOc_Warm_3A | 3
25707 | 36313 | AL | SRSOc | Warm | SRSOc_Warm_3A | 3
25708 | 36314 | AL | SRSOc | Warm | SRSOc_Warm_3A | 3
25709 | 36340 | AL | SRSOc | Warm | SRSOc_Warm_3A | 3
25710 | 36344 | AL | SRSOc | Warm | SRSOc_Warm_3A | 3
25711 | 36349 | AL | SRSOc | Warm | SRSOc_Warm_3A | 3
25712 | 36375 | AL | SRSOc | Warm | SRSOc_Warm_3A | 3
25713 | 36302 | AL | SRSOc | Warm | SRSOc_Warm_3A | 3
25714 | 36304 | AL | SRSOc | Warm | SRSOc_Warm_3A | 3
25715 | 36312 | AL | SRSOc | Warm | SRSOc_Warm_3A | 3
25716 | 36320 | AL | SRSOc | Warm | SRSOc_Warm_3A | 3
25717 | 36321 | AL | SRSOc | Warm | SRSOc_Warm_3A | 3
25718 | 36343 | AL | SRSOc | Warm | SRSOc_Warm_3A | 3
25719 | 36370 | AL | SRSOc | Warm | SRSOc_Warm_3A | 3
25720 | 36376 | AL | SRSOc | Warm | SRSOc_Warm_3A | 3
25721 | 36441 | AL | SRSOc | Warm | SRSOc_Warm_3A | 3
25722 | 36503 | AL | SRSOc | Warm | SRSOc_Warm_3A | 3
25723 | 36543 | AL | SRSOc | Warm | SRSOc_Warm_3A | 3
25724 | 36562 | AL | SRSOc | Warm | SRSOc_Warm_3A | 3
25725 | 36436 | AL | SRSOc | Warm | SRSOc_Warm_3A | 3
25726 | 36446 | AL | SRSOc | Warm | SRSOc_Warm_3A | 3
25727 | 36451 | AL | SRSOc | Warm | SRSOc_Warm_3A | 3
25728 | 36524 | AL | SRSOc | Warm | SRSOc_Warm_3A | 3
25729 | 36540 | AL | SRSOc | Warm | SRSOc_Warm_3A | 3
25730 | 36545 | AL | SRSOc | Warm | SRSOc_Warm_3A | 3
25731 | 36727 | AL | SRSOc | Warm | SRSOc_Warm_3A | 3
25732 | 36513 | AL | SRSOc | Warm | SRSOc_Warm_3A | 3
25733 | 36518 | AL | SRSOc | Warm | SRSOc_Warm_3A | 3
25734 | 36529 | AL | SRSOc | Warm | SRSOc_Warm_3A | 3
25735 | 36538 | AL | SRSOc | Warm | SRSOc_Warm_3A | 3
25736 | 36539 | AL | SRSOc | Warm | SRSOc_Warm_3A | 3
25737 | 36548 | AL | SRSOc | Warm | SRSOc_Warm_3A | 3
25738 | 36553 | AL | SRSOc | Warm | SRSOc_Warm_3A | 3
25739 | 36556 | AL | SRSOc | Warm | SRSOc_Warm_3A | 3
25740 | 36558 | AL | SRSOc | Warm | SRSOc_Warm_3A | 3
25741 | 36569 | AL | SRSOc | Warm | SRSOc_Warm_3A | 3
25742 | 36581 | AL | SRSOc | Warm | SRSOc_Warm_3A | 3
25743 | 36583 | AL | SRSOc | Warm | SRSOc_Warm_3A | 3
25744 | 36584 | AL | SRSOc | Warm | SRSOc_Warm_3A | 3
25745 | 36585 | AL | SRSOc | Warm | SRSOc_Warm_3A | 3
25746 | 36904 | AL | SRSOc | Warm | SRSOc_Warm_3A | 3
25747 | 36908 | AL | SRSOc | Warm | SRSOc_Warm_3A | 3
25748 | 36910 | AL | SRSOc | Warm | SRSOc_Warm_3A | 3
25749 | 36913 | AL | SRSOc | Warm | SRSOc_Warm_3A | 3
25750 | 36915 | AL | SRSOc | Warm | SRSOc_Warm_3A | 3
25751 | 36916 | AL | SRSOc | Warm | SRSOc_Warm_3A | 3
25752 | 36919 | AL | SRSOc | Warm | SRSOc_Warm_3A | 3
25753 | 36921 | AL | SRSOc | Warm | SRSOc_Warm_3A | 3
25754 | 36767 | AL | SRSOc | Warm | SRSOc_Warm_3A | 3
25755 | 36732 | AL | SRSOc | Warm | SRSOc_Warm_3A | 3
25756 | 36736 | AL | SRSOc | Warm | SRSOc_Warm_3A | 3
25757 | 36745 | AL | SRSOc | Warm | SRSOc_Warm_3A | 3
25758 | 36748 | AL | SRSOc | Warm | SRSOc_Warm_3A | 3
25759 | 36754 | AL | SRSOc | Warm | SRSOc_Warm_3A | 3
25760 | 36763 | AL | SRSOc | Warm | SRSOc_Warm_3A | 3
25761 | 36764 | AL | SRSOc | Warm | SRSOc_Warm_3A | 3
25762 | 36782 | AL | SRSOc | Warm | SRSOc_Warm_3A | 3
25763 | 36803 | AL | SRSOc | Warm | SRSOc_Warm_3A | 3
25764 | 36831 | AL | SRSOc | Warm | SRSOc_Warm_3A | 3
25765 | 36865 | AL | SRSOc | Warm | SRSOc_Warm_3A | 3
25766 | 37501 | TN | SRTVc | Warm | SRTVc_Warm_3A | 3
25767 | 38002 | TN | SRTVc | Warm | SRTVc_Warm_3A | 3
25768 | 38004 | TN | SRTVc | Warm | SRTVc_Warm_3A | 3
25769 | 38011 | TN | SRTVc | Warm | SRTVc_Warm_3A | 3
25770 | 38014 | TN | SRTVc | Warm | SRTVc_Warm_3A | 3
25771 | 38016 | TN | SRTVc | Warm | SRTVc_Warm_3A | 3
25772 | 38017 | TN | SRTVc | Warm | SRTVc_Warm_3A | 3
25773 | 38018 | TN | SRTVc | Warm | SRTVc_Warm_3A | 3
25774 | 38027 | TN | SRTVc | Warm | SRTVc_Warm_3A | 3
25775 | 38028 | TN | SRTVc | Warm | SRTVc_Warm_3A | 3
25776 | 38029 | TN | SRTVc | Warm | SRTVc_Warm_3A | 3
25777 | 38053 | TN | SRTVc | Warm | SRTVc_Warm_3A | 3
25778 | 38054 | TN | SRTVc | Warm | SRTVc_Warm_3A | 3
25779 | 38055 | TN | SRTVc | Warm | SRTVc_Warm_3A | 3
25780 | 38083 | TN | SRTVc | Warm | SRTVc_Warm_3A | 3
25781 | 38088 | TN | SRTVc | Warm | SRTVc_Warm_3A | 3
25782 | 38101 | TN | SRTVc | Warm | SRTVc_Warm_3A | 3
25783 | 38103 | TN | SRTVc | Warm | SRTVc_Warm_3A | 3
25784 | 38104 | TN | SRTVc | Warm | SRTVc_Warm_3A | 3
25785 | 38105 | TN | SRTVc | Warm | SRTVc_Warm_3A | 3
25786 | 38106 | TN | SRTVc | Warm | SRTVc_Warm_3A | 3
25787 | 38107 | TN | SRTVc | Warm | SRTVc_Warm_3A | 3
25788 | 38108 | TN | SRTVc | Warm | SRTVc_Warm_3A | 3
25789 | 38109 | TN | SRTVc | Warm | SRTVc_Warm_3A | 3
25790 | 38111 | TN | SRTVc | Warm | SRTVc_Warm_3A | 3
25791 | 38112 | TN | SRTVc | Warm | SRTVc_Warm_3A | 3
25792 | 38113 | TN | SRTVc | Warm | SRTVc_Warm_3A | 3
25793 | 38114 | TN | SRTVc | Warm | SRTVc_Warm_3A | 3
25794 | 38115 | TN | SRTVc | Warm | SRTVc_Warm_3A | 3
25795 | 38116 | TN | SRTVc | Warm | SRTVc_Warm_3A | 3
25796 | 38117 | TN | SRTVc | Warm | SRTVc_Warm_3A | 3
25797 | 38118 | TN | SRTVc | Warm | SRTVc_Warm_3A | 3
25798 | 38119 | TN | SRTVc | Warm | SRTVc_Warm_3A | 3
25799 | 38120 | TN | SRTVc | Warm | SRTVc_Warm_3A | 3
25800 | 38122 | TN | SRTVc | Warm | SRTVc_Warm_3A | 3
25801 | 38124 | TN | SRTVc | Warm | SRTVc_Warm_3A | 3
25802 | 38125 | TN | SRTVc | Warm | SRTVc_Warm_3A | 3
25803 | 38126 | TN | SRTVc | Warm | SRTVc_Warm_3A | 3
25804 | 38127 | TN | SRTVc | Warm | SRTVc_Warm_3A | 3
25805 | 38128 | TN | SRTVc | Warm | SRTVc_Warm_3A | 3
25806 | 38130 | TN | SRTVc | Warm | SRTVc_Warm_3A | 3
25807 | 38131 | TN | SRTVc | Warm | SRTVc_Warm_3A | 3
25808 | 38132 | TN | SRTVc | Warm | SRTVc_Warm_3A | 3
25809 | 38133 | TN | SRTVc | Warm | SRTVc_Warm_3A | 3
25810 | 38134 | TN | SRTVc | Warm | SRTVc_Warm_3A | 3
25811 | 38135 | TN | SRTVc | Warm | SRTVc_Warm_3A | 3
25812 | 38136 | TN | SRTVc | Warm | SRTVc_Warm_3A | 3
25813 | 38137 | TN | SRTVc | Warm | SRTVc_Warm_3A | 3
25814 | 38138 | TN | SRTVc | Warm | SRTVc_Warm_3A | 3
25815 | 38139 | TN | SRTVc | Warm | SRTVc_Warm_3A | 3
25816 | 38141 | TN | SRTVc | Warm | SRTVc_Warm_3A | 3
25817 | 38152 | TN | SRTVc | Warm | SRTVc_Warm_3A | 3
25818 | 38157 | TN | SRTVc | Warm | SRTVc_Warm_3A | 3
25819 | 38161 | TN | SRTVc | Warm | SRTVc_Warm_3A | 3
25820 | 38166 | TN | SRTVc | Warm | SRTVc_Warm_3A | 3
25821 | 38167 | TN | SRTVc | Warm | SRTVc_Warm_3A | 3
25822 | 38168 | TN | SRTVc | Warm | SRTVc_Warm_3A | 3
25823 | 38173 | TN | SRTVc | Warm | SRTVc_Warm_3A | 3
25824 | 38174 | TN | SRTVc | Warm | SRTVc_Warm_3A | 3
25825 | 38175 | TN | SRTVc | Warm | SRTVc_Warm_3A | 3
25826 | 38177 | TN | SRTVc | Warm | SRTVc_Warm_3A | 3
25827 | 38181 | TN | SRTVc | Warm | SRTVc_Warm_3A | 3
25828 | 38182 | TN | SRTVc | Warm | SRTVc_Warm_3A | 3
25829 | 38183 | TN | SRTVc | Warm | SRTVc_Warm_3A | 3
25830 | 38184 | TN | SRTVc | Warm | SRTVc_Warm_3A | 3
25831 | 38186 | TN | SRTVc | Warm | SRTVc_Warm_3A | 3
25832 | 38187 | TN | SRTVc | Warm | SRTVc_Warm_3A | 3
25833 | 38188 | TN | SRTVc | Warm | SRTVc_Warm_3A | 3
25834 | 38190 | TN | SRTVc | Warm | SRTVc_Warm_3A | 3
25835 | 38193 | TN | SRTVc | Warm | SRTVc_Warm_3A | 3
25836 | 38197 | TN | SRTVc | Warm | SRTVc_Warm_3A | 3
25837 | 38001 | TN | SRTVc | Warm | SRTVc_Warm_3A | 3
25838 | 38006 | TN | SRTVc | Warm | SRTVc_Warm_3A | 3
25839 | 38021 | TN | SRTVc | Warm | SRTVc_Warm_3A | 3
25840 | 38034 | TN | SRTVc | Warm | SRTVc_Warm_3A | 3
25841 | 38040 | TN | SRTVc | Warm | SRTVc_Warm_3A | 3
25842 | 38050 | TN | SRTVc | Warm | SRTVc_Warm_3A | 3
25843 | 38336 | TN | SRTVc | Warm | SRTVc_Warm_3A | 3
25844 | 38337 | TN | SRTVc | Warm | SRTVc_Warm_3A | 3
25845 | 38343 | TN | SRTVc | Warm | SRTVc_Warm_3A | 3
25846 | 38036 | TN | SRTVc | Warm | SRTVc_Warm_3A | 3
25847 | 38039 | TN | SRTVc | Warm | SRTVc_Warm_3A | 3
25848 | 38042 | TN | SRTVc | Warm | SRTVc_Warm_3A | 3
25849 | 38045 | TN | SRTVc | Warm | SRTVc_Warm_3A | 3
25850 | 38046 | TN | SRTVc | Warm | SRTVc_Warm_3A | 3
25851 | 38048 | TN | SRTVc | Warm | SRTVc_Warm_3A | 3
25852 | 38049 | TN | SRTVc | Warm | SRTVc_Warm_3A | 3
25853 | 38057 | TN | SRTVc | Warm | SRTVc_Warm_3A | 3
25854 | 38060 | TN | SRTVc | Warm | SRTVc_Warm_3A | 3
25855 | 38066 | TN | SRTVc | Warm | SRTVc_Warm_3A | 3
25856 | 38068 | TN | SRTVc | Warm | SRTVc_Warm_3A | 3
25857 | 38069 | TN | SRTVc | Warm | SRTVc_Warm_3A | 3
25858 | 38075 | TN | SRTVc | Warm | SRTVc_Warm_3A | 3
25859 | 38076 | TN | SRTVc | Warm | SRTVc_Warm_3A | 3
25860 | 38015 | TN | SRTVc | Warm | SRTVc_Warm_3A | 3
25861 | 38019 | TN | SRTVc | Warm | SRTVc_Warm_3A | 3
25862 | 38023 | TN | SRTVc | Warm | SRTVc_Warm_3A | 3
25863 | 38058 | TN | SRTVc | Warm | SRTVc_Warm_3A | 3
25864 | 38071 | TN | SRTVc | Warm | SRTVc_Warm_3A | 3
25865 | 38301 | TN | SRTVc | Warm | SRTVc_Warm_3A | 3
25866 | 38302 | TN | SRTVc | Warm | SRTVc_Warm_3A | 3
25867 | 38303 | TN | SRTVc | Warm | SRTVc_Warm_3A | 3
25868 | 38305 | TN | SRTVc | Warm | SRTVc_Warm_3A | 3
25869 | 38308 | TN | SRTVc | Warm | SRTVc_Warm_3A | 3
25870 | 38313 | TN | SRTVc | Warm | SRTVc_Warm_3A | 3
25871 | 38348 | TN | SRTVc | Warm | SRTVc_Warm_3A | 3
25872 | 38351 | TN | SRTVc | Warm | SRTVc_Warm_3A | 3
25873 | 38355 | TN | SRTVc | Warm | SRTVc_Warm_3A | 3
25874 | 38356 | TN | SRTVc | Warm | SRTVc_Warm_3A | 3
25875 | 38362 | TN | SRTVc | Warm | SRTVc_Warm_3A | 3
25876 | 38366 | TN | SRTVc | Warm | SRTVc_Warm_3A | 3
25877 | 38378 | TN | SRTVc | Warm | SRTVc_Warm_3A | 3
25878 | 38391 | TN | SRTVc | Warm | SRTVc_Warm_3A | 3
25879 | 38392 | TN | SRTVc | Warm | SRTVc_Warm_3A | 3
25880 | 38012 | TN | SRTVc | Warm | SRTVc_Warm_3A | 3
25881 | 38037 | TN | SRTVc | Warm | SRTVc_Warm_3A | 3
25882 | 38063 | TN | SRTVc | Warm | SRTVc_Warm_3A | 3
25883 | 38007 | TN | SRTVc | Warm | SRTVc_Warm_3A | 3
25884 | 38024 | TN | SRTVc | Warm | SRTVc_Warm_3A | 3
25885 | 38025 | TN | SRTVc | Warm | SRTVc_Warm_3A | 3
25886 | 38030 | TN | SRTVc | Warm | SRTVc_Warm_3A | 3
25887 | 38047 | TN | SRTVc | Warm | SRTVc_Warm_3A | 3
25888 | 38059 | TN | SRTVc | Warm | SRTVc_Warm_3A | 3
25889 | 38070 | TN | SRTVc | Warm | SRTVc_Warm_3A | 3
25890 | 38080 | TN | SRTVc | Warm | SRTVc_Warm_3A | 3
25891 | 38240 | TN | SRTVc | Warm | SRTVc_Warm_3A | 3
25892 | 38259 | TN | SRTVc | Warm | SRTVc_Warm_3A | 3
25893 | 38008 | TN | SRTVc | Warm | SRTVc_Warm_3A | 3
25894 | 38044 | TN | SRTVc | Warm | SRTVc_Warm_3A | 3
25895 | 38052 | TN | SRTVc | Warm | SRTVc_Warm_3A | 3
25896 | 38061 | TN | SRTVc | Warm | SRTVc_Warm_3A | 3
25897 | 38067 | TN | SRTVc | Warm | SRTVc_Warm_3A | 3
25898 | 38340 | TN | SRTVc | Warm | SRTVc_Warm_3A | 3
25899 | 38381 | TN | SRTVc | Warm | SRTVc_Warm_3A | 3
25900 | 38041 | TN | SRTVc | Warm | SRTVc_Warm_3A | 3
25901 | 38315 | TN | SRTVc | Warm | SRTVc_Warm_3A | 3
25902 | 38332 | TN | SRTVc | Warm | SRTVc_Warm_3A | 3
25903 | 38334 | TN | SRTVc | Warm | SRTVc_Warm_3A | 3
25904 | 38345 | TN | SRTVc | Warm | SRTVc_Warm_3A | 3
25905 | 38347 | TN | SRTVc | Warm | SRTVc_Warm_3A | 3
25906 | 38352 | TN | SRTVc | Warm | SRTVc_Warm_3A | 3
25907 | 38359 | TN | SRTVc | Warm | SRTVc_Warm_3A | 3
25908 | 38368 | TN | SRTVc | Warm | SRTVc_Warm_3A | 3
25909 | 38371 | TN | SRTVc | Warm | SRTVc_Warm_3A | 3
25910 | 38310 | TN | SRTVc | Warm | SRTVc_Warm_3A | 3
25911 | 38339 | TN | SRTVc | Warm | SRTVc_Warm_3A | 3
25912 | 38357 | TN | SRTVc | Warm | SRTVc_Warm_3A | 3
25913 | 38361 | TN | SRTVc | Warm | SRTVc_Warm_3A | 3
25914 | 38367 | TN | SRTVc | Warm | SRTVc_Warm_3A | 3
25915 | 38375 | TN | SRTVc | Warm | SRTVc_Warm_3A | 3
25916 | 38376 | TN | SRTVc | Warm | SRTVc_Warm_3A | 3
25917 | 38379 | TN | SRTVc | Warm | SRTVc_Warm_3A | 3
25918 | 38393 | TN | SRTVc | Warm | SRTVc_Warm_3A | 3
25919 | 38077 | TN | SRTVc | Warm | SRTVc_Warm_3A | 3
25920 | 38079 | TN | SRTVc | Warm | SRTVc_Warm_3A | 3
25921 | 38326 | TN | SRTVc | Warm | SRTVc_Warm_3A | 3
25922 | 38327 | TN | SRTVc | Warm | SRTVc_Warm_3A | 3
25923 | 38365 | TN | SRTVc | Warm | SRTVc_Warm_3A | 3
25924 | 38370 | TN | SRTVc | Warm | SRTVc_Warm_3A | 3
25925 | 38372 | TN | SRTVc | Warm | SRTVc_Warm_3A | 3
25926 | 38601 | MS | SRTVc | Warm | SRTVc_Warm_3A | 3
25927 | 38606 | MS | SRTVc | Warm | SRTVc_Warm_3A | 3
25928 | 38619 | MS | SRTVc | Warm | SRTVc_Warm_3A | 3
25929 | 38627 | MS | SRTVc | Warm | SRTVc_Warm_3A | 3
25930 | 38655 | MS | SRTVc | Warm | SRTVc_Warm_3A | 3
25931 | 38673 | MS | SRTVc | Warm | SRTVc_Warm_3A | 3
25932 | 38677 | MS | SRTVc | Warm | SRTVc_Warm_3A | 3
25933 | 38685 | MS | SRTVc | Warm | SRTVc_Warm_3A | 3
25934 | 38863 | MS | SRTVc | Warm | SRTVc_Warm_3A | 3
25935 | 38871 | MS | SRTVc | Warm | SRTVc_Warm_3A | 3
25936 | 38913 | MS | SRTVc | Warm | SRTVc_Warm_3A | 3
25937 | 38915 | MS | SRTVc | Warm | SRTVc_Warm_3A | 3
25938 | 38949 | MS | SRTVc | Warm | SRTVc_Warm_3A | 3
25939 | 38965 | MS | SRTVc | Warm | SRTVc_Warm_3A | 3
25940 | 38602 | MS | SRMVc | Warm | SRMVc_Warm_3A | 3
25941 | 38611 | MS | SRMVc | Warm | SRMVc_Warm_3A | 3
25942 | 38618 | MS | SRMVc | Warm | SRMVc_Warm_3A | 3
25943 | 38632 | MS | SRMVc | Warm | SRMVc_Warm_3A | 3
25944 | 38635 | MS | SRMVc | Warm | SRMVc_Warm_3A | 3
25945 | 38638 | MS | SRMVc | Warm | SRMVc_Warm_3A | 3
25946 | 38665 | MS | SRMVc | Warm | SRMVc_Warm_3A | 3
25947 | 38668 | MS | SRMVc | Warm | SRMVc_Warm_3A | 3
25948 | 38603 | MS | SRTVc | Warm | SRTVc_Warm_3A | 3
25949 | 38610 | MS | SRTVc | Warm | SRTVc_Warm_3A | 3
25950 | 38625 | MS | SRTVc | Warm | SRTVc_Warm_3A | 3
25951 | 38629 | MS | SRTVc | Warm | SRTVc_Warm_3A | 3
25952 | 38650 | MS | SRTVc | Warm | SRTVc_Warm_3A | 3
25953 | 38663 | MS | SRTVc | Warm | SRTVc_Warm_3A | 3
25954 | 38674 | MS | SRTVc | Warm | SRTVc_Warm_3A | 3
25955 | 38683 | MS | SRTVc | Warm | SRTVc_Warm_3A | 3
25956 | 38824 | MS | SRTVc | Warm | SRTVc_Warm_3A | 3
25957 | 38829 | MS | SRTVc | Warm | SRTVc_Warm_3A | 3
25958 | 38633 | MS | SRTVc | Warm | SRTVc_Warm_3A | 3
25959 | 38642 | MS | SRTVc | Warm | SRTVc_Warm_3A | 3
25960 | 38647 | MS | SRTVc | Warm | SRTVc_Warm_3A | 3
25961 | 38659 | MS | SRTVc | Warm | SRTVc_Warm_3A | 3
25962 | 38617 | MS | SRMVc | Warm | SRMVc_Warm_3A | 3
25963 | 38621 | MS | SRMVc | Warm | SRMVc_Warm_3A | 3
25964 | 38622 | MS | SRMVc | Warm | SRMVc_Warm_3A | 3
25965 | 38623 | MS | SRMVc | Warm | SRMVc_Warm_3A | 3
25966 | 38643 | MS | SRMVc | Warm | SRMVc_Warm_3A | 3
25967 | 38645 | MS | SRMVc | Warm | SRMVc_Warm_3A | 3
25968 | 38646 | MS | SRMVc | Warm | SRMVc_Warm_3A | 3
25969 | 38670 | MS | SRMVc | Warm | SRMVc_Warm_3A | 3
25970 | 38963 | MS | SRMVc | Warm | SRMVc_Warm_3A | 3
25971 | 38964 | MS | SRMVc | Warm | SRMVc_Warm_3A | 3
25972 | 38620 | MS | SRMVc | Warm | SRMVc_Warm_3A | 3
25973 | 38658 | MS | SRMVc | Warm | SRMVc_Warm_3A | 3
25974 | 38666 | MS | SRMVc | Warm | SRMVc_Warm_3A | 3
25975 | 38927 | MS | SRMVc | Warm | SRMVc_Warm_3A | 3
25976 | 38948 | MS | SRMVc | Warm | SRMVc_Warm_3A | 3
25977 | 38652 | MS | SRTVc | Warm | SRTVc_Warm_3A | 3
25978 | 38828 | MS | SRTVc | Warm | SRTVc_Warm_3A | 3
25979 | 38841 | MS | SRTVc | Warm | SRTVc_Warm_3A | 3
25980 | 38849 | MS | SRTVc | Warm | SRTVc_Warm_3A | 3
25981 | 38869 | MS | SRTVc | Warm | SRTVc_Warm_3A | 3
25982 | 38649 | MS | SRTVc | Warm | SRTVc_Warm_3A | 3
25983 | 38654 | MS | SRTVc | Warm | SRTVc_Warm_3A | 3
25984 | 38661 | MS | SRTVc | Warm | SRTVc_Warm_3A | 3
25985 | 38679 | MS | SRTVc | Warm | SRTVc_Warm_3A | 3
25986 | 38637 | MS | SRMVc | Warm | SRMVc_Warm_3A | 3
25987 | 38641 | MS | SRMVc | Warm | SRMVc_Warm_3A | 3
25988 | 38651 | MS | SRMVc | Warm | SRMVc_Warm_3A | 3
25989 | 38671 | MS | SRMVc | Warm | SRMVc_Warm_3A | 3
25990 | 38672 | MS | SRMVc | Warm | SRMVc_Warm_3A | 3
25991 | 38680 | MS | SRMVc | Warm | SRMVc_Warm_3A | 3
25992 | 38686 | MS | SRMVc | Warm | SRMVc_Warm_3A | 3
25993 | 38614 | MS | SRMVc | Warm | SRMVc_Warm_3A | 3
25994 | 38703 | MS | SRMVc | Warm | SRMVc_Warm_3A | 3
25995 | 38720 | MS | SRMVc | Warm | SRMVc_Warm_3A | 3
25996 | 38725 | MS | SRMVc | Warm | SRMVc_Warm_3A | 3
25997 | 38726 | MS | SRMVc | Warm | SRMVc_Warm_3A | 3
25998 | 38730 | MS | SRMVc | Warm | SRMVc_Warm_3A | 3
25999 | 38732 | MS | SRMVc | Warm | SRMVc_Warm_3A | 3
26000 | 38733 | MS | SRMVc | Warm | SRMVc_Warm_3A | 3
26001 | 38740 | MS | SRMVc | Warm | SRMVc_Warm_3A | 3
26002 | 38746 | MS | SRMVc | Warm | SRMVc_Warm_3A | 3
26003 | 38759 | MS | SRMVc | Warm | SRMVc_Warm_3A | 3
26004 | 38762 | MS | SRMVc | Warm | SRMVc_Warm_3A | 3
26005 | 38764 | MS | SRMVc | Warm | SRMVc_Warm_3A | 3
26006 | 38769 | MS | SRMVc | Warm | SRMVc_Warm_3A | 3
26007 | 38772 | MS | SRMVc | Warm | SRMVc_Warm_3A | 3
26008 | 38773 | MS | SRMVc | Warm | SRMVc_Warm_3A | 3
26009 | 38774 | MS | SRMVc | Warm | SRMVc_Warm_3A | 3
26010 | 38781 | MS | SRMVc | Warm | SRMVc_Warm_3A | 3
26011 | 38626 | MS | SRMVc | Warm | SRMVc_Warm_3A | 3
26012 | 38631 | MS | SRMVc | Warm | SRMVc_Warm_3A | 3
26013 | 38639 | MS | SRMVc | Warm | SRMVc_Warm_3A | 3
26014 | 38644 | MS | SRMVc | Warm | SRMVc_Warm_3A | 3
26015 | 38739 | MS | SRMVc | Warm | SRMVc_Warm_3A | 3
26016 | 38767 | MS | SRMVc | Warm | SRMVc_Warm_3A | 3
26017 | 38664 | MS | SRMVc | Warm | SRMVc_Warm_3A | 3
26018 | 38676 | MS | SRMVc | Warm | SRMVc_Warm_3A | 3
26019 | 38801 | MS | SRTVc | Warm | SRTVc_Warm_3A | 3
26020 | 38804 | MS | SRTVc | Warm | SRTVc_Warm_3A | 3
26021 | 38820 | MS | SRTVc | Warm | SRTVc_Warm_3A | 3
26022 | 38826 | MS | SRTVc | Warm | SRTVc_Warm_3A | 3
26023 | 38850 | MS | SRTVc | Warm | SRTVc_Warm_3A | 3
26024 | 38860 | MS | SRTVc | Warm | SRTVc_Warm_3A | 3
26025 | 38864 | MS | SRTVc | Warm | SRTVc_Warm_3A | 3
26026 | 38868 | MS | SRTVc | Warm | SRTVc_Warm_3A | 3
26027 | 38874 | MS | SRTVc | Warm | SRTVc_Warm_3A | 3
26028 | 38737 | MS | SRMVc | Warm | SRMVc_Warm_3A | 3
26029 | 38901 | MS | SRMVc | Warm | SRMVc_Warm_3A | 3
26030 | 38920 | MS | SRMVc | Warm | SRMVc_Warm_3A | 3
26031 | 38921 | MS | SRMVc | Warm | SRMVc_Warm_3A | 3
26032 | 38928 | MS | SRMVc | Warm | SRMVc_Warm_3A | 3
26033 | 38940 | MS | SRMVc | Warm | SRMVc_Warm_3A | 3
26034 | 38944 | MS | SRMVc | Warm | SRMVc_Warm_3A | 3
26035 | 38950 | MS | SRMVc | Warm | SRMVc_Warm_3A | 3
26036 | 38953 | MS | SRMVc | Warm | SRMVc_Warm_3A | 3
26037 | 38957 | MS | SRMVc | Warm | SRMVc_Warm_3A | 3
26038 | 38961 | MS | SRMVc | Warm | SRMVc_Warm_3A | 3
26039 | 38962 | MS | SRMVc | Warm | SRMVc_Warm_3A | 3
26040 | 38966 | MS | SRMVc | Warm | SRMVc_Warm_3A | 3
26041 | 38922 | MS | SRTVc | Warm | SRTVc_Warm_3A | 3
26042 | 38833 | MS | SRTVc | Warm | SRTVc_Warm_3A | 3
26043 | 38856 | MS | SRTVc | Warm | SRTVc_Warm_3A | 3
26044 | 38859 | MS | SRTVc | Warm | SRTVc_Warm_3A | 3
26045 | 38865 | MS | SRTVc | Warm | SRTVc_Warm_3A | 3
26046 | 38873 | MS | SRTVc | Warm | SRTVc_Warm_3A | 3
26047 | 38880 | MS | SRTVc | Warm | SRTVc_Warm_3A | 3
26048 | 38834 | MS | SRTVc | Warm | SRTVc_Warm_3A | 3
26049 | 38835 | MS | SRTVc | Warm | SRTVc_Warm_3A | 3
26050 | 38846 | MS | SRTVc | Warm | SRTVc_Warm_3A | 3
26051 | 38701 | MS | SRMVc | Warm | SRMVc_Warm_3A | 3
26052 | 38721 | MS | SRMVc | Warm | SRMVc_Warm_3A | 3
26053 | 38722 | MS | SRMVc | Warm | SRMVc_Warm_3A | 3
26054 | 38723 | MS | SRMVc | Warm | SRMVc_Warm_3A | 3
26055 | 38731 | MS | SRMVc | Warm | SRMVc_Warm_3A | 3
26056 | 38744 | MS | SRMVc | Warm | SRMVc_Warm_3A | 3
26057 | 38748 | MS | SRMVc | Warm | SRMVc_Warm_3A | 3
26058 | 38751 | MS | SRMVc | Warm | SRMVc_Warm_3A | 3
26059 | 38754 | MS | SRMVc | Warm | SRMVc_Warm_3A | 3
26060 | 38756 | MS | SRMVc | Warm | SRMVc_Warm_3A | 3
26061 | 38760 | MS | SRMVc | Warm | SRMVc_Warm_3A | 3
26062 | 38776 | MS | SRMVc | Warm | SRMVc_Warm_3A | 3
26063 | 38780 | MS | SRMVc | Warm | SRMVc_Warm_3A | 3
26064 | 38782 | MS | SRMVc | Warm | SRMVc_Warm_3A | 3
26065 | 38765 | MS | SRMVc | Warm | SRMVc_Warm_3A | 3
26066 | 39054 | MS | SRMVc | Warm | SRMVc_Warm_3A | 3
26067 | 39061 | MS | SRMVc | Warm | SRMVc_Warm_3A | 3
26068 | 39159 | MS | SRMVc | Warm | SRMVc_Warm_3A | 3
26069 | 38736 | MS | SRMVc | Warm | SRMVc_Warm_3A | 3
26070 | 38738 | MS | SRMVc | Warm | SRMVc_Warm_3A | 3
26071 | 38753 | MS | SRMVc | Warm | SRMVc_Warm_3A | 3
26072 | 38761 | MS | SRMVc | Warm | SRMVc_Warm_3A | 3
26073 | 38768 | MS | SRMVc | Warm | SRMVc_Warm_3A | 3
26074 | 38771 | MS | SRMVc | Warm | SRMVc_Warm_3A | 3
26075 | 38778 | MS | SRMVc | Warm | SRMVc_Warm_3A | 3
26076 | 39038 | MS | SRMVc | Warm | SRMVc_Warm_3A | 3
26077 | 38924 | MS | SRMVc | Warm | SRMVc_Warm_3A | 3
26078 | 38930 | MS | SRMVc | Warm | SRMVc_Warm_3A | 3
26079 | 38941 | MS | SRMVc | Warm | SRMVc_Warm_3A | 3
26080 | 38946 | MS | SRMVc | Warm | SRMVc_Warm_3A | 3
26081 | 38952 | MS | SRMVc | Warm | SRMVc_Warm_3A | 3
26082 | 38954 | MS | SRMVc | Warm | SRMVc_Warm_3A | 3
26083 | 38959 | MS | SRMVc | Warm | SRMVc_Warm_3A | 3
26084 | 38745 | MS | SRMVc | Warm | SRMVc_Warm_3A | 3
26085 | 39113 | MS | SRMVc | Warm | SRMVc_Warm_3A | 3
26086 | 39177 | MS | SRMVc | Warm | SRMVc_Warm_3A | 3
26087 | 39183 | MS | SRMVc | Warm | SRMVc_Warm_3A | 3
26088 | 39097 | MS | SRMVc | Warm | SRMVc_Warm_3A | 3
26089 | 39115 | MS | SRMVc | Warm | SRMVc_Warm_3A | 3
26090 | 39166 | MS | SRMVc | Warm | SRMVc_Warm_3A | 3
26091 | 39194 | MS | SRMVc | Warm | SRMVc_Warm_3A | 3
26092 | 38802 | MS | SRTVc | Warm | SRTVc_Warm_3A | 3
26093 | 38803 | MS | SRTVc | Warm | SRTVc_Warm_3A | 3
26094 | 38843 | MS | SRTVc | Warm | SRTVc_Warm_3A | 3
26095 | 38855 | MS | SRTVc | Warm | SRTVc_Warm_3A | 3
26096 | 38857 | MS | SRTVc | Warm | SRTVc_Warm_3A | 3
26097 | 38858 | MS | SRTVc | Warm | SRTVc_Warm_3A | 3
26098 | 38862 | MS | SRTVc | Warm | SRTVc_Warm_3A | 3
26099 | 38866 | MS | SRTVc | Warm | SRTVc_Warm_3A | 3
26100 | 38879 | MS | SRTVc | Warm | SRTVc_Warm_3A | 3
26101 | 38847 | MS | SRTVc | Warm | SRTVc_Warm_3A | 3
26102 | 38848 | MS | SRTVc | Warm | SRTVc_Warm_3A | 3
26103 | 38870 | MS | SRTVc | Warm | SRTVc_Warm_3A | 3
26104 | 38821 | MS | SRTVc | Warm | SRTVc_Warm_3A | 3
26105 | 38825 | MS | SRTVc | Warm | SRTVc_Warm_3A | 3
26106 | 38844 | MS | SRTVc | Warm | SRTVc_Warm_3A | 3
26107 | 39730 | MS | SRTVc | Warm | SRTVc_Warm_3A | 3
26108 | 39740 | MS | SRTVc | Warm | SRTVc_Warm_3A | 3
26109 | 39746 | MS | SRTVc | Warm | SRTVc_Warm_3A | 3
26110 | 39756 | MS | SRTVc | Warm | SRTVc_Warm_3A | 3
26111 | 39773 | MS | SRTVc | Warm | SRTVc_Warm_3A | 3
26112 | 38827 | MS | SRTVc | Warm | SRTVc_Warm_3A | 3
26113 | 38838 | MS | SRTVc | Warm | SRTVc_Warm_3A | 3
26114 | 38852 | MS | SRTVc | Warm | SRTVc_Warm_3A | 3
26115 | 38839 | MS | SRTVc | Warm | SRTVc_Warm_3A | 3
26116 | 38851 | MS | SRTVc | Warm | SRTVc_Warm_3A | 3
26117 | 38878 | MS | SRTVc | Warm | SRTVc_Warm_3A | 3
26118 | 38914 | MS | SRTVc | Warm | SRTVc_Warm_3A | 3
26119 | 38916 | MS | SRTVc | Warm | SRTVc_Warm_3A | 3
26120 | 38929 | MS | SRTVc | Warm | SRTVc_Warm_3A | 3
26121 | 38951 | MS | SRTVc | Warm | SRTVc_Warm_3A | 3
26122 | 38875 | MS | SRTVc | Warm | SRTVc_Warm_3A | 3
26123 | 38877 | MS | SRTVc | Warm | SRTVc_Warm_3A | 3
26124 | 39751 | MS | SRTVc | Warm | SRTVc_Warm_3A | 3
26125 | 39776 | MS | SRTVc | Warm | SRTVc_Warm_3A | 3
26126 | 39741 | MS | SRTVc | Warm | SRTVc_Warm_3A | 3
26127 | 39750 | MS | SRTVc | Warm | SRTVc_Warm_3A | 3
26128 | 39755 | MS | SRTVc | Warm | SRTVc_Warm_3A | 3
26129 | 39759 | MS | SRTVc | Warm | SRTVc_Warm_3A | 3
26130 | 38925 | MS | SRMVc | Warm | SRMVc_Warm_3A | 3
26131 | 38960 | MS | SRMVc | Warm | SRMVc_Warm_3A | 3
26132 | 39744 | MS | SRMVc | Warm | SRMVc_Warm_3A | 3
26133 | 38967 | MS | SRMVc | Warm | SRMVc_Warm_3A | 3
26134 | 39176 | MS | SRMVc | Warm | SRMVc_Warm_3A | 3
26135 | 39745 | MS | SRMVc | Warm | SRMVc_Warm_3A | 3
26136 | 39747 | MS | SRMVc | Warm | SRMVc_Warm_3A | 3
26137 | 39767 | MS | SRMVc | Warm | SRMVc_Warm_3A | 3
26138 | 39737 | MS | SRTVc | Warm | SRTVc_Warm_3A | 3
26139 | 39752 | MS | SRTVc | Warm | SRTVc_Warm_3A | 3
26140 | 39771 | MS | SRTVc | Warm | SRTVc_Warm_3A | 3
26141 | 38917 | MS | SRMVc | Warm | SRMVc_Warm_3A | 3
26142 | 38923 | MS | SRMVc | Warm | SRMVc_Warm_3A | 3
26143 | 38943 | MS | SRMVc | Warm | SRMVc_Warm_3A | 3
26144 | 38947 | MS | SRMVc | Warm | SRMVc_Warm_3A | 3
26145 | 39192 | MS | SRMVc | Warm | SRMVc_Warm_3A | 3
26146 | 39063 | MS | SRMVc | Warm | SRMVc_Warm_3A | 3
26147 | 39079 | MS | SRMVc | Warm | SRMVc_Warm_3A | 3
26148 | 39095 | MS | SRMVc | Warm | SRMVc_Warm_3A | 3
26149 | 39146 | MS | SRMVc | Warm | SRMVc_Warm_3A | 3
26150 | 39169 | MS | SRMVc | Warm | SRMVc_Warm_3A | 3
26151 | 39039 | MS | SRMVc | Warm | SRMVc_Warm_3A | 3
26152 | 39040 | MS | SRMVc | Warm | SRMVc_Warm_3A | 3
26153 | 39088 | MS | SRMVc | Warm | SRMVc_Warm_3A | 3
26154 | 39162 | MS | SRMVc | Warm | SRMVc_Warm_3A | 3
26155 | 39173 | MS | SRMVc | Warm | SRMVc_Warm_3A | 3
26156 | 39179 | MS | SRMVc | Warm | SRMVc_Warm_3A | 3
26157 | 39041 | MS | SRMVc | Warm | SRMVc_Warm_3A | 3
26158 | 39045 | MS | SRMVc | Warm | SRMVc_Warm_3A | 3
26159 | 39046 | MS | SRMVc | Warm | SRMVc_Warm_3A | 3
26160 | 39051 | MS | SRMVc | Warm | SRMVc_Warm_3A | 3
26161 | 39071 | MS | SRMVc | Warm | SRMVc_Warm_3A | 3
26162 | 39110 | MS | SRMVc | Warm | SRMVc_Warm_3A | 3
26163 | 39130 | MS | SRMVc | Warm | SRMVc_Warm_3A | 3
26164 | 39157 | MS | SRMVc | Warm | SRMVc_Warm_3A | 3
26165 | 39158 | MS | SRMVc | Warm | SRMVc_Warm_3A | 3
26166 | 39163 | MS | SRMVc | Warm | SRMVc_Warm_3A | 3
26167 | 39209 | MS | SRMVc | Warm | SRMVc_Warm_3A | 3
26168 | 39213 | MS | SRMVc | Warm | SRMVc_Warm_3A | 3
26169 | 39056 | MS | SRMVc | Warm | SRMVc_Warm_3A | 3
26170 | 39058 | MS | SRMVc | Warm | SRMVc_Warm_3A | 3
26171 | 39059 | MS | SRMVc | Warm | SRMVc_Warm_3A | 3
26172 | 39060 | MS | SRMVc | Warm | SRMVc_Warm_3A | 3
26173 | 39066 | MS | SRMVc | Warm | SRMVc_Warm_3A | 3
26174 | 39086 | MS | SRMVc | Warm | SRMVc_Warm_3A | 3
26175 | 39154 | MS | SRMVc | Warm | SRMVc_Warm_3A | 3
26176 | 39170 | MS | SRMVc | Warm | SRMVc_Warm_3A | 3
26177 | 39174 | MS | SRMVc | Warm | SRMVc_Warm_3A | 3
26178 | 39175 | MS | SRMVc | Warm | SRMVc_Warm_3A | 3
26179 | 39201 | MS | SRMVc | Warm | SRMVc_Warm_3A | 3
26180 | 39202 | MS | SRMVc | Warm | SRMVc_Warm_3A | 3
26181 | 39203 | MS | SRMVc | Warm | SRMVc_Warm_3A | 3
26182 | 39204 | MS | SRMVc | Warm | SRMVc_Warm_3A | 3
26183 | 39205 | MS | SRMVc | Warm | SRMVc_Warm_3A | 3
26184 | 39206 | MS | SRMVc | Warm | SRMVc_Warm_3A | 3
26185 | 39207 | MS | SRMVc | Warm | SRMVc_Warm_3A | 3
26186 | 39210 | MS | SRMVc | Warm | SRMVc_Warm_3A | 3
26187 | 39211 | MS | SRMVc | Warm | SRMVc_Warm_3A | 3
26188 | 39212 | MS | SRMVc | Warm | SRMVc_Warm_3A | 3
26189 | 39215 | MS | SRMVc | Warm | SRMVc_Warm_3A | 3
26190 | 39216 | MS | SRMVc | Warm | SRMVc_Warm_3A | 3
26191 | 39217 | MS | SRMVc | Warm | SRMVc_Warm_3A | 3
26192 | 39225 | MS | SRMVc | Warm | SRMVc_Warm_3A | 3
26193 | 39232 | MS | SRMVc | Warm | SRMVc_Warm_3A | 3
26194 | 39236 | MS | SRMVc | Warm | SRMVc_Warm_3A | 3
26195 | 39269 | MS | SRMVc | Warm | SRMVc_Warm_3A | 3
26196 | 39272 | MS | SRMVc | Warm | SRMVc_Warm_3A | 3
26197 | 39282 | MS | SRMVc | Warm | SRMVc_Warm_3A | 3
26198 | 39283 | MS | SRMVc | Warm | SRMVc_Warm_3A | 3
26199 | 39284 | MS | SRMVc | Warm | SRMVc_Warm_3A | 3
26200 | 39286 | MS | SRMVc | Warm | SRMVc_Warm_3A | 3
26201 | 39289 | MS | SRMVc | Warm | SRMVc_Warm_3A | 3
26202 | 39296 | MS | SRMVc | Warm | SRMVc_Warm_3A | 3
26203 | 39042 | MS | SRMVc | Warm | SRMVc_Warm_3A | 3
26204 | 39043 | MS | SRMVc | Warm | SRMVc_Warm_3A | 3
26205 | 39044 | MS | SRMVc | Warm | SRMVc_Warm_3A | 3
26206 | 39047 | MS | SRMVc | Warm | SRMVc_Warm_3A | 3
26207 | 39073 | MS | SRMVc | Warm | SRMVc_Warm_3A | 3
26208 | 39094 | MS | SRMVc | Warm | SRMVc_Warm_3A | 3
26209 | 39114 | MS | SRMVc | Warm | SRMVc_Warm_3A | 3
26210 | 39117 | MS | SRMVc | Warm | SRMVc_Warm_3A | 3
26211 | 39145 | MS | SRMVc | Warm | SRMVc_Warm_3A | 3
26212 | 39148 | MS | SRMVc | Warm | SRMVc_Warm_3A | 3
26213 | 39151 | MS | SRMVc | Warm | SRMVc_Warm_3A | 3
26214 | 39161 | MS | SRMVc | Warm | SRMVc_Warm_3A | 3
26215 | 39167 | MS | SRMVc | Warm | SRMVc_Warm_3A | 3
26216 | 39193 | MS | SRMVc | Warm | SRMVc_Warm_3A | 3
26217 | 39208 | MS | SRMVc | Warm | SRMVc_Warm_3A | 3
26218 | 39218 | MS | SRMVc | Warm | SRMVc_Warm_3A | 3
26219 | 39288 | MS | SRMVc | Warm | SRMVc_Warm_3A | 3
26220 | 39298 | MS | SRMVc | Warm | SRMVc_Warm_3A | 3
26221 | 39074 | MS | SRMVc | Warm | SRMVc_Warm_3A | 3
26222 | 39092 | MS | SRMVc | Warm | SRMVc_Warm_3A | 3
26223 | 39111 | MS | SRMVc | Warm | SRMVc_Warm_3A | 3
26224 | 39116 | MS | SRMVc | Warm | SRMVc_Warm_3A | 3
26225 | 39119 | MS | SRMVc | Warm | SRMVc_Warm_3A | 3
26226 | 39152 | MS | SRMVc | Warm | SRMVc_Warm_3A | 3
26227 | 39153 | MS | SRMVc | Warm | SRMVc_Warm_3A | 3
26228 | 39168 | MS | SRMVc | Warm | SRMVc_Warm_3A | 3
26229 | 39338 | MS | SRMVc | Warm | SRMVc_Warm_3A | 3
26230 | 39422 | MS | SRMVc | Warm | SRMVc_Warm_3A | 3
26231 | 39062 | MS | SRMVc | Warm | SRMVc_Warm_3A | 3
26232 | 39082 | MS | SRMVc | Warm | SRMVc_Warm_3A | 3
26233 | 39140 | MS | SRMVc | Warm | SRMVc_Warm_3A | 3
26234 | 39149 | MS | SRMVc | Warm | SRMVc_Warm_3A | 3
26235 | 39090 | MS | SRMVc | Warm | SRMVc_Warm_3A | 3
26236 | 39109 | MS | SRMVc | Warm | SRMVc_Warm_3A | 3
26237 | 39160 | MS | SRMVc | Warm | SRMVc_Warm_3A | 3
26238 | 39171 | MS | SRMVc | Warm | SRMVc_Warm_3A | 3
26239 | 39189 | MS | SRMVc | Warm | SRMVc_Warm_3A | 3
26240 | 39350 | MS | SRMVc | Warm | SRMVc_Warm_3A | 3
26241 | 39365 | MS | SRMVc | Warm | SRMVc_Warm_3A | 3
26242 | 39057 | MS | SRTVc | Warm | SRTVc_Warm_3A | 3
26243 | 39325 | MS | SRTVc | Warm | SRTVc_Warm_3A | 3
26244 | 39328 | MS | SRTVc | Warm | SRTVc_Warm_3A | 3
26245 | 39337 | MS | SRTVc | Warm | SRTVc_Warm_3A | 3
26246 | 39346 | MS | SRTVc | Warm | SRTVc_Warm_3A | 3
26247 | 39354 | MS | SRTVc | Warm | SRTVc_Warm_3A | 3
26248 | 39067 | MS | SRMVc | Warm | SRMVc_Warm_3A | 3
26249 | 39108 | MS | SRMVc | Warm | SRMVc_Warm_3A | 3
26250 | 39772 | MS | SRMVc | Warm | SRMVc_Warm_3A | 3
26251 | 39323 | MS | SRMVc | Warm | SRMVc_Warm_3A | 3
26252 | 39327 | MS | SRMVc | Warm | SRMVc_Warm_3A | 3
26253 | 39330 | MS | SRMVc | Warm | SRMVc_Warm_3A | 3
26254 | 39332 | MS | SRMVc | Warm | SRMVc_Warm_3A | 3
26255 | 39336 | MS | SRMVc | Warm | SRMVc_Warm_3A | 3
26256 | 39345 | MS | SRMVc | Warm | SRMVc_Warm_3A | 3
26257 | 39080 | MS | SRMVc | Warm | SRMVc_Warm_3A | 3
26258 | 39087 | MS | SRMVc | Warm | SRMVc_Warm_3A | 3
26259 | 39098 | MS | SRMVc | Warm | SRMVc_Warm_3A | 3
26260 | 39359 | MS | SRMVc | Warm | SRMVc_Warm_3A | 3
26261 | 39077 | MS | SRMVc | Warm | SRMVc_Warm_3A | 3
26262 | 39078 | MS | SRMVc | Warm | SRMVc_Warm_3A | 3
26263 | 39083 | MS | SRMVc | Warm | SRMVc_Warm_3A | 3
26264 | 39144 | MS | SRMVc | Warm | SRMVc_Warm_3A | 3
26265 | 39191 | MS | SRMVc | Warm | SRMVc_Warm_3A | 3
26266 | 39654 | MS | SRMVc | Warm | SRMVc_Warm_3A | 3
26267 | 39668 | MS | SRMVc | Warm | SRMVc_Warm_3A | 3
26268 | 39069 | MS | SRMVc | Warm | SRMVc_Warm_3A | 3
26269 | 39096 | MS | SRMVc | Warm | SRMVc_Warm_3A | 3
26270 | 39120 | MS | SRMVc | Warm | SRMVc_Warm_3A | 3
26271 | 39653 | MS | SRMVc | Warm | SRMVc_Warm_3A | 3
26272 | 39661 | MS | SRMVc | Warm | SRMVc_Warm_3A | 3
26273 | 39601 | MS | SRMVc | Warm | SRMVc_Warm_3A | 3
26274 | 39630 | MS | SRMVc | Warm | SRMVc_Warm_3A | 3
26275 | 39647 | MS | SRMVc | Warm | SRMVc_Warm_3A | 3
26276 | 39664 | MS | SRMVc | Warm | SRMVc_Warm_3A | 3
26277 | 39602 | MS | SRMVc | Warm | SRMVc_Warm_3A | 3
26278 | 39603 | MS | SRMVc | Warm | SRMVc_Warm_3A | 3
26279 | 39629 | MS | SRMVc | Warm | SRMVc_Warm_3A | 3
26280 | 39641 | MS | SRMVc | Warm | SRMVc_Warm_3A | 3
26281 | 39662 | MS | SRMVc | Warm | SRMVc_Warm_3A | 3
26282 | 39665 | MS | SRMVc | Warm | SRMVc_Warm_3A | 3
26283 | 39666 | MS | SRMVc | Warm | SRMVc_Warm_3A | 3
26284 | 39150 | MS | SRMVc | Warm | SRMVc_Warm_3A | 3
26285 | 39339 | MS | SRTVc | Warm | SRTVc_Warm_3A | 3
26286 | 39341 | MS | SRTVc | Warm | SRTVc_Warm_3A | 3
26287 | 39735 | MS | SRTVc | Warm | SRTVc_Warm_3A | 3
26288 | 39769 | MS | SRTVc | Warm | SRTVc_Warm_3A | 3
26289 | 39401 | MS | SRMVc | Warm | SRMVc_Warm_3A | 3
26290 | 39402 | MS | SRMVc | Warm | SRMVc_Warm_3A | 3
26291 | 39428 | MS | SRMVc | Warm | SRMVc_Warm_3A | 3
26292 | 39437 | MS | SRMVc | Warm | SRMVc_Warm_3A | 3
26293 | 39474 | MS | SRMVc | Warm | SRMVc_Warm_3A | 3
26294 | 39479 | MS | SRMVc | Warm | SRMVc_Warm_3A | 3
26295 | 39482 | MS | SRMVc | Warm | SRMVc_Warm_3A | 3
26296 | 39421 | MS | SRMVc | Warm | SRMVc_Warm_3A | 3
26297 | 39427 | MS | SRMVc | Warm | SRMVc_Warm_3A | 3
26298 | 39429 | MS | SRMVc | Warm | SRMVc_Warm_3A | 3
26299 | 39656 | MS | SRMVc | Warm | SRMVc_Warm_3A | 3
26300 | 39663 | MS | SRMVc | Warm | SRMVc_Warm_3A | 3
26301 | 39121 | MS | SRMVc | Warm | SRMVc_Warm_3A | 3
26302 | 39122 | MS | SRMVc | Warm | SRMVc_Warm_3A | 3
26303 | 39165 | MS | SRMVc | Warm | SRMVc_Warm_3A | 3
26304 | 39190 | MS | SRMVc | Warm | SRMVc_Warm_3A | 3
26305 | 39483 | MS | SRMVc | Warm | SRMVc_Warm_3A | 3
26306 | 39156 | MS | SRMVc | Warm | SRMVc_Warm_3A | 3
26307 | 39180 | MS | SRMVc | Warm | SRMVc_Warm_3A | 3
26308 | 39181 | MS | SRMVc | Warm | SRMVc_Warm_3A | 3
26309 | 39182 | MS | SRMVc | Warm | SRMVc_Warm_3A | 3
26310 | 39347 | MS | SRMVc | Warm | SRMVc_Warm_3A | 3
26311 | 39348 | MS | SRMVc | Warm | SRMVc_Warm_3A | 3
26312 | 39356 | MS | SRMVc | Warm | SRMVc_Warm_3A | 3
26313 | 39366 | MS | SRMVc | Warm | SRMVc_Warm_3A | 3
26314 | 39439 | MS | SRMVc | Warm | SRMVc_Warm_3A | 3
26315 | 39443 | MS | SRMVc | Warm | SRMVc_Warm_3A | 3
26316 | 39460 | MS | SRMVc | Warm | SRMVc_Warm_3A | 3
26317 | 39480 | MS | SRMVc | Warm | SRMVc_Warm_3A | 3
26318 | 39481 | MS | SRMVc | Warm | SRMVc_Warm_3A | 3
26319 | 39436 | MS | SRMVc | Warm | SRMVc_Warm_3A | 3
26320 | 39440 | MS | SRMVc | Warm | SRMVc_Warm_3A | 3
26321 | 39459 | MS | SRMVc | Warm | SRMVc_Warm_3A | 3
26322 | 39464 | MS | SRMVc | Warm | SRMVc_Warm_3A | 3
26323 | 39465 | MS | SRMVc | Warm | SRMVc_Warm_3A | 3
26324 | 39476 | MS | SRMVc | Warm | SRMVc_Warm_3A | 3
26325 | 39477 | MS | SRMVc | Warm | SRMVc_Warm_3A | 3
26326 | 39301 | MS | SRMVc | Warm | SRMVc_Warm_3A | 3
26327 | 39302 | MS | SRMVc | Warm | SRMVc_Warm_3A | 3
26328 | 39303 | MS | SRMVc | Warm | SRMVc_Warm_3A | 3
26329 | 39304 | MS | SRMVc | Warm | SRMVc_Warm_3A | 3
26330 | 39305 | MS | SRMVc | Warm | SRMVc_Warm_3A | 3
26331 | 39307 | MS | SRMVc | Warm | SRMVc_Warm_3A | 3
26332 | 39309 | MS | SRMVc | Warm | SRMVc_Warm_3A | 3
26333 | 39320 | MS | SRMVc | Warm | SRMVc_Warm_3A | 3
26334 | 39326 | MS | SRMVc | Warm | SRMVc_Warm_3A | 3
26335 | 39335 | MS | SRMVc | Warm | SRMVc_Warm_3A | 3
26336 | 39342 | MS | SRMVc | Warm | SRMVc_Warm_3A | 3
26337 | 39364 | MS | SRMVc | Warm | SRMVc_Warm_3A | 3
26338 | 39355 | MS | SRMVc | Warm | SRMVc_Warm_3A | 3
26339 | 39360 | MS | SRMVc | Warm | SRMVc_Warm_3A | 3
26340 | 39363 | MS | SRMVc | Warm | SRMVc_Warm_3A | 3
26341 | 39367 | MS | SRMVc | Warm | SRMVc_Warm_3A | 3
26342 | 39352 | MS | SRTVc | Warm | SRTVc_Warm_3A | 3
26343 | 39358 | MS | SRTVc | Warm | SRTVc_Warm_3A | 3
26344 | 39361 | MS | SRTVc | Warm | SRTVc_Warm_3A | 3
26345 | 39322 | MS | SRMVc | Warm | SRMVc_Warm_3A | 3
26346 | 39324 | MS | SRMVc | Warm | SRMVc_Warm_3A | 3
26347 | 39362 | MS | SRMVc | Warm | SRMVc_Warm_3A | 3
26348 | 39701 | MS | SRTVc | Warm | SRTVc_Warm_3A | 3
26349 | 39739 | MS | SRTVc | Warm | SRTVc_Warm_3A | 3
26350 | 39743 | MS | SRTVc | Warm | SRTVc_Warm_3A | 3
26351 | 39423 | MS | SRMVc | Warm | SRMVc_Warm_3A | 3
26352 | 39451 | MS | SRMVc | Warm | SRMVc_Warm_3A | 3
26353 | 39452 | MS | SRMVc | Warm | SRMVc_Warm_3A | 3
26354 | 39456 | MS | SRMVc | Warm | SRMVc_Warm_3A | 3
26355 | 39461 | MS | SRMVc | Warm | SRMVc_Warm_3A | 3
26356 | 39455 | MS | SRMVc | Warm | SRMVc_Warm_3A | 3
26357 | 39475 | MS | SRMVc | Warm | SRMVc_Warm_3A | 3
26358 | 39403 | MS | SRMVc | Warm | SRMVc_Warm_3A | 3
26359 | 39404 | MS | SRMVc | Warm | SRMVc_Warm_3A | 3
26360 | 39406 | MS | SRMVc | Warm | SRMVc_Warm_3A | 3
26361 | 39407 | MS | SRMVc | Warm | SRMVc_Warm_3A | 3
26362 | 39425 | MS | SRMVc | Warm | SRMVc_Warm_3A | 3
26363 | 39577 | MS | SRMVc | Warm | SRMVc_Warm_3A | 3
26364 | 39478 | MS | SRMVc | Warm | SRMVc_Warm_3A | 3
26365 | 39643 | MS | SRMVc | Warm | SRMVc_Warm_3A | 3
26366 | 39667 | MS | SRMVc | Warm | SRMVc_Warm_3A | 3
26367 | 39462 | MS | SRMVc | Warm | SRMVc_Warm_3A | 3
26368 | 39648 | MS | SRMVc | Warm | SRMVc_Warm_3A | 3
26369 | 39657 | MS | SRMVc | Warm | SRMVc_Warm_3A | 3
26370 | 39632 | MS | SRMVc | Warm | SRMVc_Warm_3A | 3
26371 | 39635 | MS | SRMVc | Warm | SRMVc_Warm_3A | 3
26372 | 39649 | MS | SRMVc | Warm | SRMVc_Warm_3A | 3
26373 | 39652 | MS | SRMVc | Warm | SRMVc_Warm_3A | 3
26374 | 39631 | MS | SRMVc | Warm | SRMVc_Warm_3A | 3
26375 | 39633 | MS | SRMVc | Warm | SRMVc_Warm_3A | 3
26376 | 39638 | MS | SRMVc | Warm | SRMVc_Warm_3A | 3
26377 | 39669 | MS | SRMVc | Warm | SRMVc_Warm_3A | 3
26378 | 39645 | MS | SRMVc | Warm | SRMVc_Warm_3A | 3
26379 | 39702 | MS | SRTVc | Warm | SRTVc_Warm_3A | 3
26380 | 39703 | MS | SRTVc | Warm | SRTVc_Warm_3A | 3
26381 | 39704 | MS | SRTVc | Warm | SRTVc_Warm_3A | 3
26382 | 39705 | MS | SRTVc | Warm | SRTVc_Warm_3A | 3
26383 | 39710 | MS | SRTVc | Warm | SRTVc_Warm_3A | 3
26384 | 39736 | MS | SRTVc | Warm | SRTVc_Warm_3A | 3
26385 | 39753 | MS | SRTVc | Warm | SRTVc_Warm_3A | 3
26386 | 39766 | MS | SRTVc | Warm | SRTVc_Warm_3A | 3
26387 | 39760 | MS | SRTVc | Warm | SRTVc_Warm_3A | 3
26388 | 39762 | MS | SRTVc | Warm | SRTVc_Warm_3A | 3
26389 | 39823 | GA | SRSOc | Warm | SRSOc_Warm_3A | 3
26390 | 39824 | GA | SRSOc | Warm | SRSOc_Warm_3A | 3
26391 | 39832 | GA | SRSOc | Warm | SRSOc_Warm_3A | 3
26392 | 39845 | GA | SRSOc | Warm | SRSOc_Warm_3A | 3
26393 | 39861 | GA | SRSOc | Warm | SRSOc_Warm_3A | 3
26394 | 39840 | GA | SRSOc | Warm | SRSOc_Warm_3A | 3
26395 | 39846 | GA | SRSOc | Warm | SRSOc_Warm_3A | 3
26396 | 39866 | GA | SRSOc | Warm | SRSOc_Warm_3A | 3
26397 | 39836 | GA | SRSOc | Warm | SRSOc_Warm_3A | 3
26398 | 39851 | GA | SRSOc | Warm | SRSOc_Warm_3A | 3
26399 | 70639 | LA | SRMVc | Warm | SRMVc_Warm_3A | 3
26400 | 70659 | LA | SRMVc | Warm | SRMVc_Warm_3A | 3
26401 | 71403 | LA | SRMVc | Warm | SRMVc_Warm_3A | 3
26402 | 71429 | LA | SRMVc | Warm | SRMVc_Warm_3A | 3
26403 | 71438 | LA | SRMVc | Warm | SRMVc_Warm_3A | 3
26404 | 71439 | LA | SRMVc | Warm | SRMVc_Warm_3A | 3
26405 | 71446 | LA | SRMVc | Warm | SRMVc_Warm_3A | 3
26406 | 71447 | LA | SRMVc | Warm | SRMVc_Warm_3A | 3
26407 | 71459 | LA | SRMVc | Warm | SRMVc_Warm_3A | 3
26408 | 71461 | LA | SRMVc | Warm | SRMVc_Warm_3A | 3
26409 | 71474 | LA | SRMVc | Warm | SRMVc_Warm_3A | 3
26410 | 71475 | LA | SRMVc | Warm | SRMVc_Warm_3A | 3
26411 | 71496 | LA | SRMVc | Warm | SRMVc_Warm_3A | 3
26412 | 71001 | LA | SRMVc | Warm | SRMVc_Warm_3A | 3
26413 | 71008 | LA | SRMVc | Warm | SRMVc_Warm_3A | 3
26414 | 71016 | LA | SRMVc | Warm | SRMVc_Warm_3A | 3
26415 | 71024 | LA | SRMVc | Warm | SRMVc_Warm_3A | 3
26416 | 71028 | LA | SRMVc | Warm | SRMVc_Warm_3A | 3
26417 | 71039 | LA | SRMVc | Warm | SRMVc_Warm_3A | 3
26418 | 71045 | LA | SRMVc | Warm | SRMVc_Warm_3A | 3
26419 | 71055 | LA | SRMVc | Warm | SRMVc_Warm_3A | 3
26420 | 71068 | LA | SRMVc | Warm | SRMVc_Warm_3A | 3
26421 | 71070 | LA | SRMVc | Warm | SRMVc_Warm_3A | 3
26422 | 71080 | LA | SRMVc | Warm | SRMVc_Warm_3A | 3
26423 | 71251 | LA | SRMVc | Warm | SRMVc_Warm_3A | 3
26424 | 71268 | LA | SRMVc | Warm | SRMVc_Warm_3A | 3
26425 | 71275 | LA | SRMVc | Warm | SRMVc_Warm_3A | 3
26426 | 71003 | LA | SRMVc | Warm | SRMVc_Warm_3A | 3
26427 | 71225 | LA | SRMVc | Warm | SRMVc_Warm_3A | 3
26428 | 71227 | LA | SRMVc | Warm | SRMVc_Warm_3A | 3
26429 | 71234 | LA | SRMVc | Warm | SRMVc_Warm_3A | 3
26430 | 71235 | LA | SRMVc | Warm | SRMVc_Warm_3A | 3
26431 | 71241 | LA | SRMVc | Warm | SRMVc_Warm_3A | 3
26432 | 71245 | LA | SRMVc | Warm | SRMVc_Warm_3A | 3
26433 | 71270 | LA | SRMVc | Warm | SRMVc_Warm_3A | 3
26434 | 71272 | LA | SRMVc | Warm | SRMVc_Warm_3A | 3
26435 | 71273 | LA | SRMVc | Warm | SRMVc_Warm_3A | 3
26436 | 71038 | LA | SRMVc | Warm | SRMVc_Warm_3A | 3
26437 | 71040 | LA | SRMVc | Warm | SRMVc_Warm_3A | 3
26438 | 71048 | LA | SRMVc | Warm | SRMVc_Warm_3A | 3
26439 | 71079 | LA | SRMVc | Warm | SRMVc_Warm_3A | 3
26440 | 71222 | LA | SRMVc | Warm | SRMVc_Warm_3A | 3
26441 | 71256 | LA | SRMVc | Warm | SRMVc_Warm_3A | 3
26442 | 71002 | LA | SRMVc | Warm | SRMVc_Warm_3A | 3
26443 | 71019 | LA | SRMVc | Warm | SRMVc_Warm_3A | 3
26444 | 71031 | LA | SRMVc | Warm | SRMVc_Warm_3A | 3
26445 | 71063 | LA | SRMVc | Warm | SRMVc_Warm_3A | 3
26446 | 71065 | LA | SRMVc | Warm | SRMVc_Warm_3A | 3
26447 | 71066 | LA | SRMVc | Warm | SRMVc_Warm_3A | 3
26448 | 71411 | LA | SRMVc | Warm | SRMVc_Warm_3A | 3
26449 | 71414 | LA | SRMVc | Warm | SRMVc_Warm_3A | 3
26450 | 71416 | LA | SRMVc | Warm | SRMVc_Warm_3A | 3
26451 | 71428 | LA | SRMVc | Warm | SRMVc_Warm_3A | 3
26452 | 71434 | LA | SRMVc | Warm | SRMVc_Warm_3A | 3
26453 | 71450 | LA | SRMVc | Warm | SRMVc_Warm_3A | 3
26454 | 71452 | LA | SRMVc | Warm | SRMVc_Warm_3A | 3
26455 | 71456 | LA | SRMVc | Warm | SRMVc_Warm_3A | 3
26456 | 71457 | LA | SRMVc | Warm | SRMVc_Warm_3A | 3
26457 | 71458 | LA | SRMVc | Warm | SRMVc_Warm_3A | 3
26458 | 71468 | LA | SRMVc | Warm | SRMVc_Warm_3A | 3
26459 | 71469 | LA | SRMVc | Warm | SRMVc_Warm_3A | 3
26460 | 71497 | LA | SRMVc | Warm | SRMVc_Warm_3A | 3
26461 | 71004 | LA | SRMVc | Warm | SRMVc_Warm_3A | 3
26462 | 71007 | LA | SRMVc | Warm | SRMVc_Warm_3A | 3
26463 | 71009 | LA | SRMVc | Warm | SRMVc_Warm_3A | 3
26464 | 71029 | LA | SRMVc | Warm | SRMVc_Warm_3A | 3
26465 | 71033 | LA | SRMVc | Warm | SRMVc_Warm_3A | 3
26466 | 71043 | LA | SRMVc | Warm | SRMVc_Warm_3A | 3
26467 | 71044 | LA | SRMVc | Warm | SRMVc_Warm_3A | 3
26468 | 71046 | LA | SRMVc | Warm | SRMVc_Warm_3A | 3
26469 | 71047 | LA | SRMVc | Warm | SRMVc_Warm_3A | 3
26470 | 71060 | LA | SRMVc | Warm | SRMVc_Warm_3A | 3
26471 | 71061 | LA | SRMVc | Warm | SRMVc_Warm_3A | 3
26472 | 71069 | LA | SRMVc | Warm | SRMVc_Warm_3A | 3
26473 | 71082 | LA | SRMVc | Warm | SRMVc_Warm_3A | 3
26474 | 71101 | LA | SRMVc | Warm | SRMVc_Warm_3A | 3
26475 | 71102 | LA | SRMVc | Warm | SRMVc_Warm_3A | 3
26476 | 71103 | LA | SRMVc | Warm | SRMVc_Warm_3A | 3
26477 | 71104 | LA | SRMVc | Warm | SRMVc_Warm_3A | 3
26478 | 71105 | LA | SRMVc | Warm | SRMVc_Warm_3A | 3
26479 | 71106 | LA | SRMVc | Warm | SRMVc_Warm_3A | 3
26480 | 71107 | LA | SRMVc | Warm | SRMVc_Warm_3A | 3
26481 | 71108 | LA | SRMVc | Warm | SRMVc_Warm_3A | 3
26482 | 71109 | LA | SRMVc | Warm | SRMVc_Warm_3A | 3
26483 | 71115 | LA | SRMVc | Warm | SRMVc_Warm_3A | 3
26484 | 71118 | LA | SRMVc | Warm | SRMVc_Warm_3A | 3
26485 | 71119 | LA | SRMVc | Warm | SRMVc_Warm_3A | 3
26486 | 71129 | LA | SRMVc | Warm | SRMVc_Warm_3A | 3
26487 | 71133 | LA | SRMVc | Warm | SRMVc_Warm_3A | 3
26488 | 71134 | LA | SRMVc | Warm | SRMVc_Warm_3A | 3
26489 | 71135 | LA | SRMVc | Warm | SRMVc_Warm_3A | 3
26490 | 71136 | LA | SRMVc | Warm | SRMVc_Warm_3A | 3
26491 | 71138 | LA | SRMVc | Warm | SRMVc_Warm_3A | 3
26492 | 71148 | LA | SRMVc | Warm | SRMVc_Warm_3A | 3
26493 | 71149 | LA | SRMVc | Warm | SRMVc_Warm_3A | 3
26494 | 71161 | LA | SRMVc | Warm | SRMVc_Warm_3A | 3
26495 | 71162 | LA | SRMVc | Warm | SRMVc_Warm_3A | 3
26496 | 71163 | LA | SRMVc | Warm | SRMVc_Warm_3A | 3
26497 | 71164 | LA | SRMVc | Warm | SRMVc_Warm_3A | 3
26498 | 71165 | LA | SRMVc | Warm | SRMVc_Warm_3A | 3
26499 | 71166 | LA | SRMVc | Warm | SRMVc_Warm_3A | 3
26500 | 71006 | LA | SRMVc | Warm | SRMVc_Warm_3A | 3
26501 | 71018 | LA | SRMVc | Warm | SRMVc_Warm_3A | 3
26502 | 71023 | LA | SRMVc | Warm | SRMVc_Warm_3A | 3
26503 | 71037 | LA | SRMVc | Warm | SRMVc_Warm_3A | 3
26504 | 71051 | LA | SRMVc | Warm | SRMVc_Warm_3A | 3
26505 | 71064 | LA | SRMVc | Warm | SRMVc_Warm_3A | 3
26506 | 71067 | LA | SRMVc | Warm | SRMVc_Warm_3A | 3
26507 | 71071 | LA | SRMVc | Warm | SRMVc_Warm_3A | 3
26508 | 71075 | LA | SRMVc | Warm | SRMVc_Warm_3A | 3
26509 | 71110 | LA | SRMVc | Warm | SRMVc_Warm_3A | 3
26510 | 71111 | LA | SRMVc | Warm | SRMVc_Warm_3A | 3
26511 | 71112 | LA | SRMVc | Warm | SRMVc_Warm_3A | 3
26512 | 71113 | LA | SRMVc | Warm | SRMVc_Warm_3A | 3
26513 | 71137 | LA | SRMVc | Warm | SRMVc_Warm_3A | 3
26514 | 71171 | LA | SRMVc | Warm | SRMVc_Warm_3A | 3
26515 | 71172 | LA | SRMVc | Warm | SRMVc_Warm_3A | 3
26516 | 71021 | LA | SRMVc | Warm | SRMVc_Warm_3A | 3
26517 | 71072 | LA | SRMVc | Warm | SRMVc_Warm_3A | 3
26518 | 71073 | LA | SRMVc | Warm | SRMVc_Warm_3A | 3
26519 | 71034 | LA | SRMVc | Warm | SRMVc_Warm_3A | 3
26520 | 71052 | LA | SRMVc | Warm | SRMVc_Warm_3A | 3
26521 | 71027 | LA | SRMVc | Warm | SRMVc_Warm_3A | 3
26522 | 71030 | LA | SRMVc | Warm | SRMVc_Warm_3A | 3
26523 | 71032 | LA | SRMVc | Warm | SRMVc_Warm_3A | 3
26524 | 71049 | LA | SRMVc | Warm | SRMVc_Warm_3A | 3
26525 | 71078 | LA | SRMVc | Warm | SRMVc_Warm_3A | 3
26526 | 71419 | LA | SRMVc | Warm | SRMVc_Warm_3A | 3
26527 | 71404 | LA | SRMVc | Warm | SRMVc_Warm_3A | 3
26528 | 71410 | LA | SRMVc | Warm | SRMVc_Warm_3A | 3
26529 | 71422 | LA | SRMVc | Warm | SRMVc_Warm_3A | 3
26530 | 71432 | LA | SRMVc | Warm | SRMVc_Warm_3A | 3
26531 | 71440 | LA | SRMVc | Warm | SRMVc_Warm_3A | 3
26532 | 71454 | LA | SRMVc | Warm | SRMVc_Warm_3A | 3
26533 | 71465 | LA | SRMVc | Warm | SRMVc_Warm_3A | 3
26534 | 71471 | LA | SRMVc | Warm | SRMVc_Warm_3A | 3
26535 | 71473 | LA | SRMVc | Warm | SRMVc_Warm_3A | 3
26536 | 71479 | LA | SRMVc | Warm | SRMVc_Warm_3A | 3
26537 | 71483 | LA | SRMVc | Warm | SRMVc_Warm_3A | 3
26538 | 71406 | LA | SRMVc | Warm | SRMVc_Warm_3A | 3
26539 | 71426 | LA | SRMVc | Warm | SRMVc_Warm_3A | 3
26540 | 71449 | LA | SRMVc | Warm | SRMVc_Warm_3A | 3
26541 | 71460 | LA | SRMVc | Warm | SRMVc_Warm_3A | 3
26542 | 71462 | LA | SRMVc | Warm | SRMVc_Warm_3A | 3
26543 | 71486 | LA | SRMVc | Warm | SRMVc_Warm_3A | 3
26544 | 71201 | LA | SRMVc | Warm | SRMVc_Warm_3A | 3
26545 | 71202 | LA | SRMVc | Warm | SRMVc_Warm_3A | 3
26546 | 71203 | LA | SRMVc | Warm | SRMVc_Warm_3A | 3
26547 | 71207 | LA | SRMVc | Warm | SRMVc_Warm_3A | 3
26548 | 71209 | LA | SRMVc | Warm | SRMVc_Warm_3A | 3
26549 | 71210 | LA | SRMVc | Warm | SRMVc_Warm_3A | 3
26550 | 71211 | LA | SRMVc | Warm | SRMVc_Warm_3A | 3
26551 | 71212 | LA | SRMVc | Warm | SRMVc_Warm_3A | 3
26552 | 71213 | LA | SRMVc | Warm | SRMVc_Warm_3A | 3
26553 | 71229 | LA | SRMVc | Warm | SRMVc_Warm_3A | 3
26554 | 71238 | LA | SRMVc | Warm | SRMVc_Warm_3A | 3
26555 | 71240 | LA | SRMVc | Warm | SRMVc_Warm_3A | 3
26556 | 71280 | LA | SRMVc | Warm | SRMVc_Warm_3A | 3
26557 | 71281 | LA | SRMVc | Warm | SRMVc_Warm_3A | 3
26558 | 71291 | LA | SRMVc | Warm | SRMVc_Warm_3A | 3
26559 | 71292 | LA | SRMVc | Warm | SRMVc_Warm_3A | 3
26560 | 71294 | LA | SRMVc | Warm | SRMVc_Warm_3A | 3
26561 | 71418 | LA | SRMVc | Warm | SRMVc_Warm_3A | 3
26562 | 71218 | LA | SRMVc | Warm | SRMVc_Warm_3A | 3
26563 | 71232 | LA | SRMVc | Warm | SRMVc_Warm_3A | 3
26564 | 71237 | LA | SRMVc | Warm | SRMVc_Warm_3A | 3
26565 | 71259 | LA | SRMVc | Warm | SRMVc_Warm_3A | 3
26566 | 71264 | LA | SRMVc | Warm | SRMVc_Warm_3A | 3
26567 | 71269 | LA | SRMVc | Warm | SRMVc_Warm_3A | 3
26568 | 71279 | LA | SRMVc | Warm | SRMVc_Warm_3A | 3
26569 | 71219 | LA | SRMVc | Warm | SRMVc_Warm_3A | 3
26570 | 71230 | LA | SRMVc | Warm | SRMVc_Warm_3A | 3
26571 | 71243 | LA | SRMVc | Warm | SRMVc_Warm_3A | 3
26572 | 71249 | LA | SRMVc | Warm | SRMVc_Warm_3A | 3
26573 | 71295 | LA | SRMVc | Warm | SRMVc_Warm_3A | 3
26574 | 71324 | LA | SRMVc | Warm | SRMVc_Warm_3A | 3
26575 | 71336 | LA | SRMVc | Warm | SRMVc_Warm_3A | 3
26576 | 71368 | LA | SRMVc | Warm | SRMVc_Warm_3A | 3
26577 | 71378 | LA | SRMVc | Warm | SRMVc_Warm_3A | 3
26578 | 71220 | LA | SRMVc | Warm | SRMVc_Warm_3A | 3
26579 | 71223 | LA | SRMVc | Warm | SRMVc_Warm_3A | 3
26580 | 71250 | LA | SRMVc | Warm | SRMVc_Warm_3A | 3
26581 | 71261 | LA | SRMVc | Warm | SRMVc_Warm_3A | 3
26582 | 71260 | LA | SRMVc | Warm | SRMVc_Warm_3A | 3
26583 | 71277 | LA | SRMVc | Warm | SRMVc_Warm_3A | 3
26584 | 71226 | LA | SRMVc | Warm | SRMVc_Warm_3A | 3
26585 | 71247 | LA | SRMVc | Warm | SRMVc_Warm_3A | 3
26586 | 71435 | LA | SRMVc | Warm | SRMVc_Warm_3A | 3
26587 | 71233 | LA | SRMVc | Warm | SRMVc_Warm_3A | 3
26588 | 71276 | LA | SRMVc | Warm | SRMVc_Warm_3A | 3
26589 | 71282 | LA | SRMVc | Warm | SRMVc_Warm_3A | 3
26590 | 71242 | LA | SRMVc | Warm | SRMVc_Warm_3A | 3
26591 | 71253 | LA | SRMVc | Warm | SRMVc_Warm_3A | 3
26592 | 71263 | LA | SRMVc | Warm | SRMVc_Warm_3A | 3
26593 | 71266 | LA | SRMVc | Warm | SRMVc_Warm_3A | 3
26594 | 71286 | LA | SRMVc | Warm | SRMVc_Warm_3A | 3
26595 | 71254 | LA | SRMVc | Warm | SRMVc_Warm_3A | 3
26596 | 71326 | LA | SRMVc | Warm | SRMVc_Warm_3A | 3
26597 | 71334 | LA | SRMVc | Warm | SRMVc_Warm_3A | 3
26598 | 71357 | LA | SRMVc | Warm | SRMVc_Warm_3A | 3
26599 | 71366 | LA | SRMVc | Warm | SRMVc_Warm_3A | 3
26600 | 71375 | LA | SRMVc | Warm | SRMVc_Warm_3A | 3
26601 | 71316 | LA | SRMVc | Warm | SRMVc_Warm_3A | 3
26602 | 71343 | LA | SRMVc | Warm | SRMVc_Warm_3A | 3
26603 | 71354 | LA | SRMVc | Warm | SRMVc_Warm_3A | 3
26604 | 71373 | LA | SRMVc | Warm | SRMVc_Warm_3A | 3
26605 | 71340 | LA | SRMVc | Warm | SRMVc_Warm_3A | 3
26606 | 71363 | LA | SRMVc | Warm | SRMVc_Warm_3A | 3
26607 | 71401 | LA | SRMVc | Warm | SRMVc_Warm_3A | 3
26608 | 71425 | LA | SRMVc | Warm | SRMVc_Warm_3A | 3
26609 | 71407 | LA | SRMVc | Warm | SRMVc_Warm_3A | 3
26610 | 71417 | LA | SRMVc | Warm | SRMVc_Warm_3A | 3
26611 | 71342 | LA | SRMVc | Warm | SRMVc_Warm_3A | 3
26612 | 71371 | LA | SRMVc | Warm | SRMVc_Warm_3A | 3
26613 | 71441 | LA | SRMVc | Warm | SRMVc_Warm_3A | 3
26614 | 71480 | LA | SRMVc | Warm | SRMVc_Warm_3A | 3
26615 | 71415 | LA | SRMVc | Warm | SRMVc_Warm_3A | 3
26616 | 71601 | AR | SRMVc | Warm | SRMVc_Warm_3A | 3
26617 | 71603 | AR | SRMVc | Warm | SRMVc_Warm_3A | 3
26618 | 71639 | AR | SRMVc | Warm | SRMVc_Warm_3A | 3
26619 | 71643 | AR | SRMVc | Warm | SRMVc_Warm_3A | 3
26620 | 71644 | AR | SRMVc | Warm | SRMVc_Warm_3A | 3
26621 | 71655 | AR | SRMVc | Warm | SRMVc_Warm_3A | 3
26622 | 71667 | AR | SRMVc | Warm | SRMVc_Warm_3A | 3
26623 | 71675 | AR | SRMVc | Warm | SRMVc_Warm_3A | 3
26624 | 71678 | AR | SRMVc | Warm | SRMVc_Warm_3A | 3
26625 | 71602 | AR | SRMVc | Warm | SRMVc_Warm_3A | 3
26626 | 71659 | AR | SRMVc | Warm | SRMVc_Warm_3A | 3
26627 | 71665 | AR | SRMVc | Warm | SRMVc_Warm_3A | 3
26628 | 72004 | AR | SRMVc | Warm | SRMVc_Warm_3A | 3
26629 | 72046 | AR | SRMVc | Warm | SRMVc_Warm_3A | 3
26630 | 72072 | AR | SRMVc | Warm | SRMVc_Warm_3A | 3
26631 | 72073 | AR | SRMVc | Warm | SRMVc_Warm_3A | 3
26632 | 72079 | AR | SRMVc | Warm | SRMVc_Warm_3A | 3
26633 | 72132 | AR | SRMVc | Warm | SRMVc_Warm_3A | 3
26634 | 72133 | AR | SRMVc | Warm | SRMVc_Warm_3A | 3
26635 | 72150 | AR | SRMVc | Warm | SRMVc_Warm_3A | 3
26636 | 72152 | AR | SRMVc | Warm | SRMVc_Warm_3A | 3
26637 | 72160 | AR | SRMVc | Warm | SRMVc_Warm_3A | 3
26638 | 72168 | AR | SRMVc | Warm | SRMVc_Warm_3A | 3
26639 | 72175 | AR | SRMVc | Warm | SRMVc_Warm_3A | 3
26640 | 72182 | AR | SRMVc | Warm | SRMVc_Warm_3A | 3
26641 | 72011 | AR | SRMVc | Warm | SRMVc_Warm_3A | 3
26642 | 72015 | AR | SRMVc | Warm | SRMVc_Warm_3A | 3
26643 | 72057 | AR | SRMVc | Warm | SRMVc_Warm_3A | 3
26644 | 72065 | AR | SRMVc | Warm | SRMVc_Warm_3A | 3
26645 | 72084 | AR | SRMVc | Warm | SRMVc_Warm_3A | 3
26646 | 72104 | AR | SRMVc | Warm | SRMVc_Warm_3A | 3
26647 | 72128 | AR | SRMVc | Warm | SRMVc_Warm_3A | 3
26648 | 72129 | AR | SRMVc | Warm | SRMVc_Warm_3A | 3
26649 | 72167 | AR | SRMVc | Warm | SRMVc_Warm_3A | 3
26650 | 71652 | AR | SRMVc | Warm | SRMVc_Warm_3A | 3
26651 | 71660 | AR | SRMVc | Warm | SRMVc_Warm_3A | 3
26652 | 71671 | AR | SRMVc | Warm | SRMVc_Warm_3A | 3
26653 | 71630 | AR | SRMVc | Warm | SRMVc_Warm_3A | 3
26654 | 71638 | AR | SRMVc | Warm | SRMVc_Warm_3A | 3
26655 | 71654 | AR | SRMVc | Warm | SRMVc_Warm_3A | 3
26656 | 71662 | AR | SRMVc | Warm | SRMVc_Warm_3A | 3
26657 | 71670 | AR | SRMVc | Warm | SRMVc_Warm_3A | 3
26658 | 71674 | AR | SRMVc | Warm | SRMVc_Warm_3A | 3
26659 | 72379 | AR | SRMVc | Warm | SRMVc_Warm_3A | 3
26660 | 71631 | AR | SRMVc | Warm | SRMVc_Warm_3A | 3
26661 | 71647 | AR | SRMVc | Warm | SRMVc_Warm_3A | 3
26662 | 71651 | AR | SRMVc | Warm | SRMVc_Warm_3A | 3
26663 | 71635 | AR | SRMVc | Warm | SRMVc_Warm_3A | 3
26664 | 71642 | AR | SRMVc | Warm | SRMVc_Warm_3A | 3
26665 | 71646 | AR | SRMVc | Warm | SRMVc_Warm_3A | 3
26666 | 71658 | AR | SRMVc | Warm | SRMVc_Warm_3A | 3
26667 | 71661 | AR | SRMVc | Warm | SRMVc_Warm_3A | 3
26668 | 71663 | AR | SRMVc | Warm | SRMVc_Warm_3A | 3
26669 | 71676 | AR | SRMVc | Warm | SRMVc_Warm_3A | 3
26670 | 71640 | AR | SRMVc | Warm | SRMVc_Warm_3A | 3
26671 | 71653 | AR | SRMVc | Warm | SRMVc_Warm_3A | 3
26672 | 71677 | AR | SRMVc | Warm | SRMVc_Warm_3A | 3
26673 | 71720 | AR | SRMVc | Warm | SRMVc_Warm_3A | 3
26674 | 71725 | AR | SRMVc | Warm | SRMVc_Warm_3A | 3
26675 | 71742 | AR | SRMVc | Warm | SRMVc_Warm_3A | 3
26676 | 71748 | AR | SRMVc | Warm | SRMVc_Warm_3A | 3
26677 | 71763 | AR | SRMVc | Warm | SRMVc_Warm_3A | 3
26678 | 71923 | AR | SRMVc | Warm | SRMVc_Warm_3A | 3
26679 | 71701 | AR | SRMVc | Warm | SRMVc_Warm_3A | 3
26680 | 71726 | AR | SRMVc | Warm | SRMVc_Warm_3A | 3
26681 | 71751 | AR | SRMVc | Warm | SRMVc_Warm_3A | 3
26682 | 71762 | AR | SRMVc | Warm | SRMVc_Warm_3A | 3
26683 | 71764 | AR | SRMVc | Warm | SRMVc_Warm_3A | 3
26684 | 71857 | AR | SRMVc | Warm | SRMVc_Warm_3A | 3
26685 | 71744 | AR | SRMVc | Warm | SRMVc_Warm_3A | 3
26686 | 71745 | AR | SRMVc | Warm | SRMVc_Warm_3A | 3
26687 | 71766 | AR | SRMVc | Warm | SRMVc_Warm_3A | 3
26688 | 71721 | AR | SRMVc | Warm | SRMVc_Warm_3A | 3
26689 | 71728 | AR | SRMVc | Warm | SRMVc_Warm_3A | 3
26690 | 71743 | AR | SRMVc | Warm | SRMVc_Warm_3A | 3
26691 | 71772 | AR | SRMVc | Warm | SRMVc_Warm_3A | 3
26692 | 71921 | AR | SRMVc | Warm | SRMVc_Warm_3A | 3
26693 | 71929 | AR | SRMVc | Warm | SRMVc_Warm_3A | 3
26694 | 71962 | AR | SRMVc | Warm | SRMVc_Warm_3A | 3
26695 | 71998 | AR | SRMVc | Warm | SRMVc_Warm_3A | 3
26696 | 71999 | AR | SRMVc | Warm | SRMVc_Warm_3A | 3
26697 | 71722 | AR | SRMVc | Warm | SRMVc_Warm_3A | 3
26698 | 71752 | AR | SRMVc | Warm | SRMVc_Warm_3A | 3
26699 | 71770 | AR | SRMVc | Warm | SRMVc_Warm_3A | 3
26700 | 71827 | AR | SRMVc | Warm | SRMVc_Warm_3A | 3
26701 | 71828 | AR | SRMVc | Warm | SRMVc_Warm_3A | 3
26702 | 71835 | AR | SRMVc | Warm | SRMVc_Warm_3A | 3
26703 | 71858 | AR | SRMVc | Warm | SRMVc_Warm_3A | 3
26704 | 71860 | AR | SRMVc | Warm | SRMVc_Warm_3A | 3
26705 | 71864 | AR | SRMVc | Warm | SRMVc_Warm_3A | 3
26706 | 71724 | AR | SRMVc | Warm | SRMVc_Warm_3A | 3
26707 | 71730 | AR | SRMVc | Warm | SRMVc_Warm_3A | 3
26708 | 71731 | AR | SRMVc | Warm | SRMVc_Warm_3A | 3
26709 | 71747 | AR | SRMVc | Warm | SRMVc_Warm_3A | 3
26710 | 71749 | AR | SRMVc | Warm | SRMVc_Warm_3A | 3
26711 | 71750 | AR | SRMVc | Warm | SRMVc_Warm_3A | 3
26712 | 71753 | AR | SRMVc | Warm | SRMVc_Warm_3A | 3
26713 | 71758 | AR | SRMVc | Warm | SRMVc_Warm_3A | 3
26714 | 71759 | AR | SRMVc | Warm | SRMVc_Warm_3A | 3
26715 | 71765 | AR | SRMVc | Warm | SRMVc_Warm_3A | 3
26716 | 71740 | AR | SRMVc | Warm | SRMVc_Warm_3A | 3
26717 | 71754 | AR | SRMVc | Warm | SRMVc_Warm_3A | 3
26718 | 71861 | AR | SRMVc | Warm | SRMVc_Warm_3A | 3
26719 | 71801 | AR | SRMVc | Warm | SRMVc_Warm_3A | 3
26720 | 71822 | AR | SRMVc | Warm | SRMVc_Warm_3A | 3
26721 | 71825 | AR | SRMVc | Warm | SRMVc_Warm_3A | 3
26722 | 71831 | AR | SRMVc | Warm | SRMVc_Warm_3A | 3
26723 | 71838 | AR | SRMVc | Warm | SRMVc_Warm_3A | 3
26724 | 71847 | AR | SRMVc | Warm | SRMVc_Warm_3A | 3
26725 | 71852 | AR | SRMVc | Warm | SRMVc_Warm_3A | 3
26726 | 71855 | AR | SRMVc | Warm | SRMVc_Warm_3A | 3
26727 | 71859 | AR | SRMVc | Warm | SRMVc_Warm_3A | 3
26728 | 71862 | AR | SRMVc | Warm | SRMVc_Warm_3A | 3
26729 | 71826 | AR | SRMVc | Warm | SRMVc_Warm_3A | 3
26730 | 71845 | AR | SRMVc | Warm | SRMVc_Warm_3A | 3
26731 | 71820 | AR | SRMVc | Warm | SRMVc_Warm_3A | 3
26732 | 71836 | AR | SRMVc | Warm | SRMVc_Warm_3A | 3
26733 | 71853 | AR | SRMVc | Warm | SRMVc_Warm_3A | 3
26734 | 71865 | AR | SRMVc | Warm | SRMVc_Warm_3A | 3
26735 | 71866 | AR | SRMVc | Warm | SRMVc_Warm_3A | 3
26736 | 71823 | AR | SRMVc | Warm | SRMVc_Warm_3A | 3
26737 | 71832 | AR | SRMVc | Warm | SRMVc_Warm_3A | 3
26738 | 71833 | AR | SRMVc | Warm | SRMVc_Warm_3A | 3
26739 | 71841 | AR | SRMVc | Warm | SRMVc_Warm_3A | 3
26740 | 71842 | AR | SRMVc | Warm | SRMVc_Warm_3A | 3
26741 | 71846 | AR | SRMVc | Warm | SRMVc_Warm_3A | 3
26742 | 71851 | AR | SPSOc | Warm | SPSOc_Warm_3A/3B | 3
26743 | 71959 | AR | SPSOc | Warm | SPSOc_Warm_3A/3B | 3
26744 | 71971 | AR | SPSOc | Warm | SPSOc_Warm_3A/3B | 3
26745 | 71973 | AR | SPSOc | Warm | SPSOc_Warm_3A/3B | 3
26746 | 71834 | AR | SRMVc | Warm | SRMVc_Warm_3A | 3
26747 | 71837 | AR | SRMVc | Warm | SRMVc_Warm_3A | 3
26748 | 71839 | AR | SRMVc | Warm | SRMVc_Warm_3A | 3
26749 | 71840 | AR | SRMVc | Warm | SRMVc_Warm_3A | 3
26750 | 71854 | AR | SRMVc | Warm | SRMVc_Warm_3A | 3
26751 | 71932 | AR | SPSOc | Warm | SPSOc_Warm_3A/3B | 3
26752 | 71937 | AR | SPSOc | Warm | SPSOc_Warm_3A/3B | 3
26753 | 71944 | AR | SPSOc | Warm | SPSOc_Warm_3A/3B | 3
26754 | 71945 | AR | SPSOc | Warm | SPSOc_Warm_3A/3B | 3
26755 | 71953 | AR | SPSOc | Warm | SPSOc_Warm_3A/3B | 3
26756 | 71972 | AR | SPSOc | Warm | SPSOc_Warm_3A/3B | 3
26757 | 71922 | AR | SPSOc | Warm | SPSOc_Warm_3A/3B | 3
26758 | 71935 | AR | SPSOc | Warm | SPSOc_Warm_3A/3B | 3
26759 | 71940 | AR | SPSOc | Warm | SPSOc_Warm_3A/3B | 3
26760 | 71943 | AR | SPSOc | Warm | SPSOc_Warm_3A/3B | 3
26761 | 71950 | AR | SPSOc | Warm | SPSOc_Warm_3A/3B | 3
26762 | 71952 | AR | SPSOc | Warm | SPSOc_Warm_3A/3B | 3
26763 | 71958 | AR | SPSOc | Warm | SPSOc_Warm_3A/3B | 3
26764 | 71901 | AR | SRMVc | Warm | SRMVc_Warm_3A | 3
26765 | 71902 | AR | SRMVc | Warm | SRMVc_Warm_3A | 3
26766 | 71903 | AR | SRMVc | Warm | SRMVc_Warm_3A | 3
26767 | 71909 | AR | SRMVc | Warm | SRMVc_Warm_3A | 3
26768 | 71910 | AR | SRMVc | Warm | SRMVc_Warm_3A | 3
26769 | 71913 | AR | SRMVc | Warm | SRMVc_Warm_3A | 3
26770 | 71914 | AR | SRMVc | Warm | SRMVc_Warm_3A | 3
26771 | 71933 | AR | SRMVc | Warm | SRMVc_Warm_3A | 3
26772 | 71949 | AR | SRMVc | Warm | SRMVc_Warm_3A | 3
26773 | 71956 | AR | SRMVc | Warm | SRMVc_Warm_3A | 3
26774 | 71964 | AR | SRMVc | Warm | SRMVc_Warm_3A | 3
26775 | 71968 | AR | SRMVc | Warm | SRMVc_Warm_3A | 3
26776 | 72087 | AR | SRMVc | Warm | SRMVc_Warm_3A | 3
26777 | 71941 | AR | SRMVc | Warm | SRMVc_Warm_3A | 3
26778 | 71942 | AR | SRMVc | Warm | SRMVc_Warm_3A | 3
26779 | 72002 | AR | SRMVc | Warm | SRMVc_Warm_3A | 3
26780 | 72018 | AR | SRMVc | Warm | SRMVc_Warm_3A | 3
26781 | 72019 | AR | SRMVc | Warm | SRMVc_Warm_3A | 3
26782 | 72022 | AR | SRMVc | Warm | SRMVc_Warm_3A | 3
26783 | 72089 | AR | SRMVc | Warm | SRMVc_Warm_3A | 3
26784 | 72103 | AR | SRMVc | Warm | SRMVc_Warm_3A | 3
26785 | 72122 | AR | SRMVc | Warm | SRMVc_Warm_3A | 3
26786 | 72206 | AR | SRMVc | Warm | SRMVc_Warm_3A | 3
26787 | 72210 | AR | SRMVc | Warm | SRMVc_Warm_3A | 3
26788 | 71957 | AR | SPSOc | Warm | SPSOc_Warm_3A/3B | 3
26789 | 71960 | AR | SPSOc | Warm | SPSOc_Warm_3A/3B | 3
26790 | 71961 | AR | SPSOc | Warm | SPSOc_Warm_3A/3B | 3
26791 | 71965 | AR | SPSOc | Warm | SPSOc_Warm_3A/3B | 3
26792 | 71969 | AR | SPSOc | Warm | SPSOc_Warm_3A/3B | 3
26793 | 71970 | AR | SPSOc | Warm | SPSOc_Warm_3A/3B | 3
26794 | 72833 | AR | SPSOc | Warm | SPSOc_Warm_3A/3B | 3
26795 | 72838 | AR | SPSOc | Warm | SPSOc_Warm_3A/3B | 3
26796 | 72841 | AR | SPSOc | Warm | SPSOc_Warm_3A/3B | 3
26797 | 72926 | AR | SPSOc | Warm | SPSOc_Warm_3A/3B | 3
26798 | 72927 | AR | SPSOc | Warm | SPSOc_Warm_3A/3B | 3
26799 | 72944 | AR | SPSOc | Warm | SPSOc_Warm_3A/3B | 3
26800 | 72950 | AR | SPSOc | Warm | SPSOc_Warm_3A/3B | 3
26801 | 72958 | AR | SPSOc | Warm | SPSOc_Warm_3A/3B | 3
26802 | 72001 | AR | SRMVc | Warm | SRMVc_Warm_3A | 3
26803 | 72013 | AR | SRMVc | Warm | SRMVc_Warm_3A | 3
26804 | 72025 | AR | SRMVc | Warm | SRMVc_Warm_3A | 3
26805 | 72027 | AR | SRMVc | Warm | SRMVc_Warm_3A | 3
26806 | 72030 | AR | SRMVc | Warm | SRMVc_Warm_3A | 3
26807 | 72031 | AR | SRMVc | Warm | SRMVc_Warm_3A | 3
26808 | 72063 | AR | SRMVc | Warm | SRMVc_Warm_3A | 3
26809 | 72080 | AR | SRMVc | Warm | SRMVc_Warm_3A | 3
26810 | 72107 | AR | SRMVc | Warm | SRMVc_Warm_3A | 3
26811 | 72110 | AR | SRMVc | Warm | SRMVc_Warm_3A | 3
26812 | 72125 | AR | SRMVc | Warm | SRMVc_Warm_3A | 3
26813 | 72127 | AR | SRMVc | Warm | SRMVc_Warm_3A | 3
26814 | 72156 | AR | SRMVc | Warm | SRMVc_Warm_3A | 3
26815 | 72157 | AR | SRMVc | Warm | SRMVc_Warm_3A | 3
26816 | 72823 | AR | SRMVc | Warm | SRMVc_Warm_3A | 3
26817 | 72016 | AR | SRMVc | Warm | SRMVc_Warm_3A | 3
26818 | 72070 | AR | SRMVc | Warm | SRMVc_Warm_3A | 3
26819 | 72126 | AR | SRMVc | Warm | SRMVc_Warm_3A | 3
26820 | 72135 | AR | SRMVc | Warm | SRMVc_Warm_3A | 3
26821 | 72853 | AR | SRMVc | Warm | SRMVc_Warm_3A | 3
26822 | 72857 | AR | SRMVc | Warm | SRMVc_Warm_3A | 3
26823 | 72023 | AR | SRMVc | Warm | SRMVc_Warm_3A | 3
26824 | 72053 | AR | SRMVc | Warm | SRMVc_Warm_3A | 3
26825 | 72076 | AR | SRMVc | Warm | SRMVc_Warm_3A | 3
26826 | 72078 | AR | SRMVc | Warm | SRMVc_Warm_3A | 3
26827 | 72099 | AR | SRMVc | Warm | SRMVc_Warm_3A | 3
26828 | 72106 | AR | SRMVc | Warm | SRMVc_Warm_3A | 3
26829 | 72113 | AR | SRMVc | Warm | SRMVc_Warm_3A | 3
26830 | 72114 | AR | SRMVc | Warm | SRMVc_Warm_3A | 3
26831 | 72115 | AR | SRMVc | Warm | SRMVc_Warm_3A | 3
26832 | 72116 | AR | SRMVc | Warm | SRMVc_Warm_3A | 3
26833 | 72117 | AR | SRMVc | Warm | SRMVc_Warm_3A | 3
26834 | 72118 | AR | SRMVc | Warm | SRMVc_Warm_3A | 3
26835 | 72119 | AR | SRMVc | Warm | SRMVc_Warm_3A | 3
26836 | 72120 | AR | SRMVc | Warm | SRMVc_Warm_3A | 3
26837 | 72124 | AR | SRMVc | Warm | SRMVc_Warm_3A | 3
26838 | 72142 | AR | SRMVc | Warm | SRMVc_Warm_3A | 3
26839 | 72164 | AR | SRMVc | Warm | SRMVc_Warm_3A | 3
26840 | 72173 | AR | SRMVc | Warm | SRMVc_Warm_3A | 3
26841 | 72180 | AR | SRMVc | Warm | SRMVc_Warm_3A | 3
26842 | 72183 | AR | SRMVc | Warm | SRMVc_Warm_3A | 3
26843 | 72190 | AR | SRMVc | Warm | SRMVc_Warm_3A | 3
26844 | 72199 | AR | SRMVc | Warm | SRMVc_Warm_3A | 3
26845 | 72201 | AR | SRMVc | Warm | SRMVc_Warm_3A | 3
26846 | 72202 | AR | SRMVc | Warm | SRMVc_Warm_3A | 3
26847 | 72203 | AR | SRMVc | Warm | SRMVc_Warm_3A | 3
26848 | 72204 | AR | SRMVc | Warm | SRMVc_Warm_3A | 3
26849 | 72205 | AR | SRMVc | Warm | SRMVc_Warm_3A | 3
26850 | 72207 | AR | SRMVc | Warm | SRMVc_Warm_3A | 3
26851 | 72209 | AR | SRMVc | Warm | SRMVc_Warm_3A | 3
26852 | 72211 | AR | SRMVc | Warm | SRMVc_Warm_3A | 3
26853 | 72212 | AR | SRMVc | Warm | SRMVc_Warm_3A | 3
26854 | 72214 | AR | SRMVc | Warm | SRMVc_Warm_3A | 3
26855 | 72215 | AR | SRMVc | Warm | SRMVc_Warm_3A | 3
26856 | 72216 | AR | SRMVc | Warm | SRMVc_Warm_3A | 3
26857 | 72217 | AR | SRMVc | Warm | SRMVc_Warm_3A | 3
26858 | 72219 | AR | SRMVc | Warm | SRMVc_Warm_3A | 3
26859 | 72221 | AR | SRMVc | Warm | SRMVc_Warm_3A | 3
26860 | 72222 | AR | SRMVc | Warm | SRMVc_Warm_3A | 3
26861 | 72223 | AR | SRMVc | Warm | SRMVc_Warm_3A | 3
26862 | 72225 | AR | SRMVc | Warm | SRMVc_Warm_3A | 3
26863 | 72227 | AR | SRMVc | Warm | SRMVc_Warm_3A | 3
26864 | 72231 | AR | SRMVc | Warm | SRMVc_Warm_3A | 3
26865 | 72255 | AR | SRMVc | Warm | SRMVc_Warm_3A | 3
26866 | 72260 | AR | SRMVc | Warm | SRMVc_Warm_3A | 3
26867 | 72003 | AR | SRMVc | Warm | SRMVc_Warm_3A | 3
26868 | 72026 | AR | SRMVc | Warm | SRMVc_Warm_3A | 3
26869 | 72038 | AR | SRMVc | Warm | SRMVc_Warm_3A | 3
26870 | 72042 | AR | SRMVc | Warm | SRMVc_Warm_3A | 3
26871 | 72048 | AR | SRMVc | Warm | SRMVc_Warm_3A | 3
26872 | 72055 | AR | SRMVc | Warm | SRMVc_Warm_3A | 3
26873 | 72134 | AR | SRMVc | Warm | SRMVc_Warm_3A | 3
26874 | 72140 | AR | SRMVc | Warm | SRMVc_Warm_3A | 3
26875 | 72166 | AR | SRMVc | Warm | SRMVc_Warm_3A | 3
26876 | 72005 | AR | SRMVc | Warm | SRMVc_Warm_3A | 3
26877 | 72014 | AR | SRMVc | Warm | SRMVc_Warm_3A | 3
26878 | 72020 | AR | SRMVc | Warm | SRMVc_Warm_3A | 3
26879 | 72043 | AR | SRMVc | Warm | SRMVc_Warm_3A | 3
26880 | 72075 | AR | SRMVc | Warm | SRMVc_Warm_3A | 3
26881 | 72101 | AR | SRMVc | Warm | SRMVc_Warm_3A | 3
26882 | 72112 | AR | SRMVc | Warm | SRMVc_Warm_3A | 3
26883 | 72169 | AR | SRMVc | Warm | SRMVc_Warm_3A | 3
26884 | 72347 | AR | SRMVc | Warm | SRMVc_Warm_3A | 3
26885 | 72410 | AR | SRMVc | Warm | SRMVc_Warm_3A | 3
26886 | 72421 | AR | SRMVc | Warm | SRMVc_Warm_3A | 3
26887 | 72431 | AR | SRMVc | Warm | SRMVc_Warm_3A | 3
26888 | 72471 | AR | SRMVc | Warm | SRMVc_Warm_3A | 3
26889 | 72473 | AR | SRMVc | Warm | SRMVc_Warm_3A | 3
26890 | 72479 | AR | SRMVc | Warm | SRMVc_Warm_3A | 3
26891 | 72006 | AR | SRMVc | Warm | SRMVc_Warm_3A | 3
26892 | 72021 | AR | SRMVc | Warm | SRMVc_Warm_3A | 3
26893 | 72036 | AR | SRMVc | Warm | SRMVc_Warm_3A | 3
26894 | 72040 | AR | SRMVc | Warm | SRMVc_Warm_3A | 3
26895 | 72059 | AR | SRMVc | Warm | SRMVc_Warm_3A | 3
26896 | 72074 | AR | SRMVc | Warm | SRMVc_Warm_3A | 3
26897 | 72123 | AR | SRMVc | Warm | SRMVc_Warm_3A | 3
26898 | 72392 | AR | SRMVc | Warm | SRMVc_Warm_3A | 3
26899 | 72396 | AR | SRMVc | Warm | SRMVc_Warm_3A | 3
26900 | 72007 | AR | SRMVc | Warm | SRMVc_Warm_3A | 3
26901 | 72024 | AR | SRMVc | Warm | SRMVc_Warm_3A | 3
26902 | 72037 | AR | SRMVc | Warm | SRMVc_Warm_3A | 3
26903 | 72064 | AR | SRMVc | Warm | SRMVc_Warm_3A | 3
26904 | 72083 | AR | SRMVc | Warm | SRMVc_Warm_3A | 3
26905 | 72086 | AR | SRMVc | Warm | SRMVc_Warm_3A | 3
26906 | 72176 | AR | SRMVc | Warm | SRMVc_Warm_3A | 3
26907 | 72010 | AR | SRMVc | Warm | SRMVc_Warm_3A | 3
26908 | 72012 | AR | SRMVc | Warm | SRMVc_Warm_3A | 3
26909 | 72045 | AR | SRMVc | Warm | SRMVc_Warm_3A | 3
26910 | 72052 | AR | SRMVc | Warm | SRMVc_Warm_3A | 3
26911 | 72060 | AR | SRMVc | Warm | SRMVc_Warm_3A | 3
26912 | 72068 | AR | SRMVc | Warm | SRMVc_Warm_3A | 3
26913 | 72081 | AR | SRMVc | Warm | SRMVc_Warm_3A | 3
26914 | 72082 | AR | SRMVc | Warm | SRMVc_Warm_3A | 3
26915 | 72085 | AR | SRMVc | Warm | SRMVc_Warm_3A | 3
26916 | 72102 | AR | SRMVc | Warm | SRMVc_Warm_3A | 3
26917 | 72111 | AR | SRMVc | Warm | SRMVc_Warm_3A | 3
26918 | 72121 | AR | SRMVc | Warm | SRMVc_Warm_3A | 3
26919 | 72136 | AR | SRMVc | Warm | SRMVc_Warm_3A | 3
26920 | 72137 | AR | SRMVc | Warm | SRMVc_Warm_3A | 3
26921 | 72139 | AR | SRMVc | Warm | SRMVc_Warm_3A | 3
26922 | 72143 | AR | SRMVc | Warm | SRMVc_Warm_3A | 3
26923 | 72145 | AR | SRMVc | Warm | SRMVc_Warm_3A | 3
26924 | 72149 | AR | SRMVc | Warm | SRMVc_Warm_3A | 3
26925 | 72178 | AR | SRMVc | Warm | SRMVc_Warm_3A | 3
26926 | 72568 | AR | SRMVc | Warm | SRMVc_Warm_3A | 3
26927 | 72028 | AR | SPSOc | Warm | SPSOc_Warm_3A/3B | 3
26928 | 72039 | AR | SPSOc | Warm | SPSOc_Warm_3A/3B | 3
26929 | 72067 | AR | SPSOc | Warm | SPSOc_Warm_3A/3B | 3
26930 | 72088 | AR | SPSOc | Warm | SPSOc_Warm_3A/3B | 3
26931 | 72131 | AR | SPSOc | Warm | SPSOc_Warm_3A/3B | 3
26932 | 72141 | AR | SPSOc | Warm | SPSOc_Warm_3A/3B | 3
26933 | 72153 | AR | SPSOc | Warm | SPSOc_Warm_3A/3B | 3
26934 | 72629 | AR | SPSOc | Warm | SPSOc_Warm_3A/3B | 3
26935 | 72645 | AR | SPSOc | Warm | SPSOc_Warm_3A/3B | 3
26936 | 72679 | AR | SPSOc | Warm | SPSOc_Warm_3A/3B | 3
26937 | 72017 | AR | SRMVc | Warm | SRMVc_Warm_3A | 3
26938 | 72041 | AR | SRMVc | Warm | SRMVc_Warm_3A | 3
26939 | 72066 | AR | SRMVc | Warm | SRMVc_Warm_3A | 3
26940 | 72170 | AR | SRMVc | Warm | SRMVc_Warm_3A | 3
26941 | 72165 | AR | SRMVc | Warm | SRMVc_Warm_3A | 3
26942 | 72501 | AR | SRMVc | Warm | SRMVc_Warm_3A | 3
26943 | 72503 | AR | SRMVc | Warm | SRMVc_Warm_3A | 3
26944 | 72521 | AR | SRMVc | Warm | SRMVc_Warm_3A | 3
26945 | 72522 | AR | SRMVc | Warm | SRMVc_Warm_3A | 3
26946 | 72523 | AR | SRMVc | Warm | SRMVc_Warm_3A | 3
26947 | 72524 | AR | SRMVc | Warm | SRMVc_Warm_3A | 3
26948 | 72526 | AR | SRMVc | Warm | SRMVc_Warm_3A | 3
26949 | 72527 | AR | SRMVc | Warm | SRMVc_Warm_3A | 3
26950 | 72534 | AR | SRMVc | Warm | SRMVc_Warm_3A | 3
26951 | 72550 | AR | SRMVc | Warm | SRMVc_Warm_3A | 3
26952 | 72553 | AR | SRMVc | Warm | SRMVc_Warm_3A | 3
26953 | 72562 | AR | SRMVc | Warm | SRMVc_Warm_3A | 3
26954 | 72564 | AR | SRMVc | Warm | SRMVc_Warm_3A | 3
26955 | 72571 | AR | SRMVc | Warm | SRMVc_Warm_3A | 3
26956 | 72572 | AR | SRMVc | Warm | SRMVc_Warm_3A | 3
26957 | 72575 | AR | SRMVc | Warm | SRMVc_Warm_3A | 3
26958 | 72579 | AR | SRMVc | Warm | SRMVc_Warm_3A | 3
26959 | 72322 | AR | SRMVc | Warm | SRMVc_Warm_3A | 3
26960 | 72326 | AR | SRMVc | Warm | SRMVc_Warm_3A | 3
26961 | 72335 | AR | SRMVc | Warm | SRMVc_Warm_3A | 3
26962 | 72340 | AR | SRMVc | Warm | SRMVc_Warm_3A | 3
26963 | 72346 | AR | SRMVc | Warm | SRMVc_Warm_3A | 3
26964 | 72348 | AR | SRMVc | Warm | SRMVc_Warm_3A | 3
26965 | 72359 | AR | SRMVc | Warm | SRMVc_Warm_3A | 3
26966 | 72360 | AR | SRMVc | Warm | SRMVc_Warm_3A | 3
26967 | 72368 | AR | SRMVc | Warm | SRMVc_Warm_3A | 3
26968 | 72372 | AR | SRMVc | Warm | SRMVc_Warm_3A | 3
26969 | 72376 | AR | SRMVc | Warm | SRMVc_Warm_3A | 3
26970 | 72394 | AR | SRMVc | Warm | SRMVc_Warm_3A | 3
26971 | 72029 | AR | SRMVc | Warm | SRMVc_Warm_3A | 3
26972 | 72069 | AR | SRMVc | Warm | SRMVc_Warm_3A | 3
26973 | 72108 | AR | SRMVc | Warm | SRMVc_Warm_3A | 3
26974 | 72366 | AR | SRMVc | Warm | SRMVc_Warm_3A | 3
26975 | 72032 | AR | SRMVc | Warm | SRMVc_Warm_3A | 3
26976 | 72033 | AR | SRMVc | Warm | SRMVc_Warm_3A | 3
26977 | 72034 | AR | SRMVc | Warm | SRMVc_Warm_3A | 3
26978 | 72035 | AR | SRMVc | Warm | SRMVc_Warm_3A | 3
26979 | 72047 | AR | SRMVc | Warm | SRMVc_Warm_3A | 3
26980 | 72058 | AR | SRMVc | Warm | SRMVc_Warm_3A | 3
26981 | 72061 | AR | SRMVc | Warm | SRMVc_Warm_3A | 3
26982 | 72181 | AR | SRMVc | Warm | SRMVc_Warm_3A | 3
26983 | 72824 | AR | SRMVc | Warm | SRMVc_Warm_3A | 3
26984 | 72827 | AR | SRMVc | Warm | SRMVc_Warm_3A | 3
26985 | 72828 | AR | SRMVc | Warm | SRMVc_Warm_3A | 3
26986 | 72829 | AR | SRMVc | Warm | SRMVc_Warm_3A | 3
26987 | 72834 | AR | SRMVc | Warm | SRMVc_Warm_3A | 3
26988 | 72842 | AR | SRMVc | Warm | SRMVc_Warm_3A | 3
26989 | 72860 | AR | SRMVc | Warm | SRMVc_Warm_3A | 3
26990 | 72943 | AR | SRMVc | Warm | SRMVc_Warm_3A | 3
26991 | 72130 | AR | SPSOc | Warm | SPSOc_Warm_3A/3B | 3
26992 | 72179 | AR | SPSOc | Warm | SPSOc_Warm_3A/3B | 3
26993 | 72543 | AR | SPSOc | Warm | SPSOc_Warm_3A/3B | 3
26994 | 72545 | AR | SPSOc | Warm | SPSOc_Warm_3A/3B | 3
26995 | 72546 | AR | SPSOc | Warm | SPSOc_Warm_3A/3B | 3
26996 | 72581 | AR | SPSOc | Warm | SPSOc_Warm_3A/3B | 3
26997 | 72686 | AR | SRMVc | Warm | SRMVc_Warm_3A | 3
26998 | 72801 | AR | SRMVc | Warm | SRMVc_Warm_3A | 3
26999 | 72802 | AR | SRMVc | Warm | SRMVc_Warm_3A | 3
27000 | 72811 | AR | SRMVc | Warm | SRMVc_Warm_3A | 3
27001 | 72812 | AR | SRMVc | Warm | SRMVc_Warm_3A | 3
27002 | 72837 | AR | SRMVc | Warm | SRMVc_Warm_3A | 3
27003 | 72839 | AR | SRMVc | Warm | SRMVc_Warm_3A | 3
27004 | 72843 | AR | SRMVc | Warm | SRMVc_Warm_3A | 3
27005 | 72846 | AR | SRMVc | Warm | SRMVc_Warm_3A | 3
27006 | 72847 | AR | SRMVc | Warm | SRMVc_Warm_3A | 3
27007 | 72856 | AR | SRMVc | Warm | SRMVc_Warm_3A | 3
27008 | 72858 | AR | SRMVc | Warm | SRMVc_Warm_3A | 3
27009 | 72312 | AR | SRMVc | Warm | SRMVc_Warm_3A | 3
27010 | 72328 | AR | SRMVc | Warm | SRMVc_Warm_3A | 3
27011 | 72333 | AR | SRMVc | Warm | SRMVc_Warm_3A | 3
27012 | 72342 | AR | SRMVc | Warm | SRMVc_Warm_3A | 3
27013 | 72353 | AR | SRMVc | Warm | SRMVc_Warm_3A | 3
27014 | 72355 | AR | SRMVc | Warm | SRMVc_Warm_3A | 3
27015 | 72367 | AR | SRMVc | Warm | SRMVc_Warm_3A | 3
27016 | 72369 | AR | SRMVc | Warm | SRMVc_Warm_3A | 3
27017 | 72374 | AR | SRMVc | Warm | SRMVc_Warm_3A | 3
27018 | 72383 | AR | SRMVc | Warm | SRMVc_Warm_3A | 3
27019 | 72389 | AR | SRMVc | Warm | SRMVc_Warm_3A | 3
27020 | 72390 | AR | SRMVc | Warm | SRMVc_Warm_3A | 3
27021 | 72324 | AR | SRMVc | Warm | SRMVc_Warm_3A | 3
27022 | 72331 | AR | SRMVc | Warm | SRMVc_Warm_3A | 3
27023 | 72365 | AR | SRMVc | Warm | SRMVc_Warm_3A | 3
27024 | 72373 | AR | SRMVc | Warm | SRMVc_Warm_3A | 3
27025 | 72387 | AR | SRMVc | Warm | SRMVc_Warm_3A | 3
27026 | 72301 | AR | SRMVc | Warm | SRMVc_Warm_3A | 3
27027 | 72325 | AR | SRMVc | Warm | SRMVc_Warm_3A | 3
27028 | 72327 | AR | SRMVc | Warm | SRMVc_Warm_3A | 3
27029 | 72332 | AR | SRMVc | Warm | SRMVc_Warm_3A | 3
27030 | 72339 | AR | SRMVc | Warm | SRMVc_Warm_3A | 3
27031 | 72364 | AR | SRMVc | Warm | SRMVc_Warm_3A | 3
27032 | 72384 | AR | SRMVc | Warm | SRMVc_Warm_3A | 3
27033 | 72386 | AR | SRMVc | Warm | SRMVc_Warm_3A | 3
27034 | 72310 | AR | SRMVc | Warm | SRMVc_Warm_3A | 3
27035 | 72313 | AR | SRMVc | Warm | SRMVc_Warm_3A | 3
27036 | 72315 | AR | SRMVc | Warm | SRMVc_Warm_3A | 3
27037 | 72316 | AR | SRMVc | Warm | SRMVc_Warm_3A | 3
27038 | 72321 | AR | SRMVc | Warm | SRMVc_Warm_3A | 3
27039 | 72329 | AR | SRMVc | Warm | SRMVc_Warm_3A | 3
27040 | 72330 | AR | SRMVc | Warm | SRMVc_Warm_3A | 3
27041 | 72338 | AR | SRMVc | Warm | SRMVc_Warm_3A | 3
27042 | 72350 | AR | SRMVc | Warm | SRMVc_Warm_3A | 3
27043 | 72351 | AR | SRMVc | Warm | SRMVc_Warm_3A | 3
27044 | 72354 | AR | SRMVc | Warm | SRMVc_Warm_3A | 3
27045 | 72358 | AR | SRMVc | Warm | SRMVc_Warm_3A | 3
27046 | 72370 | AR | SRMVc | Warm | SRMVc_Warm_3A | 3
27047 | 72391 | AR | SRMVc | Warm | SRMVc_Warm_3A | 3
27048 | 72395 | AR | SRMVc | Warm | SRMVc_Warm_3A | 3
27049 | 72419 | AR | SRMVc | Warm | SRMVc_Warm_3A | 3
27050 | 72426 | AR | SRMVc | Warm | SRMVc_Warm_3A | 3
27051 | 72428 | AR | SRMVc | Warm | SRMVc_Warm_3A | 3
27052 | 72438 | AR | SRMVc | Warm | SRMVc_Warm_3A | 3
27053 | 72442 | AR | SRMVc | Warm | SRMVc_Warm_3A | 3
27054 | 72311 | AR | SRMVc | Warm | SRMVc_Warm_3A | 3
27055 | 72320 | AR | SRMVc | Warm | SRMVc_Warm_3A | 3
27056 | 72341 | AR | SRMVc | Warm | SRMVc_Warm_3A | 3
27057 | 72352 | AR | SRMVc | Warm | SRMVc_Warm_3A | 3
27058 | 72377 | AR | SRMVc | Warm | SRMVc_Warm_3A | 3
27059 | 72429 | AR | SRMVc | Warm | SRMVc_Warm_3A | 3
27060 | 72432 | AR | SRMVc | Warm | SRMVc_Warm_3A | 3
27061 | 72472 | AR | SRMVc | Warm | SRMVc_Warm_3A | 3
27062 | 72475 | AR | SRMVc | Warm | SRMVc_Warm_3A | 3
27063 | 72401 | AR | SRMVc | Warm | SRMVc_Warm_3A | 3
27064 | 72402 | AR | SRMVc | Warm | SRMVc_Warm_3A | 3
27065 | 72403 | AR | SRMVc | Warm | SRMVc_Warm_3A | 3
27066 | 72404 | AR | SRMVc | Warm | SRMVc_Warm_3A | 3
27067 | 72405 | AR | SRMVc | Warm | SRMVc_Warm_3A | 3
27068 | 72411 | AR | SRMVc | Warm | SRMVc_Warm_3A | 3
27069 | 72414 | AR | SRMVc | Warm | SRMVc_Warm_3A | 3
27070 | 72416 | AR | SRMVc | Warm | SRMVc_Warm_3A | 3
27071 | 72417 | AR | SRMVc | Warm | SRMVc_Warm_3A | 3
27072 | 72427 | AR | SRMVc | Warm | SRMVc_Warm_3A | 3
27073 | 72437 | AR | SRMVc | Warm | SRMVc_Warm_3A | 3
27074 | 72447 | AR | SRMVc | Warm | SRMVc_Warm_3A | 3
27075 | 72450 | AR | SRMVc | Warm | SRMVc_Warm_3A | 3
27076 | 72467 | AR | SRMVc | Warm | SRMVc_Warm_3A | 3
27077 | 72476 | AR | SRMVc | Warm | SRMVc_Warm_3A | 3
27078 | 72412 | AR | SRMVc | Warm | SRMVc_Warm_3A | 3
27079 | 72425 | AR | SRMVc | Warm | SRMVc_Warm_3A | 3
27080 | 72436 | AR | SRMVc | Warm | SRMVc_Warm_3A | 3
27081 | 72443 | AR | SRMVc | Warm | SRMVc_Warm_3A | 3
27082 | 72451 | AR | SRMVc | Warm | SRMVc_Warm_3A | 3
27083 | 72453 | AR | SRMVc | Warm | SRMVc_Warm_3A | 3
27084 | 72461 | AR | SRMVc | Warm | SRMVc_Warm_3A | 3
27085 | 72474 | AR | SRMVc | Warm | SRMVc_Warm_3A | 3
27086 | 72415 | AR | SRMVc | Warm | SRMVc_Warm_3A | 3
27087 | 72433 | AR | SRMVc | Warm | SRMVc_Warm_3A | 3
27088 | 72434 | AR | SRMVc | Warm | SRMVc_Warm_3A | 3
27089 | 72440 | AR | SRMVc | Warm | SRMVc_Warm_3A | 3
27090 | 72445 | AR | SRMVc | Warm | SRMVc_Warm_3A | 3
27091 | 72457 | AR | SRMVc | Warm | SRMVc_Warm_3A | 3
27092 | 72458 | AR | SRMVc | Warm | SRMVc_Warm_3A | 3
27093 | 72459 | AR | SRMVc | Warm | SRMVc_Warm_3A | 3
27094 | 72465 | AR | SRMVc | Warm | SRMVc_Warm_3A | 3
27095 | 72466 | AR | SRMVc | Warm | SRMVc_Warm_3A | 3
27096 | 72469 | AR | SRMVc | Warm | SRMVc_Warm_3A | 3
27097 | 72482 | AR | SRMVc | Warm | SRMVc_Warm_3A | 3
27098 | 72542 | AR | SRMVc | Warm | SRMVc_Warm_3A | 3
27099 | 72413 | AR | SRMVc | Warm | SRMVc_Warm_3A | 3
27100 | 72422 | AR | SRMVc | Warm | SRMVc_Warm_3A | 3
27101 | 72424 | AR | SRMVc | Warm | SRMVc_Warm_3A | 3
27102 | 72430 | AR | SRMVc | Warm | SRMVc_Warm_3A | 3
27103 | 72435 | AR | SRMVc | Warm | SRMVc_Warm_3A | 3
27104 | 72441 | AR | SRMVc | Warm | SRMVc_Warm_3A | 3
27105 | 72454 | AR | SRMVc | Warm | SRMVc_Warm_3A | 3
27106 | 72456 | AR | SRMVc | Warm | SRMVc_Warm_3A | 3
27107 | 72464 | AR | SRMVc | Warm | SRMVc_Warm_3A | 3
27108 | 72470 | AR | SRMVc | Warm | SRMVc_Warm_3A | 3
27109 | 72444 | AR | SRMVc | Warm | SRMVc_Warm_3A | 3
27110 | 72449 | AR | SRMVc | Warm | SRMVc_Warm_3A | 3
27111 | 72455 | AR | SRMVc | Warm | SRMVc_Warm_3A | 3
27112 | 72460 | AR | SRMVc | Warm | SRMVc_Warm_3A | 3
27113 | 72462 | AR | SRMVc | Warm | SRMVc_Warm_3A | 3
27114 | 72478 | AR | SRMVc | Warm | SRMVc_Warm_3A | 3
27115 | 72554 | AR | SRMVc | Warm | SRMVc_Warm_3A | 3
27116 | 72513 | AR | SRMVc | Warm | SRMVc_Warm_3A | 3
27117 | 72529 | AR | SRMVc | Warm | SRMVc_Warm_3A | 3
27118 | 72532 | AR | SRMVc | Warm | SRMVc_Warm_3A | 3
27119 | 72569 | AR | SRMVc | Warm | SRMVc_Warm_3A | 3
27120 | 72577 | AR | SRMVc | Warm | SRMVc_Warm_3A | 3
27121 | 72820 | AR | SPSOc | Warm | SPSOc_Warm_3A/3B | 3
27122 | 72821 | AR | SPSOc | Warm | SPSOc_Warm_3A/3B | 3
27123 | 72855 | AR | SPSOc | Warm | SPSOc_Warm_3A/3B | 3
27124 | 72928 | AR | SPSOc | Warm | SPSOc_Warm_3A/3B | 3
27125 | 72930 | AR | SPSOc | Warm | SPSOc_Warm_3A/3B | 3
27126 | 72933 | AR | SPSOc | Warm | SPSOc_Warm_3A/3B | 3
27127 | 72946 | AR | SPSOc | Warm | SPSOc_Warm_3A/3B | 3
27128 | 72947 | AR | SPSOc | Warm | SPSOc_Warm_3A/3B | 3
27129 | 72949 | AR | SPSOc | Warm | SPSOc_Warm_3A/3B | 3
27130 | 72951 | AR | SPSOc | Warm | SPSOc_Warm_3A/3B | 3
27131 | 72830 | AR | SPSOc | Warm | SPSOc_Warm_3A/3B | 3
27132 | 72832 | AR | SPSOc | Warm | SPSOc_Warm_3A/3B | 3
27133 | 72840 | AR | SPSOc | Warm | SPSOc_Warm_3A/3B | 3
27134 | 72845 | AR | SPSOc | Warm | SPSOc_Warm_3A/3B | 3
27135 | 72854 | AR | SPSOc | Warm | SPSOc_Warm_3A/3B | 3
27136 | 72826 | AR | SPSOc | Warm | SPSOc_Warm_3A/3B | 3
27137 | 72835 | AR | SPSOc | Warm | SPSOc_Warm_3A/3B | 3
27138 | 72851 | AR | SPSOc | Warm | SPSOc_Warm_3A/3B | 3
27139 | 72863 | AR | SPSOc | Warm | SPSOc_Warm_3A/3B | 3
27140 | 72865 | AR | SPSOc | Warm | SPSOc_Warm_3A/3B | 3
27141 | 72901 | AR | SPSOc | Warm | SPSOc_Warm_3A/3B | 3
27142 | 72902 | AR | SPSOc | Warm | SPSOc_Warm_3A/3B | 3
27143 | 72903 | AR | SPSOc | Warm | SPSOc_Warm_3A/3B | 3
27144 | 72904 | AR | SPSOc | Warm | SPSOc_Warm_3A/3B | 3
27145 | 72905 | AR | SPSOc | Warm | SPSOc_Warm_3A/3B | 3
27146 | 72906 | AR | SPSOc | Warm | SPSOc_Warm_3A/3B | 3
27147 | 72908 | AR | SPSOc | Warm | SPSOc_Warm_3A/3B | 3
27148 | 72913 | AR | SPSOc | Warm | SPSOc_Warm_3A/3B | 3
27149 | 72914 | AR | SPSOc | Warm | SPSOc_Warm_3A/3B | 3
27150 | 72916 | AR | SPSOc | Warm | SPSOc_Warm_3A/3B | 3
27151 | 72917 | AR | SPSOc | Warm | SPSOc_Warm_3A/3B | 3
27152 | 72918 | AR | SPSOc | Warm | SPSOc_Warm_3A/3B | 3
27153 | 72919 | AR | SPSOc | Warm | SPSOc_Warm_3A/3B | 3
27154 | 72923 | AR | SPSOc | Warm | SPSOc_Warm_3A/3B | 3
27155 | 72936 | AR | SPSOc | Warm | SPSOc_Warm_3A/3B | 3
27156 | 72937 | AR | SPSOc | Warm | SPSOc_Warm_3A/3B | 3
27157 | 72938 | AR | SPSOc | Warm | SPSOc_Warm_3A/3B | 3
27158 | 72940 | AR | SPSOc | Warm | SPSOc_Warm_3A/3B | 3
27159 | 72941 | AR | SPSOc | Warm | SPSOc_Warm_3A/3B | 3
27160 | 72945 | AR | SPSOc | Warm | SPSOc_Warm_3A/3B | 3
27161 | 72921 | AR | SPSOc | Warm | SPSOc_Warm_3A/3B | 3
27162 | 72932 | AR | SPSOc | Warm | SPSOc_Warm_3A/3B | 3
27163 | 72934 | AR | SPSOc | Warm | SPSOc_Warm_3A/3B | 3
27164 | 72935 | AR | SPSOc | Warm | SPSOc_Warm_3A/3B | 3
27165 | 72952 | AR | SPSOc | Warm | SPSOc_Warm_3A/3B | 3
27166 | 72955 | AR | SPSOc | Warm | SPSOc_Warm_3A/3B | 3
27167 | 72956 | AR | SPSOc | Warm | SPSOc_Warm_3A/3B | 3
27168 | 72957 | AR | SPSOc | Warm | SPSOc_Warm_3A/3B | 3
27169 | 73001 | OK | SPSOc | Warm | SPSOc_Warm_3A/3B | 3
27170 | 73005 | OK | SPSOc | Warm | SPSOc_Warm_3A/3B | 3
27171 | 73006 | OK | SPSOc | Warm | SPSOc_Warm_3A/3B | 3
27172 | 73009 | OK | SPSOc | Warm | SPSOc_Warm_3A/3B | 3
27173 | 73015 | OK | SPSOc | Warm | SPSOc_Warm_3A/3B | 3
27174 | 73017 | OK | SPSOc | Warm | SPSOc_Warm_3A/3B | 3
27175 | 73021 | OK | SPSOc | Warm | SPSOc_Warm_3A/3B | 3
27176 | 73029 | OK | SPSOc | Warm | SPSOc_Warm_3A/3B | 3
27177 | 73033 | OK | SPSOc | Warm | SPSOc_Warm_3A/3B | 3
27178 | 73038 | OK | SPSOc | Warm | SPSOc_Warm_3A/3B | 3
27179 | 73042 | OK | SPSOc | Warm | SPSOc_Warm_3A/3B | 3
27180 | 73047 | OK | SPSOc | Warm | SPSOc_Warm_3A/3B | 3
27181 | 73048 | OK | SPSOc | Warm | SPSOc_Warm_3A/3B | 3
27182 | 73053 | OK | SPSOc | Warm | SPSOc_Warm_3A/3B | 3
27183 | 73059 | OK | SPSOc | Warm | SPSOc_Warm_3A/3B | 3
27184 | 73079 | OK | SPSOc | Warm | SPSOc_Warm_3A/3B | 3
27185 | 73092 | OK | SPSOc | Warm | SPSOc_Warm_3A/3B | 3
27186 | 73002 | OK | SPSOc | Warm | SPSOc_Warm_3A/3B | 3
27187 | 73010 | OK | SPSOc | Warm | SPSOc_Warm_3A/3B | 3
27188 | 73031 | OK | SPSOc | Warm | SPSOc_Warm_3A/3B | 3
27189 | 73052 | OK | SPSOc | Warm | SPSOc_Warm_3A/3B | 3
27190 | 73057 | OK | SPSOc | Warm | SPSOc_Warm_3A/3B | 3
27191 | 73065 | OK | SPSOc | Warm | SPSOc_Warm_3A/3B | 3
27192 | 73072 | OK | SPSOc | Warm | SPSOc_Warm_3A/3B | 3
27193 | 73074 | OK | SPSOc | Warm | SPSOc_Warm_3A/3B | 3
27194 | 73080 | OK | SPSOc | Warm | SPSOc_Warm_3A/3B | 3
27195 | 73093 | OK | SPSOc | Warm | SPSOc_Warm_3A/3B | 3
27196 | 73095 | OK | SPSOc | Warm | SPSOc_Warm_3A/3B | 3
27197 | 74831 | OK | SPSOc | Warm | SPSOc_Warm_3A/3B | 3
27198 | 74872 | OK | SPSOc | Warm | SPSOc_Warm_3A/3B | 3
27199 | 73004 | OK | SPSOc | Warm | SPSOc_Warm_3A/3B | 3
27200 | 73011 | OK | SPSOc | Warm | SPSOc_Warm_3A/3B | 3
27201 | 73018 | OK | SPSOc | Warm | SPSOc_Warm_3A/3B | 3
27202 | 73023 | OK | SPSOc | Warm | SPSOc_Warm_3A/3B | 3
27203 | 73055 | OK | SPSOc | Warm | SPSOc_Warm_3A/3B | 3
27204 | 73067 | OK | SPSOc | Warm | SPSOc_Warm_3A/3B | 3
27205 | 73082 | OK | SPSOc | Warm | SPSOc_Warm_3A/3B | 3
27206 | 73089 | OK | SPSOc | Warm | SPSOc_Warm_3A/3B | 3
27207 | 73003 | OK | SPSOc | Warm | SPSOc_Warm_3A/3B | 3
27208 | 73007 | OK | SPSOc | Warm | SPSOc_Warm_3A/3B | 3
27209 | 73008 | OK | SPSOc | Warm | SPSOc_Warm_3A/3B | 3
27210 | 73012 | OK | SPSOc | Warm | SPSOc_Warm_3A/3B | 3
27211 | 73013 | OK | SPSOc | Warm | SPSOc_Warm_3A/3B | 3
27212 | 73020 | OK | SPSOc | Warm | SPSOc_Warm_3A/3B | 3
27213 | 73025 | OK | SPSOc | Warm | SPSOc_Warm_3A/3B | 3
27214 | 73034 | OK | SPSOc | Warm | SPSOc_Warm_3A/3B | 3
27215 | 73045 | OK | SPSOc | Warm | SPSOc_Warm_3A/3B | 3
27216 | 73049 | OK | SPSOc | Warm | SPSOc_Warm_3A/3B | 3
27217 | 73054 | OK | SPSOc | Warm | SPSOc_Warm_3A/3B | 3
27218 | 73066 | OK | SPSOc | Warm | SPSOc_Warm_3A/3B | 3
27219 | 73078 | OK | SPSOc | Warm | SPSOc_Warm_3A/3B | 3
27220 | 73083 | OK | SPSOc | Warm | SPSOc_Warm_3A/3B | 3
27221 | 73084 | OK | SPSOc | Warm | SPSOc_Warm_3A/3B | 3
27222 | 73097 | OK | SPSOc | Warm | SPSOc_Warm_3A/3B | 3
27223 | 73099 | OK | SPSOc | Warm | SPSOc_Warm_3A/3B | 3
27224 | 73101 | OK | SPSOc | Warm | SPSOc_Warm_3A/3B | 3
27225 | 73102 | OK | SPSOc | Warm | SPSOc_Warm_3A/3B | 3
27226 | 73103 | OK | SPSOc | Warm | SPSOc_Warm_3A/3B | 3
27227 | 73104 | OK | SPSOc | Warm | SPSOc_Warm_3A/3B | 3
27228 | 73105 | OK | SPSOc | Warm | SPSOc_Warm_3A/3B | 3
27229 | 73106 | OK | SPSOc | Warm | SPSOc_Warm_3A/3B | 3
27230 | 73107 | OK | SPSOc | Warm | SPSOc_Warm_3A/3B | 3
27231 | 73108 | OK | SPSOc | Warm | SPSOc_Warm_3A/3B | 3
27232 | 73109 | OK | SPSOc | Warm | SPSOc_Warm_3A/3B | 3
27233 | 73110 | OK | SPSOc | Warm | SPSOc_Warm_3A/3B | 3
27234 | 73111 | OK | SPSOc | Warm | SPSOc_Warm_3A/3B | 3
27235 | 73112 | OK | SPSOc | Warm | SPSOc_Warm_3A/3B | 3
27236 | 73113 | OK | SPSOc | Warm | SPSOc_Warm_3A/3B | 3
27237 | 73114 | OK | SPSOc | Warm | SPSOc_Warm_3A/3B | 3
27238 | 73115 | OK | SPSOc | Warm | SPSOc_Warm_3A/3B | 3
27239 | 73116 | OK | SPSOc | Warm | SPSOc_Warm_3A/3B | 3
27240 | 73117 | OK | SPSOc | Warm | SPSOc_Warm_3A/3B | 3
27241 | 73118 | OK | SPSOc | Warm | SPSOc_Warm_3A/3B | 3
27242 | 73119 | OK | SPSOc | Warm | SPSOc_Warm_3A/3B | 3
27243 | 73120 | OK | SPSOc | Warm | SPSOc_Warm_3A/3B | 3
27244 | 73121 | OK | SPSOc | Warm | SPSOc_Warm_3A/3B | 3
27245 | 73122 | OK | SPSOc | Warm | SPSOc_Warm_3A/3B | 3
27246 | 73123 | OK | SPSOc | Warm | SPSOc_Warm_3A/3B | 3
27247 | 73125 | OK | SPSOc | Warm | SPSOc_Warm_3A/3B | 3
27248 | 73127 | OK | SPSOc | Warm | SPSOc_Warm_3A/3B | 3
27249 | 73128 | OK | SPSOc | Warm | SPSOc_Warm_3A/3B | 3
27250 | 73129 | OK | SPSOc | Warm | SPSOc_Warm_3A/3B | 3
27251 | 73130 | OK | SPSOc | Warm | SPSOc_Warm_3A/3B | 3
27252 | 73131 | OK | SPSOc | Warm | SPSOc_Warm_3A/3B | 3
27253 | 73132 | OK | SPSOc | Warm | SPSOc_Warm_3A/3B | 3
27254 | 73134 | OK | SPSOc | Warm | SPSOc_Warm_3A/3B | 3
27255 | 73135 | OK | SPSOc | Warm | SPSOc_Warm_3A/3B | 3
27256 | 73136 | OK | SPSOc | Warm | SPSOc_Warm_3A/3B | 3
27257 | 73137 | OK | SPSOc | Warm | SPSOc_Warm_3A/3B | 3
27258 | 73139 | OK | SPSOc | Warm | SPSOc_Warm_3A/3B | 3
27259 | 73140 | OK | SPSOc | Warm | SPSOc_Warm_3A/3B | 3
27260 | 73141 | OK | SPSOc | Warm | SPSOc_Warm_3A/3B | 3
27261 | 73142 | OK | SPSOc | Warm | SPSOc_Warm_3A/3B | 3
27262 | 73143 | OK | SPSOc | Warm | SPSOc_Warm_3A/3B | 3
27263 | 73144 | OK | SPSOc | Warm | SPSOc_Warm_3A/3B | 3
27264 | 73145 | OK | SPSOc | Warm | SPSOc_Warm_3A/3B | 3
27265 | 73146 | OK | SPSOc | Warm | SPSOc_Warm_3A/3B | 3
27266 | 73147 | OK | SPSOc | Warm | SPSOc_Warm_3A/3B | 3
27267 | 73148 | OK | SPSOc | Warm | SPSOc_Warm_3A/3B | 3
27268 | 73149 | OK | SPSOc | Warm | SPSOc_Warm_3A/3B | 3
27269 | 73150 | OK | SPSOc | Warm | SPSOc_Warm_3A/3B | 3
27270 | 73151 | OK | SPSOc | Warm | SPSOc_Warm_3A/3B | 3
27271 | 73152 | OK | SPSOc | Warm | SPSOc_Warm_3A/3B | 3
27272 | 73154 | OK | SPSOc | Warm | SPSOc_Warm_3A/3B | 3
27273 | 73155 | OK | SPSOc | Warm | SPSOc_Warm_3A/3B | 3
27274 | 73156 | OK | SPSOc | Warm | SPSOc_Warm_3A/3B | 3
27275 | 73157 | OK | SPSOc | Warm | SPSOc_Warm_3A/3B | 3
27276 | 73159 | OK | SPSOc | Warm | SPSOc_Warm_3A/3B | 3
27277 | 73160 | OK | SPSOc | Warm | SPSOc_Warm_3A/3B | 3
27278 | 73162 | OK | SPSOc | Warm | SPSOc_Warm_3A/3B | 3
27279 | 73165 | OK | SPSOc | Warm | SPSOc_Warm_3A/3B | 3
27280 | 73169 | OK | SPSOc | Warm | SPSOc_Warm_3A/3B | 3
27281 | 73172 | OK | SPSOc | Warm | SPSOc_Warm_3A/3B | 3
27282 | 73179 | OK | SPSOc | Warm | SPSOc_Warm_3A/3B | 3
27283 | 73184 | OK | SPSOc | Warm | SPSOc_Warm_3A/3B | 3
27284 | 73190 | OK | SPSOc | Warm | SPSOc_Warm_3A/3B | 3
27285 | 73194 | OK | SPSOc | Warm | SPSOc_Warm_3A/3B | 3
27286 | 73195 | OK | SPSOc | Warm | SPSOc_Warm_3A/3B | 3
27287 | 74857 | OK | SPSOc | Warm | SPSOc_Warm_3A/3B | 3
27288 | 74881 | OK | SPSOc | Warm | SPSOc_Warm_3A/3B | 3
27289 | 73501 | OK | SPSOc | Warm | SPSOc_Warm_3A/3B | 3
27290 | 73502 | OK | SPSOc | Warm | SPSOc_Warm_3A/3B | 3
27291 | 73503 | OK | SPSOc | Warm | SPSOc_Warm_3A/3B | 3
27292 | 73505 | OK | SPSOc | Warm | SPSOc_Warm_3A/3B | 3
27293 | 73506 | OK | SPSOc | Warm | SPSOc_Warm_3A/3B | 3
27294 | 73507 | OK | SPSOc | Warm | SPSOc_Warm_3A/3B | 3
27295 | 73527 | OK | SPSOc | Warm | SPSOc_Warm_3A/3B | 3
27296 | 73528 | OK | SPSOc | Warm | SPSOc_Warm_3A/3B | 3
27297 | 73533 | OK | SPSOc | Warm | SPSOc_Warm_3A/3B | 3
27298 | 73538 | OK | SPSOc | Warm | SPSOc_Warm_3A/3B | 3
27299 | 73540 | OK | SPSOc | Warm | SPSOc_Warm_3A/3B | 3
27300 | 73541 | OK | SPSOc | Warm | SPSOc_Warm_3A/3B | 3
27301 | 73543 | OK | SPSOc | Warm | SPSOc_Warm_3A/3B | 3
27302 | 73552 | OK | SPSOc | Warm | SPSOc_Warm_3A/3B | 3
27303 | 73557 | OK | SPSOc | Warm | SPSOc_Warm_3A/3B | 3
27304 | 73567 | OK | SPSOc | Warm | SPSOc_Warm_3A/3B | 3
27305 | 73572 | OK | SPSOc | Warm | SPSOc_Warm_3A/3B | 3
27306 | 73016 | OK | SPSOc | Warm | SPSOc_Warm_3A/3B | 3
27307 | 73027 | OK | SPSOc | Warm | SPSOc_Warm_3A/3B | 3
27308 | 73028 | OK | SPSOc | Warm | SPSOc_Warm_3A/3B | 3
27309 | 73044 | OK | SPSOc | Warm | SPSOc_Warm_3A/3B | 3
27310 | 73050 | OK | SPSOc | Warm | SPSOc_Warm_3A/3B | 3
27311 | 73056 | OK | SPSOc | Warm | SPSOc_Warm_3A/3B | 3
27312 | 73058 | OK | SPSOc | Warm | SPSOc_Warm_3A/3B | 3
27313 | 73063 | OK | SPSOc | Warm | SPSOc_Warm_3A/3B | 3
27314 | 73073 | OK | SPSOc | Warm | SPSOc_Warm_3A/3B | 3
27315 | 73742 | OK | SPSOc | Warm | SPSOc_Warm_3A/3B | 3
27316 | 74059 | OK | SPSOc | Warm | SPSOc_Warm_3A/3B | 3
27317 | 73030 | OK | SPSOc | Warm | SPSOc_Warm_3A/3B | 3
27318 | 73075 | OK | SPSOc | Warm | SPSOc_Warm_3A/3B | 3
27319 | 73098 | OK | SPSOc | Warm | SPSOc_Warm_3A/3B | 3
27320 | 73433 | OK | SPSOc | Warm | SPSOc_Warm_3A/3B | 3
27321 | 73434 | OK | SPSOc | Warm | SPSOc_Warm_3A/3B | 3
27322 | 73444 | OK | SPSOc | Warm | SPSOc_Warm_3A/3B | 3
27323 | 73488 | OK | SPSOc | Warm | SPSOc_Warm_3A/3B | 3
27324 | 74865 | OK | SPSOc | Warm | SPSOc_Warm_3A/3B | 3
27325 | 73014 | OK | SPSOc | Warm | SPSOc_Warm_3A/3B | 3
27326 | 73022 | OK | SPSOc | Warm | SPSOc_Warm_3A/3B | 3
27327 | 73036 | OK | SPSOc | Warm | SPSOc_Warm_3A/3B | 3
27328 | 73040 | OK | SPSOc | Warm | SPSOc_Warm_3A/3B | 3
27329 | 73064 | OK | SPSOc | Warm | SPSOc_Warm_3A/3B | 3
27330 | 73085 | OK | SPSOc | Warm | SPSOc_Warm_3A/3B | 3
27331 | 73090 | OK | SPSOc | Warm | SPSOc_Warm_3A/3B | 3
27332 | 73173 | OK | SPSOc | Warm | SPSOc_Warm_3A/3B | 3
27333 | 73762 | OK | SPSOc | Warm | SPSOc_Warm_3A/3B | 3
27334 | 73041 | OK | SPSOc | Warm | SPSOc_Warm_3A/3B | 3
27335 | 73062 | OK | SPSOc | Warm | SPSOc_Warm_3A/3B | 3
27336 | 73559 | OK | SPSOc | Warm | SPSOc_Warm_3A/3B | 3
27337 | 73564 | OK | SPSOc | Warm | SPSOc_Warm_3A/3B | 3
27338 | 73566 | OK | SPSOc | Warm | SPSOc_Warm_3A/3B | 3
27339 | 73651 | OK | SPSOc | Warm | SPSOc_Warm_3A/3B | 3
27340 | 73655 | OK | SPSOc | Warm | SPSOc_Warm_3A/3B | 3
27341 | 73024 | OK | SPSOc | Warm | SPSOc_Warm_3A/3B | 3
27342 | 73096 | OK | SPSOc | Warm | SPSOc_Warm_3A/3B | 3
27343 | 73601 | OK | SPSOc | Warm | SPSOc_Warm_3A/3B | 3
27344 | 73622 | OK | SPSOc | Warm | SPSOc_Warm_3A/3B | 3
27345 | 73624 | OK | SPSOc | Warm | SPSOc_Warm_3A/3B | 3
27346 | 73626 | OK | SPSOc | Warm | SPSOc_Warm_3A/3B | 3
27347 | 73632 | OK | SPSOc | Warm | SPSOc_Warm_3A/3B | 3
27348 | 73641 | OK | SPSOc | Warm | SPSOc_Warm_3A/3B | 3
27349 | 73644 | OK | SPSOc | Warm | SPSOc_Warm_3A/3B | 3
27350 | 73647 | OK | SPSOc | Warm | SPSOc_Warm_3A/3B | 3
27351 | 73661 | OK | SPSOc | Warm | SPSOc_Warm_3A/3B | 3
27352 | 73664 | OK | SPSOc | Warm | SPSOc_Warm_3A/3B | 3
27353 | 73718 | OK | SPSOc | Warm | SPSOc_Warm_3A/3B | 3
27354 | 73734 | OK | SPSOc | Warm | SPSOc_Warm_3A/3B | 3
27355 | 73750 | OK | SPSOc | Warm | SPSOc_Warm_3A/3B | 3
27356 | 73756 | OK | SPSOc | Warm | SPSOc_Warm_3A/3B | 3
27357 | 73763 | OK | SPSOc | Warm | SPSOc_Warm_3A/3B | 3
27358 | 73764 | OK | SPSOc | Warm | SPSOc_Warm_3A/3B | 3
27359 | 73019 | OK | SPSOc | Warm | SPSOc_Warm_3A/3B | 3
27360 | 73026 | OK | SPSOc | Warm | SPSOc_Warm_3A/3B | 3
27361 | 73051 | OK | SPSOc | Warm | SPSOc_Warm_3A/3B | 3
27362 | 73068 | OK | SPSOc | Warm | SPSOc_Warm_3A/3B | 3
27363 | 73069 | OK | SPSOc | Warm | SPSOc_Warm_3A/3B | 3
27364 | 73070 | OK | SPSOc | Warm | SPSOc_Warm_3A/3B | 3
27365 | 73071 | OK | SPSOc | Warm | SPSOc_Warm_3A/3B | 3
27366 | 73153 | OK | SPSOc | Warm | SPSOc_Warm_3A/3B | 3
27367 | 73170 | OK | SPSOc | Warm | SPSOc_Warm_3A/3B | 3
27368 | 73189 | OK | SPSOc | Warm | SPSOc_Warm_3A/3B | 3
27369 | 74851 | OK | SPSOc | Warm | SPSOc_Warm_3A/3B | 3
27370 | 74852 | OK | SPSOc | Warm | SPSOc_Warm_3A/3B | 3
27371 | 74878 | OK | SPSOc | Warm | SPSOc_Warm_3A/3B | 3
27372 | 73620 | OK | SPSOc | Warm | SPSOc_Warm_3A/3B | 3
27373 | 73625 | OK | SPSOc | Warm | SPSOc_Warm_3A/3B | 3
27374 | 73639 | OK | SPSOc | Warm | SPSOc_Warm_3A/3B | 3
27375 | 73650 | OK | SPSOc | Warm | SPSOc_Warm_3A/3B | 3
27376 | 73654 | OK | SPSOc | Warm | SPSOc_Warm_3A/3B | 3
27377 | 73669 | OK | SPSOc | Warm | SPSOc_Warm_3A/3B | 3
27378 | 73077 | OK | SPSOc | Warm | SPSOc_Warm_3A/3B | 3
27379 | 74023 | OK | SPSOc | Warm | SPSOc_Warm_3A/3B | 3
27380 | 74030 | OK | SPSOc | Warm | SPSOc_Warm_3A/3B | 3
27381 | 74032 | OK | SPSOc | Warm | SPSOc_Warm_3A/3B | 3
27382 | 74045 | OK | SPSOc | Warm | SPSOc_Warm_3A/3B | 3
27383 | 74062 | OK | SPSOc | Warm | SPSOc_Warm_3A/3B | 3
27384 | 74074 | OK | SPSOc | Warm | SPSOc_Warm_3A/3B | 3
27385 | 74075 | OK | SPSOc | Warm | SPSOc_Warm_3A/3B | 3
27386 | 74076 | OK | SPSOc | Warm | SPSOc_Warm_3A/3B | 3
27387 | 74077 | OK | SPSOc | Warm | SPSOc_Warm_3A/3B | 3
27388 | 74078 | OK | SPSOc | Warm | SPSOc_Warm_3A/3B | 3
27389 | 74085 | OK | SPSOc | Warm | SPSOc_Warm_3A/3B | 3
27390 | 74824 | OK | SPSOc | Warm | SPSOc_Warm_3A/3B | 3
27391 | 73032 | OK | SPSOc | Warm | SPSOc_Warm_3A/3B | 3
27392 | 73086 | OK | SPSOc | Warm | SPSOc_Warm_3A/3B | 3
27393 | 74856 | OK | SPSOc | Warm | SPSOc_Warm_3A/3B | 3
27394 | 73401 | OK | SPSOc | Warm | SPSOc_Warm_3A/3B | 3
27395 | 73402 | OK | SPSOc | Warm | SPSOc_Warm_3A/3B | 3
27396 | 73403 | OK | SPSOc | Warm | SPSOc_Warm_3A/3B | 3
27397 | 73435 | OK | SPSOc | Warm | SPSOc_Warm_3A/3B | 3
27398 | 73436 | OK | SPSOc | Warm | SPSOc_Warm_3A/3B | 3
27399 | 73437 | OK | SPSOc | Warm | SPSOc_Warm_3A/3B | 3
27400 | 73438 | OK | SPSOc | Warm | SPSOc_Warm_3A/3B | 3
27401 | 73443 | OK | SPSOc | Warm | SPSOc_Warm_3A/3B | 3
27402 | 73446 | OK | SPSOc | Warm | SPSOc_Warm_3A/3B | 3
27403 | 73453 | OK | SPSOc | Warm | SPSOc_Warm_3A/3B | 3
27404 | 73456 | OK | SPSOc | Warm | SPSOc_Warm_3A/3B | 3
27405 | 73458 | OK | SPSOc | Warm | SPSOc_Warm_3A/3B | 3
27406 | 73463 | OK | SPSOc | Warm | SPSOc_Warm_3A/3B | 3
27407 | 73481 | OK | SPSOc | Warm | SPSOc_Warm_3A/3B | 3
27408 | 73487 | OK | SPSOc | Warm | SPSOc_Warm_3A/3B | 3
27409 | 73043 | OK | SPSOc | Warm | SPSOc_Warm_3A/3B | 3
27410 | 73646 | OK | SPSOc | Warm | SPSOc_Warm_3A/3B | 3
27411 | 73658 | OK | SPSOc | Warm | SPSOc_Warm_3A/3B | 3
27412 | 73724 | OK | SPSOc | Warm | SPSOc_Warm_3A/3B | 3
27413 | 73744 | OK | SPSOc | Warm | SPSOc_Warm_3A/3B | 3
27414 | 73747 | OK | SPSOc | Warm | SPSOc_Warm_3A/3B | 3
27415 | 73755 | OK | SPSOc | Warm | SPSOc_Warm_3A/3B | 3
27416 | 73770 | OK | SPSOc | Warm | SPSOc_Warm_3A/3B | 3
27417 | 73772 | OK | SPSOc | Warm | SPSOc_Warm_3A/3B | 3
27418 | 74026 | OK | SPSOc | Warm | SPSOc_Warm_3A/3B | 3
27419 | 74028 | OK | SPSOc | Warm | SPSOc_Warm_3A/3B | 3
27420 | 74079 | OK | SPSOc | Warm | SPSOc_Warm_3A/3B | 3
27421 | 74832 | OK | SPSOc | Warm | SPSOc_Warm_3A/3B | 3
27422 | 74834 | OK | SPSOc | Warm | SPSOc_Warm_3A/3B | 3
27423 | 74855 | OK | SPSOc | Warm | SPSOc_Warm_3A/3B | 3
27424 | 74864 | OK | SPSOc | Warm | SPSOc_Warm_3A/3B | 3
27425 | 74869 | OK | SPSOc | Warm | SPSOc_Warm_3A/3B | 3
27426 | 74875 | OK | SPSOc | Warm | SPSOc_Warm_3A/3B | 3
27427 | 74801 | OK | SPSOc | Warm | SPSOc_Warm_3A/3B | 3
27428 | 74802 | OK | SPSOc | Warm | SPSOc_Warm_3A/3B | 3
27429 | 74804 | OK | SPSOc | Warm | SPSOc_Warm_3A/3B | 3
27430 | 74826 | OK | SPSOc | Warm | SPSOc_Warm_3A/3B | 3
27431 | 74840 | OK | SPSOc | Warm | SPSOc_Warm_3A/3B | 3
27432 | 74849 | OK | SPSOc | Warm | SPSOc_Warm_3A/3B | 3
27433 | 74854 | OK | SPSOc | Warm | SPSOc_Warm_3A/3B | 3
27434 | 74866 | OK | SPSOc | Warm | SPSOc_Warm_3A/3B | 3
27435 | 74873 | OK | SPSOc | Warm | SPSOc_Warm_3A/3B | 3
27436 | 73425 | OK | SPSOc | Warm | SPSOc_Warm_3A/3B | 3
27437 | 73442 | OK | SPSOc | Warm | SPSOc_Warm_3A/3B | 3
27438 | 73491 | OK | SPSOc | Warm | SPSOc_Warm_3A/3B | 3
27439 | 73529 | OK | SPSOc | Warm | SPSOc_Warm_3A/3B | 3
27440 | 73534 | OK | SPSOc | Warm | SPSOc_Warm_3A/3B | 3
27441 | 73573 | OK | SPSOc | Warm | SPSOc_Warm_3A/3B | 3
27442 | 73701 | OK | SPSOc | Warm | SPSOc_Warm_3A/3B | 3
27443 | 73702 | OK | SPSOc | Warm | SPSOc_Warm_3A/3B | 3
27444 | 73703 | OK | SPSOc | Warm | SPSOc_Warm_3A/3B | 3
27445 | 73705 | OK | SPSOc | Warm | SPSOc_Warm_3A/3B | 3
27446 | 73720 | OK | SPSOc | Warm | SPSOc_Warm_3A/3B | 3
27447 | 73727 | OK | SPSOc | Warm | SPSOc_Warm_3A/3B | 3
27448 | 73730 | OK | SPSOc | Warm | SPSOc_Warm_3A/3B | 3
27449 | 73733 | OK | SPSOc | Warm | SPSOc_Warm_3A/3B | 3
27450 | 73735 | OK | SPSOc | Warm | SPSOc_Warm_3A/3B | 3
27451 | 73736 | OK | SPSOc | Warm | SPSOc_Warm_3A/3B | 3
27452 | 73738 | OK | SPSOc | Warm | SPSOc_Warm_3A/3B | 3
27453 | 73739 | OK | SPSOc | Warm | SPSOc_Warm_3A/3B | 3
27454 | 73743 | OK | SPSOc | Warm | SPSOc_Warm_3A/3B | 3
27455 | 73753 | OK | SPSOc | Warm | SPSOc_Warm_3A/3B | 3
27456 | 73754 | OK | SPSOc | Warm | SPSOc_Warm_3A/3B | 3
27457 | 73757 | OK | SPSOc | Warm | SPSOc_Warm_3A/3B | 3
27458 | 73761 | OK | SPSOc | Warm | SPSOc_Warm_3A/3B | 3
27459 | 73773 | OK | SPSOc | Warm | SPSOc_Warm_3A/3B | 3
27460 | 74630 | OK | SPSOc | Warm | SPSOc_Warm_3A/3B | 3
27461 | 74640 | OK | SPSOc | Warm | SPSOc_Warm_3A/3B | 3
27462 | 73061 | OK | SPSOc | Warm | SPSOc_Warm_3A/3B | 3
27463 | 74601 | OK | SPSOc | Warm | SPSOc_Warm_3A/3B | 3
27464 | 74644 | OK | SPSOc | Warm | SPSOc_Warm_3A/3B | 3
27465 | 74651 | OK | SPSOc | Warm | SPSOc_Warm_3A/3B | 3
27466 | 74653 | OK | SPSOc | Warm | SPSOc_Warm_3A/3B | 3
27467 | 74020 | OK | SPSOc | Warm | SPSOc_Warm_3A/3B | 3
27468 | 74034 | OK | SPSOc | Warm | SPSOc_Warm_3A/3B | 3
27469 | 74038 | OK | SPSOc | Warm | SPSOc_Warm_3A/3B | 3
27470 | 74044 | OK | SPSOc | Warm | SPSOc_Warm_3A/3B | 3
27471 | 74058 | OK | SPSOc | Warm | SPSOc_Warm_3A/3B | 3
27472 | 74081 | OK | SPSOc | Warm | SPSOc_Warm_3A/3B | 3
27473 | 74650 | OK | SPSOc | Warm | SPSOc_Warm_3A/3B | 3
27474 | 73430 | OK | SPSOc | Warm | SPSOc_Warm_3A/3B | 3
27475 | 73441 | OK | SPSOc | Warm | SPSOc_Warm_3A/3B | 3
27476 | 73448 | OK | SPSOc | Warm | SPSOc_Warm_3A/3B | 3
27477 | 73459 | OK | SPSOc | Warm | SPSOc_Warm_3A/3B | 3
27478 | 73439 | OK | SPSOc | Warm | SPSOc_Warm_3A/3B | 3
27479 | 73440 | OK | SPSOc | Warm | SPSOc_Warm_3A/3B | 3
27480 | 73447 | OK | SPSOc | Warm | SPSOc_Warm_3A/3B | 3
27481 | 73432 | OK | SPSOc | Warm | SPSOc_Warm_3A/3B | 3
27482 | 73450 | OK | SPSOc | Warm | SPSOc_Warm_3A/3B | 3
27483 | 73455 | OK | SPSOc | Warm | SPSOc_Warm_3A/3B | 3
27484 | 73460 | OK | SPSOc | Warm | SPSOc_Warm_3A/3B | 3
27485 | 73461 | OK | SPSOc | Warm | SPSOc_Warm_3A/3B | 3
27486 | 74525 | OK | SPSOc | Warm | SPSOc_Warm_3A/3B | 3
27487 | 74530 | OK | SPSOc | Warm | SPSOc_Warm_3A/3B | 3
27488 | 74748 | OK | SPSOc | Warm | SPSOc_Warm_3A/3B | 3
27489 | 74820 | OK | SPSOc | Warm | SPSOc_Warm_3A/3B | 3
27490 | 74836 | OK | SPSOc | Warm | SPSOc_Warm_3A/3B | 3
27491 | 74871 | OK | SPSOc | Warm | SPSOc_Warm_3A/3B | 3
27492 | 74523 | OK | SPSOc | Warm | SPSOc_Warm_3A/3B | 3
27493 | 74533 | OK | SPSOc | Warm | SPSOc_Warm_3A/3B | 3
27494 | 74538 | OK | SPSOc | Warm | SPSOc_Warm_3A/3B | 3
27495 | 74540 | OK | SPSOc | Warm | SPSOc_Warm_3A/3B | 3
27496 | 74553 | OK | SPSOc | Warm | SPSOc_Warm_3A/3B | 3
27497 | 74555 | OK | SPSOc | Warm | SPSOc_Warm_3A/3B | 3
27498 | 74560 | OK | SPSOc | Warm | SPSOc_Warm_3A/3B | 3
27499 | 74569 | OK | SPSOc | Warm | SPSOc_Warm_3A/3B | 3
27500 | 74576 | OK | SPSOc | Warm | SPSOc_Warm_3A/3B | 3
27501 | 74727 | OK | SPSOc | Warm | SPSOc_Warm_3A/3B | 3
27502 | 74729 | OK | SPSOc | Warm | SPSOc_Warm_3A/3B | 3
27503 | 73520 | OK | SPSOc | Warm | SPSOc_Warm_3A/3B | 3
27504 | 73548 | OK | SPSOc | Warm | SPSOc_Warm_3A/3B | 3
27505 | 73565 | OK | SPSOc | Warm | SPSOc_Warm_3A/3B | 3
27506 | 73569 | OK | SPSOc | Warm | SPSOc_Warm_3A/3B | 3
27507 | 73449 | OK | SPSOc | Warm | SPSOc_Warm_3A/3B | 3
27508 | 74701 | OK | SPSOc | Warm | SPSOc_Warm_3A/3B | 3
27509 | 74702 | OK | SPSOc | Warm | SPSOc_Warm_3A/3B | 3
27510 | 74720 | OK | SPSOc | Warm | SPSOc_Warm_3A/3B | 3
27511 | 74721 | OK | SPSOc | Warm | SPSOc_Warm_3A/3B | 3
27512 | 74723 | OK | SPSOc | Warm | SPSOc_Warm_3A/3B | 3
27513 | 74726 | OK | SPSOc | Warm | SPSOc_Warm_3A/3B | 3
27514 | 74730 | OK | SPSOc | Warm | SPSOc_Warm_3A/3B | 3
27515 | 74731 | OK | SPSOc | Warm | SPSOc_Warm_3A/3B | 3
27516 | 74733 | OK | SPSOc | Warm | SPSOc_Warm_3A/3B | 3
27517 | 74741 | OK | SPSOc | Warm | SPSOc_Warm_3A/3B | 3
27518 | 74753 | OK | SPSOc | Warm | SPSOc_Warm_3A/3B | 3
27519 | 73521 | OK | SPSOc | Warm | SPSOc_Warm_3A/3B | 3
27520 | 73522 | OK | SPSOc | Warm | SPSOc_Warm_3A/3B | 3
27521 | 73523 | OK | SPSOc | Warm | SPSOc_Warm_3A/3B | 3
27522 | 73526 | OK | SPSOc | Warm | SPSOc_Warm_3A/3B | 3
27523 | 73532 | OK | SPSOc | Warm | SPSOc_Warm_3A/3B | 3
27524 | 73537 | OK | SPSOc | Warm | SPSOc_Warm_3A/3B | 3
27525 | 73539 | OK | SPSOc | Warm | SPSOc_Warm_3A/3B | 3
27526 | 73549 | OK | SPSOc | Warm | SPSOc_Warm_3A/3B | 3
27527 | 73556 | OK | SPSOc | Warm | SPSOc_Warm_3A/3B | 3
27528 | 73560 | OK | SPSOc | Warm | SPSOc_Warm_3A/3B | 3
27529 | 73547 | OK | SPSOc | Warm | SPSOc_Warm_3A/3B | 3
27530 | 73554 | OK | SPSOc | Warm | SPSOc_Warm_3A/3B | 3
27531 | 73673 | OK | SPSOc | Warm | SPSOc_Warm_3A/3B | 3
27532 | 73530 | OK | SPSOc | Warm | SPSOc_Warm_3A/3B | 3
27533 | 73542 | OK | SPSOc | Warm | SPSOc_Warm_3A/3B | 3
27534 | 73546 | OK | SPSOc | Warm | SPSOc_Warm_3A/3B | 3
27535 | 73551 | OK | SPSOc | Warm | SPSOc_Warm_3A/3B | 3
27536 | 73553 | OK | SPSOc | Warm | SPSOc_Warm_3A/3B | 3
27537 | 73555 | OK | SPSOc | Warm | SPSOc_Warm_3A/3B | 3
27538 | 73570 | OK | SPSOc | Warm | SPSOc_Warm_3A/3B | 3
27539 | 73531 | OK | SPSOc | Warm | SPSOc_Warm_3A/3B | 3
27540 | 73562 | OK | SPSOc | Warm | SPSOc_Warm_3A/3B | 3
27541 | 73568 | OK | SPSOc | Warm | SPSOc_Warm_3A/3B | 3
27542 | 73544 | OK | SPSOc | Warm | SPSOc_Warm_3A/3B | 3
27543 | 73550 | OK | SPSOc | Warm | SPSOc_Warm_3A/3B | 3
27544 | 73571 | OK | SPSOc | Warm | SPSOc_Warm_3A/3B | 3
27545 | 73627 | OK | SPSOc | Warm | SPSOc_Warm_3A/3B | 3
27546 | 73645 | OK | SPSOc | Warm | SPSOc_Warm_3A/3B | 3
27547 | 73662 | OK | SPSOc | Warm | SPSOc_Warm_3A/3B | 3
27548 | 73666 | OK | SPSOc | Warm | SPSOc_Warm_3A/3B | 3
27549 | 73668 | OK | SPSOc | Warm | SPSOc_Warm_3A/3B | 3
27550 | 73628 | OK | SPSOc | Warm | SPSOc_Warm_3A/3B | 3
27551 | 73638 | OK | SPSOc | Warm | SPSOc_Warm_3A/3B | 3
27552 | 73642 | OK | SPSOc | Warm | SPSOc_Warm_3A/3B | 3
27553 | 73660 | OK | SPSOc | Warm | SPSOc_Warm_3A/3B | 3
27554 | 73659 | OK | SPSOc | Warm | SPSOc_Warm_3A/3B | 3
27555 | 73663 | OK | SPSOc | Warm | SPSOc_Warm_3A/3B | 3
27556 | 73667 | OK | SPSOc | Warm | SPSOc_Warm_3A/3B | 3
27557 | 73835 | OK | SPSOc | Warm | SPSOc_Warm_3A/3B | 3
27558 | 73859 | OK | SPSOc | Warm | SPSOc_Warm_3A/3B | 3
27559 | 73716 | OK | SPSOc | Warm | SPSOc_Warm_3A/3B | 3
27560 | 73717 | OK | SPSOc | Warm | SPSOc_Warm_3A/3B | 3
27561 | 73719 | OK | SPSOc | Warm | SPSOc_Warm_3A/3B | 3
27562 | 73722 | OK | SPSOc | Warm | SPSOc_Warm_3A/3B | 3
27563 | 73726 | OK | SPSOc | Warm | SPSOc_Warm_3A/3B | 3
27564 | 73728 | OK | SPSOc | Warm | SPSOc_Warm_3A/3B | 3
27565 | 73741 | OK | SPSOc | Warm | SPSOc_Warm_3A/3B | 3
27566 | 73749 | OK | SPSOc | Warm | SPSOc_Warm_3A/3B | 3
27567 | 73729 | OK | SPSOc | Warm | SPSOc_Warm_3A/3B | 3
27568 | 73731 | OK | SPSOc | Warm | SPSOc_Warm_3A/3B | 3
27569 | 73746 | OK | SPSOc | Warm | SPSOc_Warm_3A/3B | 3
27570 | 73842 | OK | SPSOc | Warm | SPSOc_Warm_3A/3B | 3
27571 | 73860 | OK | SPSOc | Warm | SPSOc_Warm_3A/3B | 3
27572 | 73737 | OK | SPSOc | Warm | SPSOc_Warm_3A/3B | 3
27573 | 73760 | OK | SPSOc | Warm | SPSOc_Warm_3A/3B | 3
27574 | 73768 | OK | SPSOc | Warm | SPSOc_Warm_3A/3B | 3
27575 | 73838 | OK | SPSOc | Warm | SPSOc_Warm_3A/3B | 3
27576 | 73852 | OK | SPSOc | Warm | SPSOc_Warm_3A/3B | 3
27577 | 73758 | OK | SPSOc | Warm | SPSOc_Warm_3A/3B | 3
27578 | 73759 | OK | SPSOc | Warm | SPSOc_Warm_3A/3B | 3
27579 | 73766 | OK | SPSOc | Warm | SPSOc_Warm_3A/3B | 3
27580 | 73771 | OK | SPSOc | Warm | SPSOc_Warm_3A/3B | 3
27581 | 74636 | OK | SPSOc | Warm | SPSOc_Warm_3A/3B | 3
27582 | 74643 | OK | SPSOc | Warm | SPSOc_Warm_3A/3B | 3
27583 | 74646 | OK | SPSOc | Warm | SPSOc_Warm_3A/3B | 3
27584 | 73801 | OK | SPSOc | Warm | SPSOc_Warm_3A/3B | 3
27585 | 73802 | OK | SPSOc | Warm | SPSOc_Warm_3A/3B | 3
27586 | 73840 | OK | SPSOc | Warm | SPSOc_Warm_3A/3B | 3
27587 | 73841 | OK | SPSOc | Warm | SPSOc_Warm_3A/3B | 3
27588 | 73853 | OK | SPSOc | Warm | SPSOc_Warm_3A/3B | 3
27589 | 73857 | OK | SPSOc | Warm | SPSOc_Warm_3A/3B | 3
27590 | 73832 | OK | SPSOc | Warm | SPSOc_Warm_3A/3B | 3
27591 | 73843 | OK | SPSOc | Warm | SPSOc_Warm_3A/3B | 3
27592 | 73858 | OK | SPSOc | Warm | SPSOc_Warm_3A/3B | 3
27593 | 73834 | OK | SPSOc | Warm | SPSOc_Warm_3A/3B | 3
27594 | 73848 | OK | SPSOc | Warm | SPSOc_Warm_3A/3B | 3
27595 | 73851 | OK | SPSOc | Warm | SPSOc_Warm_3A/3B | 3
27596 | 73855 | OK | SPSOc | Warm | SPSOc_Warm_3A/3B | 3
27597 | 74001 | OK | SPSOc | Warm | SPSOc_Warm_3A/3B | 3
27598 | 74002 | OK | SPSOc | Warm | SPSOc_Warm_3A/3B | 3
27599 | 74003 | OK | SPSOc | Warm | SPSOc_Warm_3A/3B | 3
27600 | 74022 | OK | SPSOc | Warm | SPSOc_Warm_3A/3B | 3
27601 | 74035 | OK | SPSOc | Warm | SPSOc_Warm_3A/3B | 3
27602 | 74051 | OK | SPSOc | Warm | SPSOc_Warm_3A/3B | 3
27603 | 74054 | OK | SPSOc | Warm | SPSOc_Warm_3A/3B | 3
27604 | 74056 | OK | SPSOc | Warm | SPSOc_Warm_3A/3B | 3
27605 | 74060 | OK | SPSOc | Warm | SPSOc_Warm_3A/3B | 3
27606 | 74061 | OK | SPSOc | Warm | SPSOc_Warm_3A/3B | 3
27607 | 74063 | OK | SPSOc | Warm | SPSOc_Warm_3A/3B | 3
27608 | 74070 | OK | SPSOc | Warm | SPSOc_Warm_3A/3B | 3
27609 | 74073 | OK | SPSOc | Warm | SPSOc_Warm_3A/3B | 3
27610 | 74084 | OK | SPSOc | Warm | SPSOc_Warm_3A/3B | 3
27611 | 74103 | OK | SPSOc | Warm | SPSOc_Warm_3A/3B | 3
27612 | 74106 | OK | SPSOc | Warm | SPSOc_Warm_3A/3B | 3
27613 | 74126 | OK | SPSOc | Warm | SPSOc_Warm_3A/3B | 3
27614 | 74127 | OK | SPSOc | Warm | SPSOc_Warm_3A/3B | 3
27615 | 74604 | OK | SPSOc | Warm | SPSOc_Warm_3A/3B | 3
27616 | 74633 | OK | SPSOc | Warm | SPSOc_Warm_3A/3B | 3
27617 | 74637 | OK | SPSOc | Warm | SPSOc_Warm_3A/3B | 3
27618 | 74652 | OK | SPSOc | Warm | SPSOc_Warm_3A/3B | 3
27619 | 74005 | OK | SPSOc | Warm | SPSOc_Warm_3A/3B | 3
27620 | 74006 | OK | SPSOc | Warm | SPSOc_Warm_3A/3B | 3
27621 | 74021 | OK | SPSOc | Warm | SPSOc_Warm_3A/3B | 3
27622 | 74029 | OK | SPSOc | Warm | SPSOc_Warm_3A/3B | 3
27623 | 74048 | OK | SPSOc | Warm | SPSOc_Warm_3A/3B | 3
27624 | 74080 | OK | SPSOc | Warm | SPSOc_Warm_3A/3B | 3
27625 | 74082 | OK | SPSOc | Warm | SPSOc_Warm_3A/3B | 3
27626 | 74083 | OK | SPSOc | Warm | SPSOc_Warm_3A/3B | 3
27627 | 74016 | OK | SPSOc | Warm | SPSOc_Warm_3A/3B | 3
27628 | 74027 | OK | SPSOc | Warm | SPSOc_Warm_3A/3B | 3
27629 | 74042 | OK | SPSOc | Warm | SPSOc_Warm_3A/3B | 3
27630 | 74072 | OK | SPSOc | Warm | SPSOc_Warm_3A/3B | 3
27631 | 74301 | OK | SPSOc | Warm | SPSOc_Warm_3A/3B | 3
27632 | 74008 | OK | SPSOc | Warm | SPSOc_Warm_3A/3B | 3
27633 | 74011 | OK | SPSOc | Warm | SPSOc_Warm_3A/3B | 3
27634 | 74012 | OK | SPSOc | Warm | SPSOc_Warm_3A/3B | 3
27635 | 74013 | OK | SPSOc | Warm | SPSOc_Warm_3A/3B | 3
27636 | 74014 | OK | SPSOc | Warm | SPSOc_Warm_3A/3B | 3
27637 | 74015 | OK | SPSOc | Warm | SPSOc_Warm_3A/3B | 3
27638 | 74033 | OK | SPSOc | Warm | SPSOc_Warm_3A/3B | 3
27639 | 74037 | OK | SPSOc | Warm | SPSOc_Warm_3A/3B | 3
27640 | 74043 | OK | SPSOc | Warm | SPSOc_Warm_3A/3B | 3
27641 | 74047 | OK | SPSOc | Warm | SPSOc_Warm_3A/3B | 3
27642 | 74050 | OK | SPSOc | Warm | SPSOc_Warm_3A/3B | 3
27643 | 74053 | OK | SPSOc | Warm | SPSOc_Warm_3A/3B | 3
27644 | 74055 | OK | SPSOc | Warm | SPSOc_Warm_3A/3B | 3
27645 | 74066 | OK | SPSOc | Warm | SPSOc_Warm_3A/3B | 3
27646 | 74101 | OK | SPSOc | Warm | SPSOc_Warm_3A/3B | 3
27647 | 74104 | OK | SPSOc | Warm | SPSOc_Warm_3A/3B | 3
27648 | 74105 | OK | SPSOc | Warm | SPSOc_Warm_3A/3B | 3
27649 | 74107 | OK | SPSOc | Warm | SPSOc_Warm_3A/3B | 3
27650 | 74108 | OK | SPSOc | Warm | SPSOc_Warm_3A/3B | 3
27651 | 74110 | OK | SPSOc | Warm | SPSOc_Warm_3A/3B | 3
27652 | 74112 | OK | SPSOc | Warm | SPSOc_Warm_3A/3B | 3
27653 | 74114 | OK | SPSOc | Warm | SPSOc_Warm_3A/3B | 3
27654 | 74115 | OK | SPSOc | Warm | SPSOc_Warm_3A/3B | 3
27655 | 74116 | OK | SPSOc | Warm | SPSOc_Warm_3A/3B | 3
27656 | 74117 | OK | SPSOc | Warm | SPSOc_Warm_3A/3B | 3
27657 | 74119 | OK | SPSOc | Warm | SPSOc_Warm_3A/3B | 3
27658 | 74120 | OK | SPSOc | Warm | SPSOc_Warm_3A/3B | 3
27659 | 74128 | OK | SPSOc | Warm | SPSOc_Warm_3A/3B | 3
27660 | 74129 | OK | SPSOc | Warm | SPSOc_Warm_3A/3B | 3
27661 | 74130 | OK | SPSOc | Warm | SPSOc_Warm_3A/3B | 3
27662 | 74131 | OK | SPSOc | Warm | SPSOc_Warm_3A/3B | 3
27663 | 74132 | OK | SPSOc | Warm | SPSOc_Warm_3A/3B | 3
27664 | 74133 | OK | SPSOc | Warm | SPSOc_Warm_3A/3B | 3
27665 | 74134 | OK | SPSOc | Warm | SPSOc_Warm_3A/3B | 3
27666 | 74135 | OK | SPSOc | Warm | SPSOc_Warm_3A/3B | 3
27667 | 74136 | OK | SPSOc | Warm | SPSOc_Warm_3A/3B | 3
27668 | 74137 | OK | SPSOc | Warm | SPSOc_Warm_3A/3B | 3
27669 | 74141 | OK | SPSOc | Warm | SPSOc_Warm_3A/3B | 3
27670 | 74145 | OK | SPSOc | Warm | SPSOc_Warm_3A/3B | 3
27671 | 74146 | OK | SPSOc | Warm | SPSOc_Warm_3A/3B | 3
27672 | 74147 | OK | SPSOc | Warm | SPSOc_Warm_3A/3B | 3
27673 | 74148 | OK | SPSOc | Warm | SPSOc_Warm_3A/3B | 3
27674 | 74149 | OK | SPSOc | Warm | SPSOc_Warm_3A/3B | 3
27675 | 74150 | OK | SPSOc | Warm | SPSOc_Warm_3A/3B | 3
27676 | 74152 | OK | SPSOc | Warm | SPSOc_Warm_3A/3B | 3
27677 | 74153 | OK | SPSOc | Warm | SPSOc_Warm_3A/3B | 3
27678 | 74155 | OK | SPSOc | Warm | SPSOc_Warm_3A/3B | 3
27679 | 74156 | OK | SPSOc | Warm | SPSOc_Warm_3A/3B | 3
27680 | 74157 | OK | SPSOc | Warm | SPSOc_Warm_3A/3B | 3
27681 | 74158 | OK | SPSOc | Warm | SPSOc_Warm_3A/3B | 3
27682 | 74159 | OK | SPSOc | Warm | SPSOc_Warm_3A/3B | 3
27683 | 74169 | OK | SPSOc | Warm | SPSOc_Warm_3A/3B | 3
27684 | 74170 | OK | SPSOc | Warm | SPSOc_Warm_3A/3B | 3
27685 | 74171 | OK | SPSOc | Warm | SPSOc_Warm_3A/3B | 3
27686 | 74172 | OK | SPSOc | Warm | SPSOc_Warm_3A/3B | 3
27687 | 74182 | OK | SPSOc | Warm | SPSOc_Warm_3A/3B | 3
27688 | 74186 | OK | SPSOc | Warm | SPSOc_Warm_3A/3B | 3
27689 | 74187 | OK | SPSOc | Warm | SPSOc_Warm_3A/3B | 3
27690 | 74192 | OK | SPSOc | Warm | SPSOc_Warm_3A/3B | 3
27691 | 74193 | OK | SPSOc | Warm | SPSOc_Warm_3A/3B | 3
27692 | 74436 | OK | SPSOc | Warm | SPSOc_Warm_3A/3B | 3
27693 | 74036 | OK | SPSOc | Warm | SPSOc_Warm_3A/3B | 3
27694 | 74337 | OK | SPSOc | Warm | SPSOc_Warm_3A/3B | 3
27695 | 74352 | OK | SPSOc | Warm | SPSOc_Warm_3A/3B | 3
27696 | 74403 | OK | SPSOc | Warm | SPSOc_Warm_3A/3B | 3
27697 | 74429 | OK | SPSOc | Warm | SPSOc_Warm_3A/3B | 3
27698 | 74434 | OK | SPSOc | Warm | SPSOc_Warm_3A/3B | 3
27699 | 74441 | OK | SPSOc | Warm | SPSOc_Warm_3A/3B | 3
27700 | 74446 | OK | SPSOc | Warm | SPSOc_Warm_3A/3B | 3
27701 | 74454 | OK | SPSOc | Warm | SPSOc_Warm_3A/3B | 3
27702 | 74458 | OK | SPSOc | Warm | SPSOc_Warm_3A/3B | 3
27703 | 74467 | OK | SPSOc | Warm | SPSOc_Warm_3A/3B | 3
27704 | 74010 | OK | SPSOc | Warm | SPSOc_Warm_3A/3B | 3
27705 | 74039 | OK | SPSOc | Warm | SPSOc_Warm_3A/3B | 3
27706 | 74041 | OK | SPSOc | Warm | SPSOc_Warm_3A/3B | 3
27707 | 74046 | OK | SPSOc | Warm | SPSOc_Warm_3A/3B | 3
27708 | 74052 | OK | SPSOc | Warm | SPSOc_Warm_3A/3B | 3
27709 | 74067 | OK | SPSOc | Warm | SPSOc_Warm_3A/3B | 3
27710 | 74068 | OK | SPSOc | Warm | SPSOc_Warm_3A/3B | 3
27711 | 74071 | OK | SPSOc | Warm | SPSOc_Warm_3A/3B | 3
27712 | 74421 | OK | SPSOc | Warm | SPSOc_Warm_3A/3B | 3
27713 | 74859 | OK | SPSOc | Warm | SPSOc_Warm_3A/3B | 3
27714 | 74437 | OK | SPSOc | Warm | SPSOc_Warm_3A/3B | 3
27715 | 74829 | OK | SPSOc | Warm | SPSOc_Warm_3A/3B | 3
27716 | 74833 | OK | SPSOc | Warm | SPSOc_Warm_3A/3B | 3
27717 | 74839 | OK | SPSOc | Warm | SPSOc_Warm_3A/3B | 3
27718 | 74860 | OK | SPSOc | Warm | SPSOc_Warm_3A/3B | 3
27719 | 74880 | OK | SPSOc | Warm | SPSOc_Warm_3A/3B | 3
27720 | 74883 | OK | SPSOc | Warm | SPSOc_Warm_3A/3B | 3
27721 | 74017 | OK | SPSOc | Warm | SPSOc_Warm_3A/3B | 3
27722 | 74018 | OK | SPSOc | Warm | SPSOc_Warm_3A/3B | 3
27723 | 74019 | OK | SPSOc | Warm | SPSOc_Warm_3A/3B | 3
27724 | 74031 | OK | SPSOc | Warm | SPSOc_Warm_3A/3B | 3
27725 | 74332 | OK | SPSOc | Warm | SPSOc_Warm_3A/3B | 3
27726 | 74361 | OK | SPSOc | Warm | SPSOc_Warm_3A/3B | 3
27727 | 74330 | OK | SPSOc | Warm | SPSOc_Warm_3A/3B | 3
27728 | 74331 | OK | SPSOc | Warm | SPSOc_Warm_3A/3B | 3
27729 | 74333 | OK | SPSOc | Warm | SPSOc_Warm_3A/3B | 3
27730 | 74349 | OK | SPSOc | Warm | SPSOc_Warm_3A/3B | 3
27731 | 74350 | OK | SPSOc | Warm | SPSOc_Warm_3A/3B | 3
27732 | 74354 | OK | SPSOc | Warm | SPSOc_Warm_3A/3B | 3
27733 | 74369 | OK | SPSOc | Warm | SPSOc_Warm_3A/3B | 3
27734 | 74340 | OK | SPSOc | Warm | SPSOc_Warm_3A/3B | 3
27735 | 74364 | OK | SPSOc | Warm | SPSOc_Warm_3A/3B | 3
27736 | 74365 | OK | SPSOc | Warm | SPSOc_Warm_3A/3B | 3
27737 | 74366 | OK | SPSOc | Warm | SPSOc_Warm_3A/3B | 3
27738 | 74367 | OK | SPSOc | Warm | SPSOc_Warm_3A/3B | 3
27739 | 74452 | OK | SPSOc | Warm | SPSOc_Warm_3A/3B | 3
27740 | 74422 | OK | SPSOc | Warm | SPSOc_Warm_3A/3B | 3
27741 | 74428 | OK | SPSOc | Warm | SPSOc_Warm_3A/3B | 3
27742 | 74431 | OK | SPSOc | Warm | SPSOc_Warm_3A/3B | 3
27743 | 74445 | OK | SPSOc | Warm | SPSOc_Warm_3A/3B | 3
27744 | 74447 | OK | SPSOc | Warm | SPSOc_Warm_3A/3B | 3
27745 | 74456 | OK | SPSOc | Warm | SPSOc_Warm_3A/3B | 3
27746 | 74460 | OK | SPSOc | Warm | SPSOc_Warm_3A/3B | 3
27747 | 74338 | OK | SPSOc | Warm | SPSOc_Warm_3A/3B | 3
27748 | 74342 | OK | SPSOc | Warm | SPSOc_Warm_3A/3B | 3
27749 | 74343 | OK | SPSOc | Warm | SPSOc_Warm_3A/3B | 3
27750 | 74344 | OK | SPSOc | Warm | SPSOc_Warm_3A/3B | 3
27751 | 74345 | OK | SPSOc | Warm | SPSOc_Warm_3A/3B | 3
27752 | 74346 | OK | SPSOc | Warm | SPSOc_Warm_3A/3B | 3
27753 | 74347 | OK | SPSOc | Warm | SPSOc_Warm_3A/3B | 3
27754 | 74359 | OK | SPSOc | Warm | SPSOc_Warm_3A/3B | 3
27755 | 74368 | OK | SPSOc | Warm | SPSOc_Warm_3A/3B | 3
27756 | 74370 | OK | SPSOc | Warm | SPSOc_Warm_3A/3B | 3
27757 | 74964 | OK | SPSOc | Warm | SPSOc_Warm_3A/3B | 3
27758 | 74335 | OK | SPSOc | Warm | SPSOc_Warm_3A/3B | 3
27759 | 74339 | OK | SPSOc | Warm | SPSOc_Warm_3A/3B | 3
27760 | 74358 | OK | SPSOc | Warm | SPSOc_Warm_3A/3B | 3
27761 | 74360 | OK | SPSOc | Warm | SPSOc_Warm_3A/3B | 3
27762 | 74363 | OK | SPSOc | Warm | SPSOc_Warm_3A/3B | 3
27763 | 74427 | OK | SPSOc | Warm | SPSOc_Warm_3A/3B | 3
27764 | 74444 | OK | SPSOc | Warm | SPSOc_Warm_3A/3B | 3
27765 | 74451 | OK | SPSOc | Warm | SPSOc_Warm_3A/3B | 3
27766 | 74457 | OK | SPSOc | Warm | SPSOc_Warm_3A/3B | 3
27767 | 74464 | OK | SPSOc | Warm | SPSOc_Warm_3A/3B | 3
27768 | 74465 | OK | SPSOc | Warm | SPSOc_Warm_3A/3B | 3
27769 | 74471 | OK | SPSOc | Warm | SPSOc_Warm_3A/3B | 3
27770 | 74931 | OK | SPSOc | Warm | SPSOc_Warm_3A/3B | 3
27771 | 74960 | OK | SPSOc | Warm | SPSOc_Warm_3A/3B | 3
27772 | 74962 | OK | SPSOc | Warm | SPSOc_Warm_3A/3B | 3
27773 | 74965 | OK | SPSOc | Warm | SPSOc_Warm_3A/3B | 3
27774 | 74401 | OK | SPSOc | Warm | SPSOc_Warm_3A/3B | 3
27775 | 74402 | OK | SPSOc | Warm | SPSOc_Warm_3A/3B | 3
27776 | 74423 | OK | SPSOc | Warm | SPSOc_Warm_3A/3B | 3
27777 | 74435 | OK | SPSOc | Warm | SPSOc_Warm_3A/3B | 3
27778 | 74450 | OK | SPSOc | Warm | SPSOc_Warm_3A/3B | 3
27779 | 74455 | OK | SPSOc | Warm | SPSOc_Warm_3A/3B | 3
27780 | 74463 | OK | SPSOc | Warm | SPSOc_Warm_3A/3B | 3
27781 | 74468 | OK | SPSOc | Warm | SPSOc_Warm_3A/3B | 3
27782 | 74469 | OK | SPSOc | Warm | SPSOc_Warm_3A/3B | 3
27783 | 74470 | OK | SPSOc | Warm | SPSOc_Warm_3A/3B | 3
27784 | 74425 | OK | SPSOc | Warm | SPSOc_Warm_3A/3B | 3
27785 | 74430 | OK | SPSOc | Warm | SPSOc_Warm_3A/3B | 3
27786 | 74432 | OK | SPSOc | Warm | SPSOc_Warm_3A/3B | 3
27787 | 74442 | OK | SPSOc | Warm | SPSOc_Warm_3A/3B | 3
27788 | 74462 | OK | SPSOc | Warm | SPSOc_Warm_3A/3B | 3
27789 | 74501 | OK | SPSOc | Warm | SPSOc_Warm_3A/3B | 3
27790 | 74502 | OK | SPSOc | Warm | SPSOc_Warm_3A/3B | 3
27791 | 74522 | OK | SPSOc | Warm | SPSOc_Warm_3A/3B | 3
27792 | 74528 | OK | SPSOc | Warm | SPSOc_Warm_3A/3B | 3
27793 | 74529 | OK | SPSOc | Warm | SPSOc_Warm_3A/3B | 3
27794 | 74536 | OK | SPSOc | Warm | SPSOc_Warm_3A/3B | 3
27795 | 74546 | OK | SPSOc | Warm | SPSOc_Warm_3A/3B | 3
27796 | 74547 | OK | SPSOc | Warm | SPSOc_Warm_3A/3B | 3
27797 | 74554 | OK | SPSOc | Warm | SPSOc_Warm_3A/3B | 3
27798 | 74561 | OK | SPSOc | Warm | SPSOc_Warm_3A/3B | 3
27799 | 74565 | OK | SPSOc | Warm | SPSOc_Warm_3A/3B | 3
27800 | 74570 | OK | SPSOc | Warm | SPSOc_Warm_3A/3B | 3
27801 | 74578 | OK | SPSOc | Warm | SPSOc_Warm_3A/3B | 3
27802 | 74426 | OK | SPSOc | Warm | SPSOc_Warm_3A/3B | 3
27803 | 74438 | OK | SPSOc | Warm | SPSOc_Warm_3A/3B | 3
27804 | 74459 | OK | SPSOc | Warm | SPSOc_Warm_3A/3B | 3
27805 | 74845 | OK | SPSOc | Warm | SPSOc_Warm_3A/3B | 3
27806 | 74472 | OK | SPSOc | Warm | SPSOc_Warm_3A/3B | 3
27807 | 74552 | OK | SPSOc | Warm | SPSOc_Warm_3A/3B | 3
27808 | 74941 | OK | SPSOc | Warm | SPSOc_Warm_3A/3B | 3
27809 | 74943 | OK | SPSOc | Warm | SPSOc_Warm_3A/3B | 3
27810 | 74944 | OK | SPSOc | Warm | SPSOc_Warm_3A/3B | 3
27811 | 74936 | OK | SPSOc | Warm | SPSOc_Warm_3A/3B | 3
27812 | 74945 | OK | SPSOc | Warm | SPSOc_Warm_3A/3B | 3
27813 | 74946 | OK | SPSOc | Warm | SPSOc_Warm_3A/3B | 3
27814 | 74948 | OK | SPSOc | Warm | SPSOc_Warm_3A/3B | 3
27815 | 74954 | OK | SPSOc | Warm | SPSOc_Warm_3A/3B | 3
27816 | 74955 | OK | SPSOc | Warm | SPSOc_Warm_3A/3B | 3
27817 | 74521 | OK | SPSOc | Warm | SPSOc_Warm_3A/3B | 3
27818 | 74543 | OK | SPSOc | Warm | SPSOc_Warm_3A/3B | 3
27819 | 74549 | OK | SPSOc | Warm | SPSOc_Warm_3A/3B | 3
27820 | 74557 | OK | SPSOc | Warm | SPSOc_Warm_3A/3B | 3
27821 | 74558 | OK | SPSOc | Warm | SPSOc_Warm_3A/3B | 3
27822 | 74562 | OK | SPSOc | Warm | SPSOc_Warm_3A/3B | 3
27823 | 74567 | OK | SPSOc | Warm | SPSOc_Warm_3A/3B | 3
27824 | 74571 | OK | SPSOc | Warm | SPSOc_Warm_3A/3B | 3
27825 | 74574 | OK | SPSOc | Warm | SPSOc_Warm_3A/3B | 3
27826 | 74728 | OK | SPSOc | Warm | SPSOc_Warm_3A/3B | 3
27827 | 74735 | OK | SPSOc | Warm | SPSOc_Warm_3A/3B | 3
27828 | 74754 | OK | SPSOc | Warm | SPSOc_Warm_3A/3B | 3
27829 | 74957 | OK | SPSOc | Warm | SPSOc_Warm_3A/3B | 3
27830 | 74738 | OK | SPSOc | Warm | SPSOc_Warm_3A/3B | 3
27831 | 74743 | OK | SPSOc | Warm | SPSOc_Warm_3A/3B | 3
27832 | 74756 | OK | SPSOc | Warm | SPSOc_Warm_3A/3B | 3
27833 | 74759 | OK | SPSOc | Warm | SPSOc_Warm_3A/3B | 3
27834 | 74760 | OK | SPSOc | Warm | SPSOc_Warm_3A/3B | 3
27835 | 74761 | OK | SPSOc | Warm | SPSOc_Warm_3A/3B | 3
27836 | 74764 | OK | SPSOc | Warm | SPSOc_Warm_3A/3B | 3
27837 | 74534 | OK | SPSOc | Warm | SPSOc_Warm_3A/3B | 3
27838 | 74535 | OK | SPSOc | Warm | SPSOc_Warm_3A/3B | 3
27839 | 74556 | OK | SPSOc | Warm | SPSOc_Warm_3A/3B | 3
27840 | 74572 | OK | SPSOc | Warm | SPSOc_Warm_3A/3B | 3
27841 | 74825 | OK | SPSOc | Warm | SPSOc_Warm_3A/3B | 3
27842 | 74531 | OK | SPSOc | Warm | SPSOc_Warm_3A/3B | 3
27843 | 74827 | OK | SPSOc | Warm | SPSOc_Warm_3A/3B | 3
27844 | 74848 | OK | SPSOc | Warm | SPSOc_Warm_3A/3B | 3
27845 | 74850 | OK | SPSOc | Warm | SPSOc_Warm_3A/3B | 3
27846 | 74867 | OK | SPSOc | Warm | SPSOc_Warm_3A/3B | 3
27847 | 74884 | OK | SPSOc | Warm | SPSOc_Warm_3A/3B | 3
27848 | 74545 | OK | SPSOc | Warm | SPSOc_Warm_3A/3B | 3
27849 | 74559 | OK | SPSOc | Warm | SPSOc_Warm_3A/3B | 3
27850 | 74563 | OK | SPSOc | Warm | SPSOc_Warm_3A/3B | 3
27851 | 74966 | OK | SPSOc | Warm | SPSOc_Warm_3A/3B | 3
27852 | 74577 | OK | SPSOc | Warm | SPSOc_Warm_3A/3B | 3
27853 | 74901 | OK | SPSOc | Warm | SPSOc_Warm_3A/3B | 3
27854 | 74902 | OK | SPSOc | Warm | SPSOc_Warm_3A/3B | 3
27855 | 74930 | OK | SPSOc | Warm | SPSOc_Warm_3A/3B | 3
27856 | 74932 | OK | SPSOc | Warm | SPSOc_Warm_3A/3B | 3
27857 | 74935 | OK | SPSOc | Warm | SPSOc_Warm_3A/3B | 3
27858 | 74937 | OK | SPSOc | Warm | SPSOc_Warm_3A/3B | 3
27859 | 74939 | OK | SPSOc | Warm | SPSOc_Warm_3A/3B | 3
27860 | 74940 | OK | SPSOc | Warm | SPSOc_Warm_3A/3B | 3
27861 | 74942 | OK | SPSOc | Warm | SPSOc_Warm_3A/3B | 3
27862 | 74947 | OK | SPSOc | Warm | SPSOc_Warm_3A/3B | 3
27863 | 74949 | OK | SPSOc | Warm | SPSOc_Warm_3A/3B | 3
27864 | 74951 | OK | SPSOc | Warm | SPSOc_Warm_3A/3B | 3
27865 | 74953 | OK | SPSOc | Warm | SPSOc_Warm_3A/3B | 3
27866 | 74956 | OK | SPSOc | Warm | SPSOc_Warm_3A/3B | 3
27867 | 74959 | OK | SPSOc | Warm | SPSOc_Warm_3A/3B | 3
27868 | 74722 | OK | SPSOc | Warm | SPSOc_Warm_3A/3B | 3
27869 | 74724 | OK | SPSOc | Warm | SPSOc_Warm_3A/3B | 3
27870 | 74734 | OK | SPSOc | Warm | SPSOc_Warm_3A/3B | 3
27871 | 74736 | OK | SPSOc | Warm | SPSOc_Warm_3A/3B | 3
27872 | 74737 | OK | SPSOc | Warm | SPSOc_Warm_3A/3B | 3
27873 | 74740 | OK | SPSOc | Warm | SPSOc_Warm_3A/3B | 3
27874 | 74745 | OK | SPSOc | Warm | SPSOc_Warm_3A/3B | 3
27875 | 74750 | OK | SPSOc | Warm | SPSOc_Warm_3A/3B | 3
27876 | 74752 | OK | SPSOc | Warm | SPSOc_Warm_3A/3B | 3
27877 | 74755 | OK | SPSOc | Warm | SPSOc_Warm_3A/3B | 3
27878 | 74766 | OK | SPSOc | Warm | SPSOc_Warm_3A/3B | 3
27879 | 74963 | OK | SPSOc | Warm | SPSOc_Warm_3A/3B | 3
27880 | 74821 | OK | SPSOc | Warm | SPSOc_Warm_3A/3B | 3
27881 | 74842 | OK | SPSOc | Warm | SPSOc_Warm_3A/3B | 3
27882 | 74843 | OK | SPSOc | Warm | SPSOc_Warm_3A/3B | 3
27883 | 74844 | OK | SPSOc | Warm | SPSOc_Warm_3A/3B | 3
27884 | 74602 | OK | SPSOc | Warm | SPSOc_Warm_3A/3B | 3
27885 | 74631 | OK | SPSOc | Warm | SPSOc_Warm_3A/3B | 3
27886 | 74632 | OK | SPSOc | Warm | SPSOc_Warm_3A/3B | 3
27887 | 74641 | OK | SPSOc | Warm | SPSOc_Warm_3A/3B | 3
27888 | 74647 | OK | SPSOc | Warm | SPSOc_Warm_3A/3B | 3
27889 | 74830 | OK | SPSOc | Warm | SPSOc_Warm_3A/3B | 3
27890 | 74837 | OK | SPSOc | Warm | SPSOc_Warm_3A/3B | 3
27891 | 74868 | OK | SPSOc | Warm | SPSOc_Warm_3A/3B | 3
27892 | 75001 | TX | ERCTc | Warm | ERCTc_Warm_3A/3B | 3
27893 | 75006 | TX | ERCTc | Warm | ERCTc_Warm_3A/3B | 3
27894 | 75007 | TX | ERCTc | Warm | ERCTc_Warm_3A/3B | 3
27895 | 75011 | TX | ERCTc | Warm | ERCTc_Warm_3A/3B | 3
27896 | 75014 | TX | ERCTc | Warm | ERCTc_Warm_3A/3B | 3
27897 | 75015 | TX | ERCTc | Warm | ERCTc_Warm_3A/3B | 3
27898 | 75016 | TX | ERCTc | Warm | ERCTc_Warm_3A/3B | 3
27899 | 75017 | TX | ERCTc | Warm | ERCTc_Warm_3A/3B | 3
27900 | 75019 | TX | ERCTc | Warm | ERCTc_Warm_3A/3B | 3
27901 | 75030 | TX | ERCTc | Warm | ERCTc_Warm_3A/3B | 3
27902 | 75038 | TX | ERCTc | Warm | ERCTc_Warm_3A/3B | 3
27903 | 75039 | TX | ERCTc | Warm | ERCTc_Warm_3A/3B | 3
27904 | 75040 | TX | ERCTc | Warm | ERCTc_Warm_3A/3B | 3
27905 | 75041 | TX | ERCTc | Warm | ERCTc_Warm_3A/3B | 3
27906 | 75042 | TX | ERCTc | Warm | ERCTc_Warm_3A/3B | 3
27907 | 75043 | TX | ERCTc | Warm | ERCTc_Warm_3A/3B | 3
27908 | 75044 | TX | ERCTc | Warm | ERCTc_Warm_3A/3B | 3
27909 | 75045 | TX | ERCTc | Warm | ERCTc_Warm_3A/3B | 3
27910 | 75046 | TX | ERCTc | Warm | ERCTc_Warm_3A/3B | 3
27911 | 75047 | TX | ERCTc | Warm | ERCTc_Warm_3A/3B | 3
27912 | 75048 | TX | ERCTc | Warm | ERCTc_Warm_3A/3B | 3
27913 | 75049 | TX | ERCTc | Warm | ERCTc_Warm_3A/3B | 3
27914 | 75050 | TX | ERCTc | Warm | ERCTc_Warm_3A/3B | 3
27915 | 75051 | TX | ERCTc | Warm | ERCTc_Warm_3A/3B | 3
27916 | 75052 | TX | ERCTc | Warm | ERCTc_Warm_3A/3B | 3
27917 | 75053 | TX | ERCTc | Warm | ERCTc_Warm_3A/3B | 3
27918 | 75054 | TX | ERCTc | Warm | ERCTc_Warm_3A/3B | 3
27919 | 75059 | TX | ERCTc | Warm | ERCTc_Warm_3A/3B | 3
27920 | 75060 | TX | ERCTc | Warm | ERCTc_Warm_3A/3B | 3
27921 | 75061 | TX | ERCTc | Warm | ERCTc_Warm_3A/3B | 3
27922 | 75062 | TX | ERCTc | Warm | ERCTc_Warm_3A/3B | 3
27923 | 75063 | TX | ERCTc | Warm | ERCTc_Warm_3A/3B | 3
27924 | 75067 | TX | ERCTc | Warm | ERCTc_Warm_3A/3B | 3
27925 | 75080 | TX | ERCTc | Warm | ERCTc_Warm_3A/3B | 3
27926 | 75081 | TX | ERCTc | Warm | ERCTc_Warm_3A/3B | 3
27927 | 75082 | TX | ERCTc | Warm | ERCTc_Warm_3A/3B | 3
27928 | 75083 | TX | ERCTc | Warm | ERCTc_Warm_3A/3B | 3
27929 | 75085 | TX | ERCTc | Warm | ERCTc_Warm_3A/3B | 3
27930 | 75088 | TX | ERCTc | Warm | ERCTc_Warm_3A/3B | 3
27931 | 75089 | TX | ERCTc | Warm | ERCTc_Warm_3A/3B | 3
27932 | 75098 | TX | ERCTc | Warm | ERCTc_Warm_3A/3B | 3
27933 | 75099 | TX | ERCTc | Warm | ERCTc_Warm_3A/3B | 3
27934 | 75104 | TX | ERCTc | Warm | ERCTc_Warm_3A/3B | 3
27935 | 75106 | TX | ERCTc | Warm | ERCTc_Warm_3A/3B | 3
27936 | 75115 | TX | ERCTc | Warm | ERCTc_Warm_3A/3B | 3
27937 | 75116 | TX | ERCTc | Warm | ERCTc_Warm_3A/3B | 3
27938 | 75123 | TX | ERCTc | Warm | ERCTc_Warm_3A/3B | 3
27939 | 75125 | TX | ERCTc | Warm | ERCTc_Warm_3A/3B | 3
27940 | 75134 | TX | ERCTc | Warm | ERCTc_Warm_3A/3B | 3
27941 | 75137 | TX | ERCTc | Warm | ERCTc_Warm_3A/3B | 3
27942 | 75138 | TX | ERCTc | Warm | ERCTc_Warm_3A/3B | 3
27943 | 75141 | TX | ERCTc | Warm | ERCTc_Warm_3A/3B | 3
27944 | 75146 | TX | ERCTc | Warm | ERCTc_Warm_3A/3B | 3
27945 | 75149 | TX | ERCTc | Warm | ERCTc_Warm_3A/3B | 3
27946 | 75150 | TX | ERCTc | Warm | ERCTc_Warm_3A/3B | 3
27947 | 75154 | TX | ERCTc | Warm | ERCTc_Warm_3A/3B | 3
27948 | 75159 | TX | ERCTc | Warm | ERCTc_Warm_3A/3B | 3
27949 | 75172 | TX | ERCTc | Warm | ERCTc_Warm_3A/3B | 3
27950 | 75180 | TX | ERCTc | Warm | ERCTc_Warm_3A/3B | 3
27951 | 75181 | TX | ERCTc | Warm | ERCTc_Warm_3A/3B | 3
27952 | 75182 | TX | ERCTc | Warm | ERCTc_Warm_3A/3B | 3
27953 | 75185 | TX | ERCTc | Warm | ERCTc_Warm_3A/3B | 3
27954 | 75187 | TX | ERCTc | Warm | ERCTc_Warm_3A/3B | 3
27955 | 75201 | TX | ERCTc | Warm | ERCTc_Warm_3A/3B | 3
27956 | 75202 | TX | ERCTc | Warm | ERCTc_Warm_3A/3B | 3
27957 | 75203 | TX | ERCTc | Warm | ERCTc_Warm_3A/3B | 3
27958 | 75204 | TX | ERCTc | Warm | ERCTc_Warm_3A/3B | 3
27959 | 75205 | TX | ERCTc | Warm | ERCTc_Warm_3A/3B | 3
27960 | 75206 | TX | ERCTc | Warm | ERCTc_Warm_3A/3B | 3
27961 | 75207 | TX | ERCTc | Warm | ERCTc_Warm_3A/3B | 3
27962 | 75208 | TX | ERCTc | Warm | ERCTc_Warm_3A/3B | 3
27963 | 75209 | TX | ERCTc | Warm | ERCTc_Warm_3A/3B | 3
27964 | 75210 | TX | ERCTc | Warm | ERCTc_Warm_3A/3B | 3
27965 | 75211 | TX | ERCTc | Warm | ERCTc_Warm_3A/3B | 3
27966 | 75212 | TX | ERCTc | Warm | ERCTc_Warm_3A/3B | 3
27967 | 75214 | TX | ERCTc | Warm | ERCTc_Warm_3A/3B | 3
27968 | 75215 | TX | ERCTc | Warm | ERCTc_Warm_3A/3B | 3
27969 | 75216 | TX | ERCTc | Warm | ERCTc_Warm_3A/3B | 3
27970 | 75217 | TX | ERCTc | Warm | ERCTc_Warm_3A/3B | 3
27971 | 75218 | TX | ERCTc | Warm | ERCTc_Warm_3A/3B | 3
27972 | 75219 | TX | ERCTc | Warm | ERCTc_Warm_3A/3B | 3
27973 | 75220 | TX | ERCTc | Warm | ERCTc_Warm_3A/3B | 3
27974 | 75221 | TX | ERCTc | Warm | ERCTc_Warm_3A/3B | 3
27975 | 75222 | TX | ERCTc | Warm | ERCTc_Warm_3A/3B | 3
27976 | 75223 | TX | ERCTc | Warm | ERCTc_Warm_3A/3B | 3
27977 | 75224 | TX | ERCTc | Warm | ERCTc_Warm_3A/3B | 3
27978 | 75225 | TX | ERCTc | Warm | ERCTc_Warm_3A/3B | 3
27979 | 75226 | TX | ERCTc | Warm | ERCTc_Warm_3A/3B | 3
27980 | 75227 | TX | ERCTc | Warm | ERCTc_Warm_3A/3B | 3
27981 | 75228 | TX | ERCTc | Warm | ERCTc_Warm_3A/3B | 3
27982 | 75229 | TX | ERCTc | Warm | ERCTc_Warm_3A/3B | 3
27983 | 75230 | TX | ERCTc | Warm | ERCTc_Warm_3A/3B | 3
27984 | 75231 | TX | ERCTc | Warm | ERCTc_Warm_3A/3B | 3
27985 | 75232 | TX | ERCTc | Warm | ERCTc_Warm_3A/3B | 3
27986 | 75233 | TX | ERCTc | Warm | ERCTc_Warm_3A/3B | 3
27987 | 75234 | TX | ERCTc | Warm | ERCTc_Warm_3A/3B | 3
27988 | 75235 | TX | ERCTc | Warm | ERCTc_Warm_3A/3B | 3
27989 | 75236 | TX | ERCTc | Warm | ERCTc_Warm_3A/3B | 3
27990 | 75237 | TX | ERCTc | Warm | ERCTc_Warm_3A/3B | 3
27991 | 75238 | TX | ERCTc | Warm | ERCTc_Warm_3A/3B | 3
27992 | 75240 | TX | ERCTc | Warm | ERCTc_Warm_3A/3B | 3
27993 | 75241 | TX | ERCTc | Warm | ERCTc_Warm_3A/3B | 3
27994 | 75242 | TX | ERCTc | Warm | ERCTc_Warm_3A/3B | 3
27995 | 75243 | TX | ERCTc | Warm | ERCTc_Warm_3A/3B | 3
27996 | 75244 | TX | ERCTc | Warm | ERCTc_Warm_3A/3B | 3
27997 | 75246 | TX | ERCTc | Warm | ERCTc_Warm_3A/3B | 3
27998 | 75247 | TX | ERCTc | Warm | ERCTc_Warm_3A/3B | 3
27999 | 75248 | TX | ERCTc | Warm | ERCTc_Warm_3A/3B | 3
28000 | 75249 | TX | ERCTc | Warm | ERCTc_Warm_3A/3B | 3
28001 | 75250 | TX | ERCTc | Warm | ERCTc_Warm_3A/3B | 3
28002 | 75251 | TX | ERCTc | Warm | ERCTc_Warm_3A/3B | 3
28003 | 75252 | TX | ERCTc | Warm | ERCTc_Warm_3A/3B | 3
28004 | 75253 | TX | ERCTc | Warm | ERCTc_Warm_3A/3B | 3
28005 | 75254 | TX | ERCTc | Warm | ERCTc_Warm_3A/3B | 3
28006 | 75260 | TX | ERCTc | Warm | ERCTc_Warm_3A/3B | 3
28007 | 75261 | TX | ERCTc | Warm | ERCTc_Warm_3A/3B | 3
28008 | 75270 | TX | ERCTc | Warm | ERCTc_Warm_3A/3B | 3
28009 | 75287 | TX | ERCTc | Warm | ERCTc_Warm_3A/3B | 3
28010 | 75313 | TX | ERCTc | Warm | ERCTc_Warm_3A/3B | 3
28011 | 75315 | TX | ERCTc | Warm | ERCTc_Warm_3A/3B | 3
28012 | 75336 | TX | ERCTc | Warm | ERCTc_Warm_3A/3B | 3
28013 | 75339 | TX | ERCTc | Warm | ERCTc_Warm_3A/3B | 3
28014 | 75342 | TX | ERCTc | Warm | ERCTc_Warm_3A/3B | 3
28015 | 75354 | TX | ERCTc | Warm | ERCTc_Warm_3A/3B | 3
28016 | 75355 | TX | ERCTc | Warm | ERCTc_Warm_3A/3B | 3
28017 | 75356 | TX | ERCTc | Warm | ERCTc_Warm_3A/3B | 3
28018 | 75357 | TX | ERCTc | Warm | ERCTc_Warm_3A/3B | 3
28019 | 75360 | TX | ERCTc | Warm | ERCTc_Warm_3A/3B | 3
28020 | 75367 | TX | ERCTc | Warm | ERCTc_Warm_3A/3B | 3
28021 | 75371 | TX | ERCTc | Warm | ERCTc_Warm_3A/3B | 3
28022 | 75372 | TX | ERCTc | Warm | ERCTc_Warm_3A/3B | 3
28023 | 75374 | TX | ERCTc | Warm | ERCTc_Warm_3A/3B | 3
28024 | 75376 | TX | ERCTc | Warm | ERCTc_Warm_3A/3B | 3
28025 | 75378 | TX | ERCTc | Warm | ERCTc_Warm_3A/3B | 3
28026 | 75380 | TX | ERCTc | Warm | ERCTc_Warm_3A/3B | 3
28027 | 75381 | TX | ERCTc | Warm | ERCTc_Warm_3A/3B | 3
28028 | 75382 | TX | ERCTc | Warm | ERCTc_Warm_3A/3B | 3
28029 | 75390 | TX | ERCTc | Warm | ERCTc_Warm_3A/3B | 3
28030 | 75398 | TX | ERCTc | Warm | ERCTc_Warm_3A/3B | 3
28031 | 76051 | TX | ERCTc | Warm | ERCTc_Warm_3A/3B | 3
28032 | 76065 | TX | ERCTc | Warm | ERCTc_Warm_3A/3B | 3
28033 | 75002 | TX | ERCTc | Warm | ERCTc_Warm_3A/3B | 3
28034 | 75009 | TX | ERCTc | Warm | ERCTc_Warm_3A/3B | 3
28035 | 75013 | TX | ERCTc | Warm | ERCTc_Warm_3A/3B | 3
28036 | 75023 | TX | ERCTc | Warm | ERCTc_Warm_3A/3B | 3
28037 | 75024 | TX | ERCTc | Warm | ERCTc_Warm_3A/3B | 3
28038 | 75025 | TX | ERCTc | Warm | ERCTc_Warm_3A/3B | 3
28039 | 75026 | TX | ERCTc | Warm | ERCTc_Warm_3A/3B | 3
28040 | 75033 | TX | ERCTc | Warm | ERCTc_Warm_3A/3B | 3
28041 | 75034 | TX | ERCTc | Warm | ERCTc_Warm_3A/3B | 3
28042 | 75035 | TX | ERCTc | Warm | ERCTc_Warm_3A/3B | 3
28043 | 75058 | TX | ERCTc | Warm | ERCTc_Warm_3A/3B | 3
28044 | 75069 | TX | ERCTc | Warm | ERCTc_Warm_3A/3B | 3
28045 | 75070 | TX | ERCTc | Warm | ERCTc_Warm_3A/3B | 3
28046 | 75071 | TX | ERCTc | Warm | ERCTc_Warm_3A/3B | 3
28047 | 75072 | TX | ERCTc | Warm | ERCTc_Warm_3A/3B | 3
28048 | 75074 | TX | ERCTc | Warm | ERCTc_Warm_3A/3B | 3
28049 | 75075 | TX | ERCTc | Warm | ERCTc_Warm_3A/3B | 3
28050 | 75078 | TX | ERCTc | Warm | ERCTc_Warm_3A/3B | 3
28051 | 75086 | TX | ERCTc | Warm | ERCTc_Warm_3A/3B | 3
28052 | 75087 | TX | ERCTc | Warm | ERCTc_Warm_3A/3B | 3
28053 | 75093 | TX | ERCTc | Warm | ERCTc_Warm_3A/3B | 3
28054 | 75094 | TX | ERCTc | Warm | ERCTc_Warm_3A/3B | 3
28055 | 75097 | TX | ERCTc | Warm | ERCTc_Warm_3A/3B | 3
28056 | 75121 | TX | ERCTc | Warm | ERCTc_Warm_3A/3B | 3
28057 | 75164 | TX | ERCTc | Warm | ERCTc_Warm_3A/3B | 3
28058 | 75166 | TX | ERCTc | Warm | ERCTc_Warm_3A/3B | 3
28059 | 75173 | TX | ERCTc | Warm | ERCTc_Warm_3A/3B | 3
28060 | 75189 | TX | ERCTc | Warm | ERCTc_Warm_3A/3B | 3
28061 | 75370 | TX | ERCTc | Warm | ERCTc_Warm_3A/3B | 3
28062 | 75379 | TX | ERCTc | Warm | ERCTc_Warm_3A/3B | 3
28063 | 75407 | TX | ERCTc | Warm | ERCTc_Warm_3A/3B | 3
28064 | 75409 | TX | ERCTc | Warm | ERCTc_Warm_3A/3B | 3
28065 | 75424 | TX | ERCTc | Warm | ERCTc_Warm_3A/3B | 3
28066 | 75442 | TX | ERCTc | Warm | ERCTc_Warm_3A/3B | 3
28067 | 75452 | TX | ERCTc | Warm | ERCTc_Warm_3A/3B | 3
28068 | 75454 | TX | ERCTc | Warm | ERCTc_Warm_3A/3B | 3
28069 | 75485 | TX | ERCTc | Warm | ERCTc_Warm_3A/3B | 3
28070 | 75491 | TX | ERCTc | Warm | ERCTc_Warm_3A/3B | 3
28071 | 75495 | TX | ERCTc | Warm | ERCTc_Warm_3A/3B | 3
28072 | 75010 | TX | ERCTc | Warm | ERCTc_Warm_3A/3B | 3
28073 | 75022 | TX | ERCTc | Warm | ERCTc_Warm_3A/3B | 3
28074 | 75027 | TX | ERCTc | Warm | ERCTc_Warm_3A/3B | 3
28075 | 75028 | TX | ERCTc | Warm | ERCTc_Warm_3A/3B | 3
28076 | 75029 | TX | ERCTc | Warm | ERCTc_Warm_3A/3B | 3
28077 | 75036 | TX | ERCTc | Warm | ERCTc_Warm_3A/3B | 3
28078 | 75056 | TX | ERCTc | Warm | ERCTc_Warm_3A/3B | 3
28079 | 75057 | TX | ERCTc | Warm | ERCTc_Warm_3A/3B | 3
28080 | 75065 | TX | ERCTc | Warm | ERCTc_Warm_3A/3B | 3
28081 | 75068 | TX | ERCTc | Warm | ERCTc_Warm_3A/3B | 3
28082 | 75077 | TX | ERCTc | Warm | ERCTc_Warm_3A/3B | 3
28083 | 76052 | TX | ERCTc | Warm | ERCTc_Warm_3A/3B | 3
28084 | 76078 | TX | ERCTc | Warm | ERCTc_Warm_3A/3B | 3
28085 | 76092 | TX | ERCTc | Warm | ERCTc_Warm_3A/3B | 3
28086 | 76177 | TX | ERCTc | Warm | ERCTc_Warm_3A/3B | 3
28087 | 76201 | TX | ERCTc | Warm | ERCTc_Warm_3A/3B | 3
28088 | 76202 | TX | ERCTc | Warm | ERCTc_Warm_3A/3B | 3
28089 | 76203 | TX | ERCTc | Warm | ERCTc_Warm_3A/3B | 3
28090 | 76204 | TX | ERCTc | Warm | ERCTc_Warm_3A/3B | 3
28091 | 76205 | TX | ERCTc | Warm | ERCTc_Warm_3A/3B | 3
28092 | 76206 | TX | ERCTc | Warm | ERCTc_Warm_3A/3B | 3
28093 | 76207 | TX | ERCTc | Warm | ERCTc_Warm_3A/3B | 3
28094 | 76208 | TX | ERCTc | Warm | ERCTc_Warm_3A/3B | 3
28095 | 76209 | TX | ERCTc | Warm | ERCTc_Warm_3A/3B | 3
28096 | 76210 | TX | ERCTc | Warm | ERCTc_Warm_3A/3B | 3
28097 | 76226 | TX | ERCTc | Warm | ERCTc_Warm_3A/3B | 3
28098 | 76227 | TX | ERCTc | Warm | ERCTc_Warm_3A/3B | 3
28099 | 76234 | TX | ERCTc | Warm | ERCTc_Warm_3A/3B | 3
28100 | 76247 | TX | ERCTc | Warm | ERCTc_Warm_3A/3B | 3
28101 | 76249 | TX | ERCTc | Warm | ERCTc_Warm_3A/3B | 3
28102 | 76258 | TX | ERCTc | Warm | ERCTc_Warm_3A/3B | 3
28103 | 76259 | TX | ERCTc | Warm | ERCTc_Warm_3A/3B | 3
28104 | 76262 | TX | ERCTc | Warm | ERCTc_Warm_3A/3B | 3
28105 | 76266 | TX | ERCTc | Warm | ERCTc_Warm_3A/3B | 3
28106 | 76272 | TX | ERCTc | Warm | ERCTc_Warm_3A/3B | 3
28107 | 75020 | TX | ERCTc | Warm | ERCTc_Warm_3A/3B | 3
28108 | 75021 | TX | ERCTc | Warm | ERCTc_Warm_3A/3B | 3
28109 | 75076 | TX | ERCTc | Warm | ERCTc_Warm_3A/3B | 3
28110 | 75090 | TX | ERCTc | Warm | ERCTc_Warm_3A/3B | 3
28111 | 75091 | TX | ERCTc | Warm | ERCTc_Warm_3A/3B | 3
28112 | 75092 | TX | ERCTc | Warm | ERCTc_Warm_3A/3B | 3
28113 | 75414 | TX | ERCTc | Warm | ERCTc_Warm_3A/3B | 3
28114 | 75459 | TX | ERCTc | Warm | ERCTc_Warm_3A/3B | 3
28115 | 75479 | TX | ERCTc | Warm | ERCTc_Warm_3A/3B | 3
28116 | 75489 | TX | ERCTc | Warm | ERCTc_Warm_3A/3B | 3
28117 | 75490 | TX | ERCTc | Warm | ERCTc_Warm_3A/3B | 3
28118 | 76233 | TX | ERCTc | Warm | ERCTc_Warm_3A/3B | 3
28119 | 76240 | TX | ERCTc | Warm | ERCTc_Warm_3A/3B | 3
28120 | 76245 | TX | ERCTc | Warm | ERCTc_Warm_3A/3B | 3
28121 | 76264 | TX | ERCTc | Warm | ERCTc_Warm_3A/3B | 3
28122 | 76268 | TX | ERCTc | Warm | ERCTc_Warm_3A/3B | 3
28123 | 76271 | TX | ERCTc | Warm | ERCTc_Warm_3A/3B | 3
28124 | 76273 | TX | ERCTc | Warm | ERCTc_Warm_3A/3B | 3
28125 | 76001 | TX | ERCTc | Warm | ERCTc_Warm_3A/3B | 3
28126 | 76002 | TX | ERCTc | Warm | ERCTc_Warm_3A/3B | 3
28127 | 76003 | TX | ERCTc | Warm | ERCTc_Warm_3A/3B | 3
28128 | 76004 | TX | ERCTc | Warm | ERCTc_Warm_3A/3B | 3
28129 | 76005 | TX | ERCTc | Warm | ERCTc_Warm_3A/3B | 3
28130 | 76006 | TX | ERCTc | Warm | ERCTc_Warm_3A/3B | 3
28131 | 76007 | TX | ERCTc | Warm | ERCTc_Warm_3A/3B | 3
28132 | 76008 | TX | ERCTc | Warm | ERCTc_Warm_3A/3B | 3
28133 | 76010 | TX | ERCTc | Warm | ERCTc_Warm_3A/3B | 3
28134 | 76011 | TX | ERCTc | Warm | ERCTc_Warm_3A/3B | 3
28135 | 76012 | TX | ERCTc | Warm | ERCTc_Warm_3A/3B | 3
28136 | 76013 | TX | ERCTc | Warm | ERCTc_Warm_3A/3B | 3
28137 | 76014 | TX | ERCTc | Warm | ERCTc_Warm_3A/3B | 3
28138 | 76015 | TX | ERCTc | Warm | ERCTc_Warm_3A/3B | 3
28139 | 76016 | TX | ERCTc | Warm | ERCTc_Warm_3A/3B | 3
28140 | 76017 | TX | ERCTc | Warm | ERCTc_Warm_3A/3B | 3
28141 | 76018 | TX | ERCTc | Warm | ERCTc_Warm_3A/3B | 3
28142 | 76019 | TX | ERCTc | Warm | ERCTc_Warm_3A/3B | 3
28143 | 76020 | TX | ERCTc | Warm | ERCTc_Warm_3A/3B | 3
28144 | 76021 | TX | ERCTc | Warm | ERCTc_Warm_3A/3B | 3
28145 | 76022 | TX | ERCTc | Warm | ERCTc_Warm_3A/3B | 3
28146 | 76028 | TX | ERCTc | Warm | ERCTc_Warm_3A/3B | 3
28147 | 76034 | TX | ERCTc | Warm | ERCTc_Warm_3A/3B | 3
28148 | 76036 | TX | ERCTc | Warm | ERCTc_Warm_3A/3B | 3
28149 | 76039 | TX | ERCTc | Warm | ERCTc_Warm_3A/3B | 3
28150 | 76040 | TX | ERCTc | Warm | ERCTc_Warm_3A/3B | 3
28151 | 76053 | TX | ERCTc | Warm | ERCTc_Warm_3A/3B | 3
28152 | 76054 | TX | ERCTc | Warm | ERCTc_Warm_3A/3B | 3
28153 | 76060 | TX | ERCTc | Warm | ERCTc_Warm_3A/3B | 3
28154 | 76063 | TX | ERCTc | Warm | ERCTc_Warm_3A/3B | 3
28155 | 76071 | TX | ERCTc | Warm | ERCTc_Warm_3A/3B | 3
28156 | 76094 | TX | ERCTc | Warm | ERCTc_Warm_3A/3B | 3
28157 | 76095 | TX | ERCTc | Warm | ERCTc_Warm_3A/3B | 3
28158 | 76096 | TX | ERCTc | Warm | ERCTc_Warm_3A/3B | 3
28159 | 76099 | TX | ERCTc | Warm | ERCTc_Warm_3A/3B | 3
28160 | 76101 | TX | ERCTc | Warm | ERCTc_Warm_3A/3B | 3
28161 | 76102 | TX | ERCTc | Warm | ERCTc_Warm_3A/3B | 3
28162 | 76103 | TX | ERCTc | Warm | ERCTc_Warm_3A/3B | 3
28163 | 76104 | TX | ERCTc | Warm | ERCTc_Warm_3A/3B | 3
28164 | 76105 | TX | ERCTc | Warm | ERCTc_Warm_3A/3B | 3
28165 | 76106 | TX | ERCTc | Warm | ERCTc_Warm_3A/3B | 3
28166 | 76107 | TX | ERCTc | Warm | ERCTc_Warm_3A/3B | 3
28167 | 76108 | TX | ERCTc | Warm | ERCTc_Warm_3A/3B | 3
28168 | 76109 | TX | ERCTc | Warm | ERCTc_Warm_3A/3B | 3
28169 | 76110 | TX | ERCTc | Warm | ERCTc_Warm_3A/3B | 3
28170 | 76111 | TX | ERCTc | Warm | ERCTc_Warm_3A/3B | 3
28171 | 76112 | TX | ERCTc | Warm | ERCTc_Warm_3A/3B | 3
28172 | 76113 | TX | ERCTc | Warm | ERCTc_Warm_3A/3B | 3
28173 | 76114 | TX | ERCTc | Warm | ERCTc_Warm_3A/3B | 3
28174 | 76115 | TX | ERCTc | Warm | ERCTc_Warm_3A/3B | 3
28175 | 76116 | TX | ERCTc | Warm | ERCTc_Warm_3A/3B | 3
28176 | 76117 | TX | ERCTc | Warm | ERCTc_Warm_3A/3B | 3
28177 | 76118 | TX | ERCTc | Warm | ERCTc_Warm_3A/3B | 3
28178 | 76119 | TX | ERCTc | Warm | ERCTc_Warm_3A/3B | 3
28179 | 76120 | TX | ERCTc | Warm | ERCTc_Warm_3A/3B | 3
28180 | 76121 | TX | ERCTc | Warm | ERCTc_Warm_3A/3B | 3
28181 | 76122 | TX | ERCTc | Warm | ERCTc_Warm_3A/3B | 3
28182 | 76123 | TX | ERCTc | Warm | ERCTc_Warm_3A/3B | 3
28183 | 76124 | TX | ERCTc | Warm | ERCTc_Warm_3A/3B | 3
28184 | 76126 | TX | ERCTc | Warm | ERCTc_Warm_3A/3B | 3
28185 | 76127 | TX | ERCTc | Warm | ERCTc_Warm_3A/3B | 3
28186 | 76129 | TX | ERCTc | Warm | ERCTc_Warm_3A/3B | 3
28187 | 76130 | TX | ERCTc | Warm | ERCTc_Warm_3A/3B | 3
28188 | 76131 | TX | ERCTc | Warm | ERCTc_Warm_3A/3B | 3
28189 | 76132 | TX | ERCTc | Warm | ERCTc_Warm_3A/3B | 3
28190 | 76133 | TX | ERCTc | Warm | ERCTc_Warm_3A/3B | 3
28191 | 76134 | TX | ERCTc | Warm | ERCTc_Warm_3A/3B | 3
28192 | 76135 | TX | ERCTc | Warm | ERCTc_Warm_3A/3B | 3
28193 | 76136 | TX | ERCTc | Warm | ERCTc_Warm_3A/3B | 3
28194 | 76137 | TX | ERCTc | Warm | ERCTc_Warm_3A/3B | 3
28195 | 76140 | TX | ERCTc | Warm | ERCTc_Warm_3A/3B | 3
28196 | 76147 | TX | ERCTc | Warm | ERCTc_Warm_3A/3B | 3
28197 | 76148 | TX | ERCTc | Warm | ERCTc_Warm_3A/3B | 3
28198 | 76155 | TX | ERCTc | Warm | ERCTc_Warm_3A/3B | 3
28199 | 76161 | TX | ERCTc | Warm | ERCTc_Warm_3A/3B | 3
28200 | 76162 | TX | ERCTc | Warm | ERCTc_Warm_3A/3B | 3
28201 | 76163 | TX | ERCTc | Warm | ERCTc_Warm_3A/3B | 3
28202 | 76164 | TX | ERCTc | Warm | ERCTc_Warm_3A/3B | 3
28203 | 76179 | TX | ERCTc | Warm | ERCTc_Warm_3A/3B | 3
28204 | 76180 | TX | ERCTc | Warm | ERCTc_Warm_3A/3B | 3
28205 | 76182 | TX | ERCTc | Warm | ERCTc_Warm_3A/3B | 3
28206 | 76185 | TX | ERCTc | Warm | ERCTc_Warm_3A/3B | 3
28207 | 76190 | TX | ERCTc | Warm | ERCTc_Warm_3A/3B | 3
28208 | 76191 | TX | ERCTc | Warm | ERCTc_Warm_3A/3B | 3
28209 | 76192 | TX | ERCTc | Warm | ERCTc_Warm_3A/3B | 3
28210 | 76193 | TX | ERCTc | Warm | ERCTc_Warm_3A/3B | 3
28211 | 76195 | TX | ERCTc | Warm | ERCTc_Warm_3A/3B | 3
28212 | 76196 | TX | ERCTc | Warm | ERCTc_Warm_3A/3B | 3
28213 | 76197 | TX | ERCTc | Warm | ERCTc_Warm_3A/3B | 3
28214 | 76199 | TX | ERCTc | Warm | ERCTc_Warm_3A/3B | 3
28215 | 76244 | TX | ERCTc | Warm | ERCTc_Warm_3A/3B | 3
28216 | 76248 | TX | ERCTc | Warm | ERCTc_Warm_3A/3B | 3
28217 | 75032 | TX | ERCTc | Warm | ERCTc_Warm_3A/3B | 3
28218 | 75114 | TX | ERCTc | Warm | ERCTc_Warm_3A/3B | 3
28219 | 75118 | TX | ERCTc | Warm | ERCTc_Warm_3A/3B | 3
28220 | 75126 | TX | ERCTc | Warm | ERCTc_Warm_3A/3B | 3
28221 | 75142 | TX | ERCTc | Warm | ERCTc_Warm_3A/3B | 3
28222 | 75143 | TX | ERCTc | Warm | ERCTc_Warm_3A/3B | 3
28223 | 75147 | TX | ERCTc | Warm | ERCTc_Warm_3A/3B | 3
28224 | 75157 | TX | ERCTc | Warm | ERCTc_Warm_3A/3B | 3
28225 | 75158 | TX | ERCTc | Warm | ERCTc_Warm_3A/3B | 3
28226 | 75160 | TX | ERCTc | Warm | ERCTc_Warm_3A/3B | 3
28227 | 75161 | TX | ERCTc | Warm | ERCTc_Warm_3A/3B | 3
28228 | 75169 | TX | ERCTc | Warm | ERCTc_Warm_3A/3B | 3
28229 | 75474 | TX | ERCTc | Warm | ERCTc_Warm_3A/3B | 3
28230 | 75132 | TX | ERCTc | Warm | ERCTc_Warm_3A/3B | 3
28231 | 75101 | TX | ERCTc | Warm | ERCTc_Warm_3A/3B | 3
28232 | 75119 | TX | ERCTc | Warm | ERCTc_Warm_3A/3B | 3
28233 | 75152 | TX | ERCTc | Warm | ERCTc_Warm_3A/3B | 3
28234 | 75165 | TX | ERCTc | Warm | ERCTc_Warm_3A/3B | 3
28235 | 75167 | TX | ERCTc | Warm | ERCTc_Warm_3A/3B | 3
28236 | 75168 | TX | ERCTc | Warm | ERCTc_Warm_3A/3B | 3
28237 | 76041 | TX | ERCTc | Warm | ERCTc_Warm_3A/3B | 3
28238 | 76050 | TX | ERCTc | Warm | ERCTc_Warm_3A/3B | 3
28239 | 76055 | TX | ERCTc | Warm | ERCTc_Warm_3A/3B | 3
28240 | 76064 | TX | ERCTc | Warm | ERCTc_Warm_3A/3B | 3
28241 | 76084 | TX | ERCTc | Warm | ERCTc_Warm_3A/3B | 3
28242 | 76623 | TX | ERCTc | Warm | ERCTc_Warm_3A/3B | 3
28243 | 76626 | TX | ERCTc | Warm | ERCTc_Warm_3A/3B | 3
28244 | 76641 | TX | ERCTc | Warm | ERCTc_Warm_3A/3B | 3
28245 | 76651 | TX | ERCTc | Warm | ERCTc_Warm_3A/3B | 3
28246 | 76670 | TX | ERCTc | Warm | ERCTc_Warm_3A/3B | 3
28247 | 75102 | TX | ERCTc | Warm | ERCTc_Warm_3A/3B | 3
28248 | 75105 | TX | ERCTc | Warm | ERCTc_Warm_3A/3B | 3
28249 | 75109 | TX | ERCTc | Warm | ERCTc_Warm_3A/3B | 3
28250 | 75110 | TX | ERCTc | Warm | ERCTc_Warm_3A/3B | 3
28251 | 75144 | TX | ERCTc | Warm | ERCTc_Warm_3A/3B | 3
28252 | 75151 | TX | ERCTc | Warm | ERCTc_Warm_3A/3B | 3
28253 | 75153 | TX | ERCTc | Warm | ERCTc_Warm_3A/3B | 3
28254 | 75155 | TX | ERCTc | Warm | ERCTc_Warm_3A/3B | 3
28255 | 75859 | TX | ERCTc | Warm | ERCTc_Warm_3A/3B | 3
28256 | 76639 | TX | ERCTc | Warm | ERCTc_Warm_3A/3B | 3
28257 | 76648 | TX | ERCTc | Warm | ERCTc_Warm_3A/3B | 3
28258 | 76679 | TX | ERCTc | Warm | ERCTc_Warm_3A/3B | 3
28259 | 76681 | TX | ERCTc | Warm | ERCTc_Warm_3A/3B | 3
28260 | 76693 | TX | ERCTc | Warm | ERCTc_Warm_3A/3B | 3
28261 | 75103 | TX | ERCTc | Warm | ERCTc_Warm_3A/3B | 3
28262 | 75117 | TX | ERCTc | Warm | ERCTc_Warm_3A/3B | 3
28263 | 75124 | TX | ERCTc | Warm | ERCTc_Warm_3A/3B | 3
28264 | 75127 | TX | ERCTc | Warm | ERCTc_Warm_3A/3B | 3
28265 | 75140 | TX | ERCTc | Warm | ERCTc_Warm_3A/3B | 3
28266 | 75704 | TX | ERCTc | Warm | ERCTc_Warm_3A/3B | 3
28267 | 75752 | TX | ERCTc | Warm | ERCTc_Warm_3A/3B | 3
28268 | 75754 | TX | ERCTc | Warm | ERCTc_Warm_3A/3B | 3
28269 | 75756 | TX | ERCTc | Warm | ERCTc_Warm_3A/3B | 3
28270 | 75758 | TX | ERCTc | Warm | ERCTc_Warm_3A/3B | 3
28271 | 75773 | TX | ERCTc | Warm | ERCTc_Warm_3A/3B | 3
28272 | 75778 | TX | ERCTc | Warm | ERCTc_Warm_3A/3B | 3
28273 | 75790 | TX | ERCTc | Warm | ERCTc_Warm_3A/3B | 3
28274 | 75148 | TX | ERCTc | Warm | ERCTc_Warm_3A/3B | 3
28275 | 75156 | TX | ERCTc | Warm | ERCTc_Warm_3A/3B | 3
28276 | 75163 | TX | ERCTc | Warm | ERCTc_Warm_3A/3B | 3
28277 | 75751 | TX | ERCTc | Warm | ERCTc_Warm_3A/3B | 3
28278 | 75763 | TX | ERCTc | Warm | ERCTc_Warm_3A/3B | 3
28279 | 75770 | TX | ERCTc | Warm | ERCTc_Warm_3A/3B | 3
28280 | 75782 | TX | ERCTc | Warm | ERCTc_Warm_3A/3B | 3
28281 | 75803 | TX | ERCTc | Warm | ERCTc_Warm_3A/3B | 3
28282 | 75853 | TX | ERCTc | Warm | ERCTc_Warm_3A/3B | 3
28283 | 75135 | TX | ERCTc | Warm | ERCTc_Warm_3A/3B | 3
28284 | 75401 | TX | ERCTc | Warm | ERCTc_Warm_3A/3B | 3
28285 | 75402 | TX | ERCTc | Warm | ERCTc_Warm_3A/3B | 3
28286 | 75403 | TX | ERCTc | Warm | ERCTc_Warm_3A/3B | 3
28287 | 75404 | TX | ERCTc | Warm | ERCTc_Warm_3A/3B | 3
28288 | 75422 | TX | ERCTc | Warm | ERCTc_Warm_3A/3B | 3
28289 | 75423 | TX | ERCTc | Warm | ERCTc_Warm_3A/3B | 3
28290 | 75428 | TX | ERCTc | Warm | ERCTc_Warm_3A/3B | 3
28291 | 75433 | TX | ERCTc | Warm | ERCTc_Warm_3A/3B | 3
28292 | 75448 | TX | ERCTc | Warm | ERCTc_Warm_3A/3B | 3
28293 | 75449 | TX | ERCTc | Warm | ERCTc_Warm_3A/3B | 3
28294 | 75453 | TX | ERCTc | Warm | ERCTc_Warm_3A/3B | 3
28295 | 75458 | TX | ERCTc | Warm | ERCTc_Warm_3A/3B | 3
28296 | 75469 | TX | ERCTc | Warm | ERCTc_Warm_3A/3B | 3
28297 | 75496 | TX | ERCTc | Warm | ERCTc_Warm_3A/3B | 3
28298 | 75647 | TX | ERCTc | Warm | ERCTc_Warm_3A/3B | 3
28299 | 75662 | TX | ERCTc | Warm | ERCTc_Warm_3A/3B | 3
28300 | 75684 | TX | ERCTc | Warm | ERCTc_Warm_3A/3B | 3
28301 | 75701 | TX | ERCTc | Warm | ERCTc_Warm_3A/3B | 3
28302 | 75702 | TX | ERCTc | Warm | ERCTc_Warm_3A/3B | 3
28303 | 75703 | TX | ERCTc | Warm | ERCTc_Warm_3A/3B | 3
28304 | 75705 | TX | ERCTc | Warm | ERCTc_Warm_3A/3B | 3
28305 | 75706 | TX | ERCTc | Warm | ERCTc_Warm_3A/3B | 3
28306 | 75707 | TX | ERCTc | Warm | ERCTc_Warm_3A/3B | 3
28307 | 75708 | TX | ERCTc | Warm | ERCTc_Warm_3A/3B | 3
28308 | 75709 | TX | ERCTc | Warm | ERCTc_Warm_3A/3B | 3
28309 | 75710 | TX | ERCTc | Warm | ERCTc_Warm_3A/3B | 3
28310 | 75711 | TX | ERCTc | Warm | ERCTc_Warm_3A/3B | 3
28311 | 75712 | TX | ERCTc | Warm | ERCTc_Warm_3A/3B | 3
28312 | 75713 | TX | ERCTc | Warm | ERCTc_Warm_3A/3B | 3
28313 | 75750 | TX | ERCTc | Warm | ERCTc_Warm_3A/3B | 3
28314 | 75757 | TX | ERCTc | Warm | ERCTc_Warm_3A/3B | 3
28315 | 75762 | TX | ERCTc | Warm | ERCTc_Warm_3A/3B | 3
28316 | 75771 | TX | ERCTc | Warm | ERCTc_Warm_3A/3B | 3
28317 | 75789 | TX | ERCTc | Warm | ERCTc_Warm_3A/3B | 3
28318 | 75791 | TX | ERCTc | Warm | ERCTc_Warm_3A/3B | 3
28319 | 75792 | TX | ERCTc | Warm | ERCTc_Warm_3A/3B | 3
28320 | 75798 | TX | ERCTc | Warm | ERCTc_Warm_3A/3B | 3
28321 | 75799 | TX | ERCTc | Warm | ERCTc_Warm_3A/3B | 3
28322 | 75410 | TX | ERCTc | Warm | ERCTc_Warm_3A/3B | 3
28323 | 75431 | TX | ERCTc | Warm | ERCTc_Warm_3A/3B | 3
28324 | 75440 | TX | ERCTc | Warm | ERCTc_Warm_3A/3B | 3
28325 | 75444 | TX | ERCTc | Warm | ERCTc_Warm_3A/3B | 3
28326 | 75451 | TX | ERCTc | Warm | ERCTc_Warm_3A/3B | 3
28327 | 75471 | TX | ERCTc | Warm | ERCTc_Warm_3A/3B | 3
28328 | 75480 | TX | ERCTc | Warm | ERCTc_Warm_3A/3B | 3
28329 | 75494 | TX | ERCTc | Warm | ERCTc_Warm_3A/3B | 3
28330 | 75497 | TX | ERCTc | Warm | ERCTc_Warm_3A/3B | 3
28331 | 75755 | TX | ERCTc | Warm | ERCTc_Warm_3A/3B | 3
28332 | 75765 | TX | ERCTc | Warm | ERCTc_Warm_3A/3B | 3
28333 | 75783 | TX | ERCTc | Warm | ERCTc_Warm_3A/3B | 3
28334 | 75472 | TX | ERCTc | Warm | ERCTc_Warm_3A/3B | 3
28335 | 75411 | TX | ERCTc | Warm | ERCTc_Warm_3A/3B | 3
28336 | 75416 | TX | ERCTc | Warm | ERCTc_Warm_3A/3B | 3
28337 | 75417 | TX | ERCTc | Warm | ERCTc_Warm_3A/3B | 3
28338 | 75421 | TX | ERCTc | Warm | ERCTc_Warm_3A/3B | 3
28339 | 75425 | TX | ERCTc | Warm | ERCTc_Warm_3A/3B | 3
28340 | 75434 | TX | ERCTc | Warm | ERCTc_Warm_3A/3B | 3
28341 | 75435 | TX | ERCTc | Warm | ERCTc_Warm_3A/3B | 3
28342 | 75436 | TX | ERCTc | Warm | ERCTc_Warm_3A/3B | 3
28343 | 75446 | TX | ERCTc | Warm | ERCTc_Warm_3A/3B | 3
28344 | 75460 | TX | ERCTc | Warm | ERCTc_Warm_3A/3B | 3
28345 | 75461 | TX | ERCTc | Warm | ERCTc_Warm_3A/3B | 3
28346 | 75462 | TX | ERCTc | Warm | ERCTc_Warm_3A/3B | 3
28347 | 75468 | TX | ERCTc | Warm | ERCTc_Warm_3A/3B | 3
28348 | 75470 | TX | ERCTc | Warm | ERCTc_Warm_3A/3B | 3
28349 | 75473 | TX | ERCTc | Warm | ERCTc_Warm_3A/3B | 3
28350 | 75477 | TX | ERCTc | Warm | ERCTc_Warm_3A/3B | 3
28351 | 75486 | TX | ERCTc | Warm | ERCTc_Warm_3A/3B | 3
28352 | 75412 | TX | ERCTc | Warm | ERCTc_Warm_3A/3B | 3
28353 | 75426 | TX | ERCTc | Warm | ERCTc_Warm_3A/3B | 3
28354 | 75550 | TX | ERCTc | Warm | ERCTc_Warm_3A/3B | 3
28355 | 75554 | TX | ERCTc | Warm | ERCTc_Warm_3A/3B | 3
28356 | 75559 | TX | ERCTc | Warm | ERCTc_Warm_3A/3B | 3
28357 | 75413 | TX | ERCTc | Warm | ERCTc_Warm_3A/3B | 3
28358 | 75418 | TX | ERCTc | Warm | ERCTc_Warm_3A/3B | 3
28359 | 75438 | TX | ERCTc | Warm | ERCTc_Warm_3A/3B | 3
28360 | 75439 | TX | ERCTc | Warm | ERCTc_Warm_3A/3B | 3
28361 | 75443 | TX | ERCTc | Warm | ERCTc_Warm_3A/3B | 3
28362 | 75447 | TX | ERCTc | Warm | ERCTc_Warm_3A/3B | 3
28363 | 75475 | TX | ERCTc | Warm | ERCTc_Warm_3A/3B | 3
28364 | 75476 | TX | ERCTc | Warm | ERCTc_Warm_3A/3B | 3
28365 | 75488 | TX | ERCTc | Warm | ERCTc_Warm_3A/3B | 3
28366 | 75492 | TX | ERCTc | Warm | ERCTc_Warm_3A/3B | 3
28367 | 75415 | TX | ERCTc | Warm | ERCTc_Warm_3A/3B | 3
28368 | 75432 | TX | ERCTc | Warm | ERCTc_Warm_3A/3B | 3
28369 | 75441 | TX | ERCTc | Warm | ERCTc_Warm_3A/3B | 3
28370 | 75450 | TX | ERCTc | Warm | ERCTc_Warm_3A/3B | 3
28371 | 75420 | TX | ERCTc | Warm | ERCTc_Warm_3A/3B | 3
28372 | 75437 | TX | ERCTc | Warm | ERCTc_Warm_3A/3B | 3
28373 | 75457 | TX | ERCTc | Warm | ERCTc_Warm_3A/3B | 3
28374 | 75478 | TX | ERCTc | Warm | ERCTc_Warm_3A/3B | 3
28375 | 75481 | TX | ERCTc | Warm | ERCTc_Warm_3A/3B | 3
28376 | 75482 | TX | ERCTc | Warm | ERCTc_Warm_3A/3B | 3
28377 | 75483 | TX | ERCTc | Warm | ERCTc_Warm_3A/3B | 3
28378 | 75644 | TX | SPSOc | Warm | SPSOc_Warm_3A/3B | 3
28379 | 75686 | TX | SPSOc | Warm | SPSOc_Warm_3A/3B | 3
28380 | 75604 | TX | SPSOc | Warm | SPSOc_Warm_3A/3B | 3
28381 | 75605 | TX | SPSOc | Warm | SPSOc_Warm_3A/3B | 3
28382 | 75640 | TX | SPSOc | Warm | SPSOc_Warm_3A/3B | 3
28383 | 75645 | TX | SPSOc | Warm | SPSOc_Warm_3A/3B | 3
28384 | 75683 | TX | SPSOc | Warm | SPSOc_Warm_3A/3B | 3
28385 | 75693 | TX | SPSOc | Warm | SPSOc_Warm_3A/3B | 3
28386 | 75455 | TX | SPSOc | Warm | SPSOc_Warm_3A/3B | 3
28387 | 75456 | TX | SPSOc | Warm | SPSOc_Warm_3A/3B | 3
28388 | 75487 | TX | SPSOc | Warm | SPSOc_Warm_3A/3B | 3
28389 | 75493 | TX | SPSOc | Warm | SPSOc_Warm_3A/3B | 3
28390 | 75558 | TX | SPSOc | Warm | SPSOc_Warm_3A/3B | 3
28391 | 75571 | TX | SPSOc | Warm | SPSOc_Warm_3A/3B | 3
28392 | 75568 | TX | SPSOc | Warm | SPSOc_Warm_3A/3B | 3
28393 | 75636 | TX | SPSOc | Warm | SPSOc_Warm_3A/3B | 3
28394 | 75638 | TX | SPSOc | Warm | SPSOc_Warm_3A/3B | 3
28395 | 75656 | TX | SPSOc | Warm | SPSOc_Warm_3A/3B | 3
28396 | 75668 | TX | SPSOc | Warm | SPSOc_Warm_3A/3B | 3
28397 | 75501 | TX | SPSOc | Warm | SPSOc_Warm_3A/3B | 3
28398 | 75551 | TX | SPSOc | Warm | SPSOc_Warm_3A/3B | 3
28399 | 75555 | TX | SPSOc | Warm | SPSOc_Warm_3A/3B | 3
28400 | 75556 | TX | SPSOc | Warm | SPSOc_Warm_3A/3B | 3
28401 | 75560 | TX | SPSOc | Warm | SPSOc_Warm_3A/3B | 3
28402 | 75562 | TX | SPSOc | Warm | SPSOc_Warm_3A/3B | 3
28403 | 75563 | TX | SPSOc | Warm | SPSOc_Warm_3A/3B | 3
28404 | 75565 | TX | SPSOc | Warm | SPSOc_Warm_3A/3B | 3
28405 | 75566 | TX | SPSOc | Warm | SPSOc_Warm_3A/3B | 3
28406 | 75572 | TX | SPSOc | Warm | SPSOc_Warm_3A/3B | 3
28407 | 75630 | TX | SPSOc | Warm | SPSOc_Warm_3A/3B | 3
28408 | 75657 | TX | SPSOc | Warm | SPSOc_Warm_3A/3B | 3
28409 | 75503 | TX | SPSOc | Warm | SPSOc_Warm_3A/3B | 3
28410 | 75504 | TX | SPSOc | Warm | SPSOc_Warm_3A/3B | 3
28411 | 75505 | TX | SPSOc | Warm | SPSOc_Warm_3A/3B | 3
28412 | 75561 | TX | SPSOc | Warm | SPSOc_Warm_3A/3B | 3
28413 | 75567 | TX | SPSOc | Warm | SPSOc_Warm_3A/3B | 3
28414 | 75569 | TX | SPSOc | Warm | SPSOc_Warm_3A/3B | 3
28415 | 75570 | TX | SPSOc | Warm | SPSOc_Warm_3A/3B | 3
28416 | 75573 | TX | SPSOc | Warm | SPSOc_Warm_3A/3B | 3
28417 | 75574 | TX | SPSOc | Warm | SPSOc_Warm_3A/3B | 3
28418 | 75599 | TX | SPSOc | Warm | SPSOc_Warm_3A/3B | 3
28419 | 75564 | TX | SPSOc | Warm | SPSOc_Warm_3A/3B | 3
28420 | 75651 | TX | SPSOc | Warm | SPSOc_Warm_3A/3B | 3
28421 | 75601 | TX | SPSOc | Warm | SPSOc_Warm_3A/3B | 3
28422 | 75602 | TX | SPSOc | Warm | SPSOc_Warm_3A/3B | 3
28423 | 75603 | TX | SPSOc | Warm | SPSOc_Warm_3A/3B | 3
28424 | 75606 | TX | SPSOc | Warm | SPSOc_Warm_3A/3B | 3
28425 | 75607 | TX | SPSOc | Warm | SPSOc_Warm_3A/3B | 3
28426 | 75608 | TX | SPSOc | Warm | SPSOc_Warm_3A/3B | 3
28427 | 75615 | TX | SPSOc | Warm | SPSOc_Warm_3A/3B | 3
28428 | 75641 | TX | SPSOc | Warm | SPSOc_Warm_3A/3B | 3
28429 | 75660 | TX | SPSOc | Warm | SPSOc_Warm_3A/3B | 3
28430 | 75663 | TX | SPSOc | Warm | SPSOc_Warm_3A/3B | 3
28431 | 75691 | TX | SPSOc | Warm | SPSOc_Warm_3A/3B | 3
28432 | 75639 | TX | SPSOc | Warm | SPSOc_Warm_3A/3B | 3
28433 | 75642 | TX | SPSOc | Warm | SPSOc_Warm_3A/3B | 3
28434 | 75650 | TX | SPSOc | Warm | SPSOc_Warm_3A/3B | 3
28435 | 75659 | TX | SPSOc | Warm | SPSOc_Warm_3A/3B | 3
28436 | 75661 | TX | SPSOc | Warm | SPSOc_Warm_3A/3B | 3
28437 | 75670 | TX | SPSOc | Warm | SPSOc_Warm_3A/3B | 3
28438 | 75671 | TX | SPSOc | Warm | SPSOc_Warm_3A/3B | 3
28439 | 75672 | TX | SPSOc | Warm | SPSOc_Warm_3A/3B | 3
28440 | 75688 | TX | SPSOc | Warm | SPSOc_Warm_3A/3B | 3
28441 | 75692 | TX | SPSOc | Warm | SPSOc_Warm_3A/3B | 3
28442 | 75694 | TX | SPSOc | Warm | SPSOc_Warm_3A/3B | 3
28443 | 75633 | TX | ERCTc | Warm | ERCTc_Warm_3A/3B | 3
28444 | 75652 | TX | ERCTc | Warm | ERCTc_Warm_3A/3B | 3
28445 | 75654 | TX | ERCTc | Warm | ERCTc_Warm_3A/3B | 3
28446 | 75658 | TX | ERCTc | Warm | ERCTc_Warm_3A/3B | 3
28447 | 75666 | TX | ERCTc | Warm | ERCTc_Warm_3A/3B | 3
28448 | 75667 | TX | ERCTc | Warm | ERCTc_Warm_3A/3B | 3
28449 | 75669 | TX | ERCTc | Warm | ERCTc_Warm_3A/3B | 3
28450 | 75680 | TX | ERCTc | Warm | ERCTc_Warm_3A/3B | 3
28451 | 75681 | TX | ERCTc | Warm | ERCTc_Warm_3A/3B | 3
28452 | 75682 | TX | ERCTc | Warm | ERCTc_Warm_3A/3B | 3
28453 | 75687 | TX | ERCTc | Warm | ERCTc_Warm_3A/3B | 3
28454 | 75689 | TX | ERCTc | Warm | ERCTc_Warm_3A/3B | 3
28455 | 75760 | TX | ERCTc | Warm | ERCTc_Warm_3A/3B | 3
28456 | 75784 | TX | ERCTc | Warm | ERCTc_Warm_3A/3B | 3
28457 | 75946 | TX | ERCTc | Warm | ERCTc_Warm_3A/3B | 3
28458 | 75975 | TX | ERCTc | Warm | ERCTc_Warm_3A/3B | 3
28459 | 75631 | TX | SPSOc | Warm | SPSOc_Warm_3A/3B | 3
28460 | 75637 | TX | SPSOc | Warm | SPSOc_Warm_3A/3B | 3
28461 | 75643 | TX | SPSOc | Warm | SPSOc_Warm_3A/3B | 3
28462 | 75685 | TX | SPSOc | Warm | SPSOc_Warm_3A/3B | 3
28463 | 75954 | TX | SPSOc | Warm | SPSOc_Warm_3A/3B | 3
28464 | 75974 | TX | SPSOc | Warm | SPSOc_Warm_3A/3B | 3
28465 | 75935 | TX | SRMVc | Warm | SRMVc_Warm_3A | 3
28466 | 75973 | TX | SRMVc | Warm | SRMVc_Warm_3A | 3
28467 | 75788 | TX | SRMVc | Warm | SRMVc_Warm_3A | 3
28468 | 75937 | TX | SRMVc | Warm | SRMVc_Warm_3A | 3
28469 | 75943 | TX | SRMVc | Warm | SRMVc_Warm_3A | 3
28470 | 75944 | TX | SRMVc | Warm | SRMVc_Warm_3A | 3
28471 | 75958 | TX | SRMVc | Warm | SRMVc_Warm_3A | 3
28472 | 75961 | TX | SRMVc | Warm | SRMVc_Warm_3A | 3
28473 | 75963 | TX | SRMVc | Warm | SRMVc_Warm_3A | 3
28474 | 75964 | TX | SRMVc | Warm | SRMVc_Warm_3A | 3
28475 | 75965 | TX | SRMVc | Warm | SRMVc_Warm_3A | 3
28476 | 75978 | TX | SRMVc | Warm | SRMVc_Warm_3A | 3
28477 | 75929 | TX | SRMVc | Warm | SRMVc_Warm_3A | 3
28478 | 75930 | TX | SRMVc | Warm | SRMVc_Warm_3A | 3
28479 | 75972 | TX | SRMVc | Warm | SRMVc_Warm_3A | 3
28480 | 75931 | TX | SRMVc | Warm | SRMVc_Warm_3A | 3
28481 | 75948 | TX | SRMVc | Warm | SRMVc_Warm_3A | 3
28482 | 75959 | TX | SRMVc | Warm | SRMVc_Warm_3A | 3
28483 | 75968 | TX | SRMVc | Warm | SRMVc_Warm_3A | 3
28484 | 76023 | TX | ERCTc | Warm | ERCTc_Warm_3A/3B | 3
28485 | 76035 | TX | ERCTc | Warm | ERCTc_Warm_3A/3B | 3
28486 | 76049 | TX | ERCTc | Warm | ERCTc_Warm_3A/3B | 3
28487 | 76066 | TX | ERCTc | Warm | ERCTc_Warm_3A/3B | 3
28488 | 76067 | TX | ERCTc | Warm | ERCTc_Warm_3A/3B | 3
28489 | 76082 | TX | ERCTc | Warm | ERCTc_Warm_3A/3B | 3
28490 | 76085 | TX | ERCTc | Warm | ERCTc_Warm_3A/3B | 3
28491 | 76086 | TX | ERCTc | Warm | ERCTc_Warm_3A/3B | 3
28492 | 76087 | TX | ERCTc | Warm | ERCTc_Warm_3A/3B | 3
28493 | 76088 | TX | ERCTc | Warm | ERCTc_Warm_3A/3B | 3
28494 | 76098 | TX | ERCTc | Warm | ERCTc_Warm_3A/3B | 3
28495 | 76439 | TX | ERCTc | Warm | ERCTc_Warm_3A/3B | 3
28496 | 76462 | TX | ERCTc | Warm | ERCTc_Warm_3A/3B | 3
28497 | 76485 | TX | ERCTc | Warm | ERCTc_Warm_3A/3B | 3
28498 | 76486 | TX | ERCTc | Warm | ERCTc_Warm_3A/3B | 3
28499 | 76487 | TX | ERCTc | Warm | ERCTc_Warm_3A/3B | 3
28500 | 76490 | TX | ERCTc | Warm | ERCTc_Warm_3A/3B | 3
28501 | 76009 | TX | ERCTc | Warm | ERCTc_Warm_3A/3B | 3
28502 | 76031 | TX | ERCTc | Warm | ERCTc_Warm_3A/3B | 3
28503 | 76033 | TX | ERCTc | Warm | ERCTc_Warm_3A/3B | 3
28504 | 76044 | TX | ERCTc | Warm | ERCTc_Warm_3A/3B | 3
28505 | 76058 | TX | ERCTc | Warm | ERCTc_Warm_3A/3B | 3
28506 | 76059 | TX | ERCTc | Warm | ERCTc_Warm_3A/3B | 3
28507 | 76061 | TX | ERCTc | Warm | ERCTc_Warm_3A/3B | 3
28508 | 76070 | TX | ERCTc | Warm | ERCTc_Warm_3A/3B | 3
28509 | 76093 | TX | ERCTc | Warm | ERCTc_Warm_3A/3B | 3
28510 | 76097 | TX | ERCTc | Warm | ERCTc_Warm_3A/3B | 3
28511 | 76073 | TX | ERCTc | Warm | ERCTc_Warm_3A/3B | 3
28512 | 76225 | TX | ERCTc | Warm | ERCTc_Warm_3A/3B | 3
28513 | 76246 | TX | ERCTc | Warm | ERCTc_Warm_3A/3B | 3
28514 | 76267 | TX | ERCTc | Warm | ERCTc_Warm_3A/3B | 3
28515 | 76270 | TX | ERCTc | Warm | ERCTc_Warm_3A/3B | 3
28516 | 76426 | TX | ERCTc | Warm | ERCTc_Warm_3A/3B | 3
28517 | 76431 | TX | ERCTc | Warm | ERCTc_Warm_3A/3B | 3
28518 | 76458 | TX | ERCTc | Warm | ERCTc_Warm_3A/3B | 3
28519 | 76043 | TX | ERCTc | Warm | ERCTc_Warm_3A/3B | 3
28520 | 76048 | TX | ERCTc | Warm | ERCTc_Warm_3A/3B | 3
28521 | 76077 | TX | ERCTc | Warm | ERCTc_Warm_3A/3B | 3
28522 | 76433 | TX | ERCTc | Warm | ERCTc_Warm_3A/3B | 3
28523 | 76690 | TX | ERCTc | Warm | ERCTc_Warm_3A/3B | 3
28524 | 76467 | TX | ERCTc | Warm | ERCTc_Warm_3A/3B | 3
28525 | 76476 | TX | ERCTc | Warm | ERCTc_Warm_3A/3B | 3
28526 | 76429 | TX | ERCTc | Warm | ERCTc_Warm_3A/3B | 3
28527 | 76449 | TX | ERCTc | Warm | ERCTc_Warm_3A/3B | 3
28528 | 76450 | TX | ERCTc | Warm | ERCTc_Warm_3A/3B | 3
28529 | 76453 | TX | ERCTc | Warm | ERCTc_Warm_3A/3B | 3
28530 | 76463 | TX | ERCTc | Warm | ERCTc_Warm_3A/3B | 3
28531 | 76472 | TX | ERCTc | Warm | ERCTc_Warm_3A/3B | 3
28532 | 76475 | TX | ERCTc | Warm | ERCTc_Warm_3A/3B | 3
28533 | 76484 | TX | ERCTc | Warm | ERCTc_Warm_3A/3B | 3
28534 | 76228 | TX | ERCTc | Warm | ERCTc_Warm_3A/3B | 3
28535 | 76230 | TX | ERCTc | Warm | ERCTc_Warm_3A/3B | 3
28536 | 76239 | TX | ERCTc | Warm | ERCTc_Warm_3A/3B | 3
28537 | 76251 | TX | ERCTc | Warm | ERCTc_Warm_3A/3B | 3
28538 | 76252 | TX | ERCTc | Warm | ERCTc_Warm_3A/3B | 3
28539 | 76255 | TX | ERCTc | Warm | ERCTc_Warm_3A/3B | 3
28540 | 76261 | TX | ERCTc | Warm | ERCTc_Warm_3A/3B | 3
28541 | 76265 | TX | ERCTc | Warm | ERCTc_Warm_3A/3B | 3
28542 | 76305 | TX | ERCTc | Warm | ERCTc_Warm_3A/3B | 3
28543 | 76310 | TX | ERCTc | Warm | ERCTc_Warm_3A/3B | 3
28544 | 76352 | TX | ERCTc | Warm | ERCTc_Warm_3A/3B | 3
28545 | 76357 | TX | ERCTc | Warm | ERCTc_Warm_3A/3B | 3
28546 | 76365 | TX | ERCTc | Warm | ERCTc_Warm_3A/3B | 3
28547 | 76377 | TX | ERCTc | Warm | ERCTc_Warm_3A/3B | 3
28548 | 76379 | TX | ERCTc | Warm | ERCTc_Warm_3A/3B | 3
28549 | 76389 | TX | ERCTc | Warm | ERCTc_Warm_3A/3B | 3
28550 | 76427 | TX | ERCTc | Warm | ERCTc_Warm_3A/3B | 3
28551 | 76459 | TX | ERCTc | Warm | ERCTc_Warm_3A/3B | 3
28552 | 76460 | TX | ERCTc | Warm | ERCTc_Warm_3A/3B | 3
28553 | 76238 | TX | ERCTc | Warm | ERCTc_Warm_3A/3B | 3
28554 | 76241 | TX | ERCTc | Warm | ERCTc_Warm_3A/3B | 3
28555 | 76250 | TX | ERCTc | Warm | ERCTc_Warm_3A/3B | 3
28556 | 76253 | TX | ERCTc | Warm | ERCTc_Warm_3A/3B | 3
28557 | 76263 | TX | ERCTc | Warm | ERCTc_Warm_3A/3B | 3
28558 | 76301 | TX | ERCTc | Warm | ERCTc_Warm_3A/3B | 3
28559 | 76302 | TX | ERCTc | Warm | ERCTc_Warm_3A/3B | 3
28560 | 76306 | TX | ERCTc | Warm | ERCTc_Warm_3A/3B | 3
28561 | 76307 | TX | ERCTc | Warm | ERCTc_Warm_3A/3B | 3
28562 | 76308 | TX | ERCTc | Warm | ERCTc_Warm_3A/3B | 3
28563 | 76309 | TX | ERCTc | Warm | ERCTc_Warm_3A/3B | 3
28564 | 76311 | TX | ERCTc | Warm | ERCTc_Warm_3A/3B | 3
28565 | 76354 | TX | ERCTc | Warm | ERCTc_Warm_3A/3B | 3
28566 | 76360 | TX | ERCTc | Warm | ERCTc_Warm_3A/3B | 3
28567 | 76367 | TX | ERCTc | Warm | ERCTc_Warm_3A/3B | 3
28568 | 76369 | TX | ERCTc | Warm | ERCTc_Warm_3A/3B | 3
28569 | 76351 | TX | ERCTc | Warm | ERCTc_Warm_3A/3B | 3
28570 | 76366 | TX | ERCTc | Warm | ERCTc_Warm_3A/3B | 3
28571 | 76370 | TX | ERCTc | Warm | ERCTc_Warm_3A/3B | 3
28572 | 76374 | TX | ERCTc | Warm | ERCTc_Warm_3A/3B | 3
28573 | 76372 | TX | ERCTc | Warm | ERCTc_Warm_3A/3B | 3
28574 | 76424 | TX | ERCTc | Warm | ERCTc_Warm_3A/3B | 3
28575 | 76481 | TX | ERCTc | Warm | ERCTc_Warm_3A/3B | 3
28576 | 76491 | TX | ERCTc | Warm | ERCTc_Warm_3A/3B | 3
28577 | 76401 | TX | ERCTc | Warm | ERCTc_Warm_3A/3B | 3
28578 | 76402 | TX | ERCTc | Warm | ERCTc_Warm_3A/3B | 3
28579 | 76436 | TX | ERCTc | Warm | ERCTc_Warm_3A/3B | 3
28580 | 76444 | TX | ERCTc | Warm | ERCTc_Warm_3A/3B | 3
28581 | 76445 | TX | ERCTc | Warm | ERCTc_Warm_3A/3B | 3
28582 | 76446 | TX | ERCTc | Warm | ERCTc_Warm_3A/3B | 3
28583 | 76461 | TX | ERCTc | Warm | ERCTc_Warm_3A/3B | 3
28584 | 76465 | TX | ERCTc | Warm | ERCTc_Warm_3A/3B | 3
28585 | 76470 | TX | ERCTc | Warm | ERCTc_Warm_3A/3B | 3
28586 | 76437 | TX | ERCTc | Warm | ERCTc_Warm_3A/3B | 3
28587 | 76464 | TX | ERCTc | Warm | ERCTc_Warm_3A/3B | 3
28588 | 76432 | TX | ERCTc | Warm | ERCTc_Warm_3A/3B | 3
28589 | 76442 | TX | ERCTc | Warm | ERCTc_Warm_3A/3B | 3
28590 | 76443 | TX | ERCTc | Warm | ERCTc_Warm_3A/3B | 3
28591 | 76471 | TX | ERCTc | Warm | ERCTc_Warm_3A/3B | 3
28592 | 76474 | TX | ERCTc | Warm | ERCTc_Warm_3A/3B | 3
28593 | 76801 | TX | ERCTc | Warm | ERCTc_Warm_3A/3B | 3
28594 | 76802 | TX | ERCTc | Warm | ERCTc_Warm_3A/3B | 3
28595 | 76803 | TX | ERCTc | Warm | ERCTc_Warm_3A/3B | 3
28596 | 76804 | TX | ERCTc | Warm | ERCTc_Warm_3A/3B | 3
28597 | 76823 | TX | ERCTc | Warm | ERCTc_Warm_3A/3B | 3
28598 | 76827 | TX | ERCTc | Warm | ERCTc_Warm_3A/3B | 3
28599 | 76857 | TX | ERCTc | Warm | ERCTc_Warm_3A/3B | 3
28600 | 76878 | TX | ERCTc | Warm | ERCTc_Warm_3A/3B | 3
28601 | 76890 | TX | ERCTc | Warm | ERCTc_Warm_3A/3B | 3
28602 | 76452 | TX | ERCTc | Warm | ERCTc_Warm_3A/3B | 3
28603 | 76454 | TX | ERCTc | Warm | ERCTc_Warm_3A/3B | 3
28604 | 76455 | TX | ERCTc | Warm | ERCTc_Warm_3A/3B | 3
28605 | 76468 | TX | ERCTc | Warm | ERCTc_Warm_3A/3B | 3
28606 | 76435 | TX | ERCTc | Warm | ERCTc_Warm_3A/3B | 3
28607 | 76448 | TX | ERCTc | Warm | ERCTc_Warm_3A/3B | 3
28608 | 76466 | TX | ERCTc | Warm | ERCTc_Warm_3A/3B | 3
28609 | 76525 | TX | ERCTc | Warm | ERCTc_Warm_3A/3B | 3
28610 | 76531 | TX | ERCTc | Warm | ERCTc_Warm_3A/3B | 3
28611 | 76538 | TX | ERCTc | Warm | ERCTc_Warm_3A/3B | 3
28612 | 76565 | TX | ERCTc | Warm | ERCTc_Warm_3A/3B | 3
28613 | 76844 | TX | ERCTc | Warm | ERCTc_Warm_3A/3B | 3
28614 | 76864 | TX | ERCTc | Warm | ERCTc_Warm_3A/3B | 3
28615 | 76870 | TX | ERCTc | Warm | ERCTc_Warm_3A/3B | 3
28616 | 76880 | TX | ERCTc | Warm | ERCTc_Warm_3A/3B | 3
28617 | 76522 | TX | ERCTc | Warm | ERCTc_Warm_3A/3B | 3
28618 | 76550 | TX | ERCTc | Warm | ERCTc_Warm_3A/3B | 3
28619 | 76824 | TX | ERCTc | Warm | ERCTc_Warm_3A/3B | 3
28620 | 76853 | TX | ERCTc | Warm | ERCTc_Warm_3A/3B | 3
28621 | 78608 | TX | ERCTc | Warm | ERCTc_Warm_3A/3B | 3
28622 | 78611 | TX | ERCTc | Warm | ERCTc_Warm_3A/3B | 3
28623 | 78639 | TX | ERCTc | Warm | ERCTc_Warm_3A/3B | 3
28624 | 78657 | TX | ERCTc | Warm | ERCTc_Warm_3A/3B | 3
28625 | 76885 | TX | ERCTc | Warm | ERCTc_Warm_3A/3B | 3
28626 | 78607 | TX | ERCTc | Warm | ERCTc_Warm_3A/3B | 3
28627 | 78609 | TX | ERCTc | Warm | ERCTc_Warm_3A/3B | 3
28628 | 78643 | TX | ERCTc | Warm | ERCTc_Warm_3A/3B | 3
28629 | 78672 | TX | ERCTc | Warm | ERCTc_Warm_3A/3B | 3
28630 | 76832 | TX | ERCTc | Warm | ERCTc_Warm_3A/3B | 3
28631 | 76877 | TX | ERCTc | Warm | ERCTc_Warm_3A/3B | 3
28632 | 78004 | TX | ERCTc | Warm | ERCTc_Warm_3A/3B | 3
28633 | 78027 | TX | ERCTc | Warm | ERCTc_Warm_3A/3B | 3
28634 | 78070 | TX | ERCTc | Warm | ERCTc_Warm_3A/3B | 3
28635 | 78074 | TX | ERCTc | Warm | ERCTc_Warm_3A/3B | 3
28636 | 78606 | TX | ERCTc | Warm | ERCTc_Warm_3A/3B | 3
28637 | 78635 | TX | ERCTc | Warm | ERCTc_Warm_3A/3B | 3
28638 | 78636 | TX | ERCTc | Warm | ERCTc_Warm_3A/3B | 3
28639 | 78671 | TX | ERCTc | Warm | ERCTc_Warm_3A/3B | 3
28640 | 78618 | TX | ERCTc | Warm | ERCTc_Warm_3A/3B | 3
28641 | 78675 | TX | ERCTc | Warm | ERCTc_Warm_3A/3B | 3
28642 | 30414 | GA | SRSOc | Hot or very hot | SRSOc_Hot or very hot_2A | 2
28643 | 30417 | GA | SRSOc | Hot or very hot | SRSOc_Hot or very hot_2A | 2
28644 | 30420 | GA | SRSOc | Hot or very hot | SRSOc_Hot or very hot_2A | 2
28645 | 30421 | GA | SRSOc | Hot or very hot | SRSOc_Hot or very hot_2A | 2
28646 | 30423 | GA | SRSOc | Hot or very hot | SRSOc_Hot or very hot_2A | 2
28647 | 30427 | GA | SRSOc | Hot or very hot | SRSOc_Hot or very hot_2A | 2
28648 | 30429 | GA | SRSOc | Hot or very hot | SRSOc_Hot or very hot_2A | 2
28649 | 30452 | GA | SRSOc | Hot or very hot | SRSOc_Hot or very hot_2A | 2
28650 | 30453 | GA | SRSOc | Hot or very hot | SRSOc_Hot or very hot_2A | 2
28651 | 30438 | GA | SRSOc | Hot or very hot | SRSOc_Hot or very hot_2A | 2
28652 | 30499 | GA | SRSOc | Hot or very hot | SRSOc_Hot or very hot_2A | 2
28653 | 31301 | GA | SRSOc | Hot or very hot | SRSOc_Hot or very hot_2A | 2
28654 | 31313 | GA | SRSOc | Hot or very hot | SRSOc_Hot or very hot_2A | 2
28655 | 31316 | GA | SRSOc | Hot or very hot | SRSOc_Hot or very hot_2A | 2
28656 | 30475 | GA | SRSOc | Hot or very hot | SRSOc_Hot or very hot_2A | 2
28657 | 31302 | GA | SRSOc | Hot or very hot | SRSOc_Hot or very hot_2A | 2
28658 | 31303 | GA | SRSOc | Hot or very hot | SRSOc_Hot or very hot_2A | 2
28659 | 31307 | GA | SRSOc | Hot or very hot | SRSOc_Hot or very hot_2A | 2
28660 | 31312 | GA | SRSOc | Hot or very hot | SRSOc_Hot or very hot_2A | 2
28661 | 31318 | GA | SRSOc | Hot or very hot | SRSOc_Hot or very hot_2A | 2
28662 | 31326 | GA | SRSOc | Hot or very hot | SRSOc_Hot or very hot_2A | 2
28663 | 31329 | GA | SRSOc | Hot or very hot | SRSOc_Hot or very hot_2A | 2
28664 | 31407 | GA | SRSOc | Hot or very hot | SRSOc_Hot or very hot_2A | 2
28665 | 31309 | GA | SRSOc | Hot or very hot | SRSOc_Hot or very hot_2A | 2
28666 | 31310 | GA | SRSOc | Hot or very hot | SRSOc_Hot or very hot_2A | 2
28667 | 31314 | GA | SRSOc | Hot or very hot | SRSOc_Hot or very hot_2A | 2
28668 | 31315 | GA | SRSOc | Hot or very hot | SRSOc_Hot or very hot_2A | 2
28669 | 31320 | GA | SRSOc | Hot or very hot | SRSOc_Hot or very hot_2A | 2
28670 | 31323 | GA | SRSOc | Hot or very hot | SRSOc_Hot or very hot_2A | 2
28671 | 31333 | GA | SRSOc | Hot or very hot | SRSOc_Hot or very hot_2A | 2
28672 | 31324 | GA | SRSOc | Hot or very hot | SRSOc_Hot or very hot_2A | 2
28673 | 31322 | GA | SRSOc | Hot or very hot | SRSOc_Hot or very hot_2A | 2
28674 | 31328 | GA | SRSOc | Hot or very hot | SRSOc_Hot or very hot_2A | 2
28675 | 31401 | GA | SRSOc | Hot or very hot | SRSOc_Hot or very hot_2A | 2
28676 | 31402 | GA | SRSOc | Hot or very hot | SRSOc_Hot or very hot_2A | 2
28677 | 31403 | GA | SRSOc | Hot or very hot | SRSOc_Hot or very hot_2A | 2
28678 | 31404 | GA | SRSOc | Hot or very hot | SRSOc_Hot or very hot_2A | 2
28679 | 31405 | GA | SRSOc | Hot or very hot | SRSOc_Hot or very hot_2A | 2
28680 | 31406 | GA | SRSOc | Hot or very hot | SRSOc_Hot or very hot_2A | 2
28681 | 31408 | GA | SRSOc | Hot or very hot | SRSOc_Hot or very hot_2A | 2
28682 | 31409 | GA | SRSOc | Hot or very hot | SRSOc_Hot or very hot_2A | 2
28683 | 31410 | GA | SRSOc | Hot or very hot | SRSOc_Hot or very hot_2A | 2
28684 | 31411 | GA | SRSOc | Hot or very hot | SRSOc_Hot or very hot_2A | 2
28685 | 31412 | GA | SRSOc | Hot or very hot | SRSOc_Hot or very hot_2A | 2
28686 | 31414 | GA | SRSOc | Hot or very hot | SRSOc_Hot or very hot_2A | 2
28687 | 31415 | GA | SRSOc | Hot or very hot | SRSOc_Hot or very hot_2A | 2
28688 | 31416 | GA | SRSOc | Hot or very hot | SRSOc_Hot or very hot_2A | 2
28689 | 31418 | GA | SRSOc | Hot or very hot | SRSOc_Hot or very hot_2A | 2
28690 | 31419 | GA | SRSOc | Hot or very hot | SRSOc_Hot or very hot_2A | 2
28691 | 31420 | GA | SRSOc | Hot or very hot | SRSOc_Hot or very hot_2A | 2
28692 | 31421 | GA | SRSOc | Hot or very hot | SRSOc_Hot or very hot_2A | 2
28693 | 31304 | GA | SRSOc | Hot or very hot | SRSOc_Hot or very hot_2A | 2
28694 | 31305 | GA | SRSOc | Hot or very hot | SRSOc_Hot or very hot_2A | 2
28695 | 31319 | GA | SRSOc | Hot or very hot | SRSOc_Hot or very hot_2A | 2
28696 | 31327 | GA | SRSOc | Hot or very hot | SRSOc_Hot or very hot_2A | 2
28697 | 31331 | GA | SRSOc | Hot or very hot | SRSOc_Hot or very hot_2A | 2
28698 | 31501 | GA | SRSOc | Hot or very hot | SRSOc_Hot or very hot_2A | 2
28699 | 31502 | GA | SRSOc | Hot or very hot | SRSOc_Hot or very hot_2A | 2
28700 | 31503 | GA | SRSOc | Hot or very hot | SRSOc_Hot or very hot_2A | 2
28701 | 31550 | GA | SRSOc | Hot or very hot | SRSOc_Hot or very hot_2A | 2
28702 | 31552 | GA | SRSOc | Hot or very hot | SRSOc_Hot or very hot_2A | 2
28703 | 31554 | GA | SRSOc | Hot or very hot | SRSOc_Hot or very hot_2A | 2
28704 | 31564 | GA | SRSOc | Hot or very hot | SRSOc_Hot or very hot_2A | 2
28705 | 31624 | GA | SRSOc | Hot or very hot | SRSOc_Hot or very hot_2A | 2
28706 | 31631 | GA | SRSOc | Hot or very hot | SRSOc_Hot or very hot_2A | 2
28707 | 31537 | GA | SRSOc | Hot or very hot | SRSOc_Hot or very hot_2A | 2
28708 | 31542 | GA | SRSOc | Hot or very hot | SRSOc_Hot or very hot_2A | 2
28709 | 31543 | GA | SRSOc | Hot or very hot | SRSOc_Hot or very hot_2A | 2
28710 | 31553 | GA | SRSOc | Hot or very hot | SRSOc_Hot or very hot_2A | 2
28711 | 31557 | GA | SRSOc | Hot or very hot | SRSOc_Hot or very hot_2A | 2
28712 | 31565 | GA | SRSOc | Hot or very hot | SRSOc_Hot or very hot_2A | 2
28713 | 31566 | GA | SRSOc | Hot or very hot | SRSOc_Hot or very hot_2A | 2
28714 | 31510 | GA | SRSOc | Hot or very hot | SRSOc_Hot or very hot_2A | 2
28715 | 31516 | GA | SRSOc | Hot or very hot | SRSOc_Hot or very hot_2A | 2
28716 | 31518 | GA | SRSOc | Hot or very hot | SRSOc_Hot or very hot_2A | 2
28717 | 31551 | GA | SRSOc | Hot or very hot | SRSOc_Hot or very hot_2A | 2
28718 | 31556 | GA | SRSOc | Hot or very hot | SRSOc_Hot or very hot_2A | 2
28719 | 31539 | GA | SRSOc | Hot or very hot | SRSOc_Hot or very hot_2A | 2
28720 | 31513 | GA | SRSOc | Hot or very hot | SRSOc_Hot or very hot_2A | 2
28721 | 31532 | GA | SRSOc | Hot or very hot | SRSOc_Hot or very hot_2A | 2
28722 | 31555 | GA | SRSOc | Hot or very hot | SRSOc_Hot or very hot_2A | 2
28723 | 31560 | GA | SRSOc | Hot or very hot | SRSOc_Hot or very hot_2A | 2
28724 | 31563 | GA | SRSOc | Hot or very hot | SRSOc_Hot or very hot_2A | 2
28725 | 31545 | GA | SRSOc | Hot or very hot | SRSOc_Hot or very hot_2A | 2
28726 | 31546 | GA | SRSOc | Hot or very hot | SRSOc_Hot or very hot_2A | 2
28727 | 31598 | GA | SRSOc | Hot or very hot | SRSOc_Hot or very hot_2A | 2
28728 | 31599 | GA | SRSOc | Hot or very hot | SRSOc_Hot or very hot_2A | 2
28729 | 31520 | GA | SRSOc | Hot or very hot | SRSOc_Hot or very hot_2A | 2
28730 | 31521 | GA | SRSOc | Hot or very hot | SRSOc_Hot or very hot_2A | 2
28731 | 31522 | GA | SRSOc | Hot or very hot | SRSOc_Hot or very hot_2A | 2
28732 | 31523 | GA | SRSOc | Hot or very hot | SRSOc_Hot or very hot_2A | 2
28733 | 31524 | GA | SRSOc | Hot or very hot | SRSOc_Hot or very hot_2A | 2
28734 | 31525 | GA | SRSOc | Hot or very hot | SRSOc_Hot or very hot_2A | 2
28735 | 31527 | GA | SRSOc | Hot or very hot | SRSOc_Hot or very hot_2A | 2
28736 | 31561 | GA | SRSOc | Hot or very hot | SRSOc_Hot or very hot_2A | 2
28737 | 31562 | GA | SRSOc | Hot or very hot | SRSOc_Hot or very hot_2A | 2
28738 | 31547 | GA | SRSOc | Hot or very hot | SRSOc_Hot or very hot_2A | 2
28739 | 31548 | GA | SRSOc | Hot or very hot | SRSOc_Hot or very hot_2A | 2
28740 | 31558 | GA | SRSOc | Hot or very hot | SRSOc_Hot or very hot_2A | 2
28741 | 31568 | GA | SRSOc | Hot or very hot | SRSOc_Hot or very hot_2A | 2
28742 | 31569 | GA | SRSOc | Hot or very hot | SRSOc_Hot or very hot_2A | 2
28743 | 31623 | GA | SRSOc | Hot or very hot | SRSOc_Hot or very hot_2A | 2
28744 | 31630 | GA | SRSOc | Hot or very hot | SRSOc_Hot or very hot_2A | 2
28745 | 31634 | GA | SRSOc | Hot or very hot | SRSOc_Hot or very hot_2A | 2
28746 | 31635 | GA | SRSOc | Hot or very hot | SRSOc_Hot or very hot_2A | 2
28747 | 31649 | GA | SRSOc | Hot or very hot | SRSOc_Hot or very hot_2A | 2
28748 | 31601 | GA | SRSOc | Hot or very hot | SRSOc_Hot or very hot_2A | 2
28749 | 31602 | GA | SRSOc | Hot or very hot | SRSOc_Hot or very hot_2A | 2
28750 | 31603 | GA | SRSOc | Hot or very hot | SRSOc_Hot or very hot_2A | 2
28751 | 31604 | GA | SRSOc | Hot or very hot | SRSOc_Hot or very hot_2A | 2
28752 | 31605 | GA | SRSOc | Hot or very hot | SRSOc_Hot or very hot_2A | 2
28753 | 31606 | GA | SRSOc | Hot or very hot | SRSOc_Hot or very hot_2A | 2
28754 | 31632 | GA | SRSOc | Hot or very hot | SRSOc_Hot or very hot_2A | 2
28755 | 31636 | GA | SRSOc | Hot or very hot | SRSOc_Hot or very hot_2A | 2
28756 | 31641 | GA | SRSOc | Hot or very hot | SRSOc_Hot or very hot_2A | 2
28757 | 31645 | GA | SRSOc | Hot or very hot | SRSOc_Hot or very hot_2A | 2
28758 | 31698 | GA | SRSOc | Hot or very hot | SRSOc_Hot or very hot_2A | 2
28759 | 31699 | GA | SRSOc | Hot or very hot | SRSOc_Hot or very hot_2A | 2
28760 | 31625 | GA | SRSOc | Hot or very hot | SRSOc_Hot or very hot_2A | 2
28761 | 31626 | GA | SRSOc | Hot or very hot | SRSOc_Hot or very hot_2A | 2
28762 | 31629 | GA | SRSOc | Hot or very hot | SRSOc_Hot or very hot_2A | 2
28763 | 31638 | GA | SRSOc | Hot or very hot | SRSOc_Hot or very hot_2A | 2
28764 | 31643 | GA | SRSOc | Hot or very hot | SRSOc_Hot or very hot_2A | 2
28765 | 31720 | GA | SRSOc | Hot or very hot | SRSOc_Hot or very hot_2A | 2
28766 | 31778 | GA | SRSOc | Hot or very hot | SRSOc_Hot or very hot_2A | 2
28767 | 31788 | GA | SRSOc | Hot or very hot | SRSOc_Hot or very hot_2A | 2
28768 | 31639 | GA | SRSOc | Hot or very hot | SRSOc_Hot or very hot_2A | 2
28769 | 31620 | GA | SRSOc | Hot or very hot | SRSOc_Hot or very hot_2A | 2
28770 | 31627 | GA | SRSOc | Hot or very hot | SRSOc_Hot or very hot_2A | 2
28771 | 31637 | GA | SRSOc | Hot or very hot | SRSOc_Hot or very hot_2A | 2
28772 | 31647 | GA | SRSOc | Hot or very hot | SRSOc_Hot or very hot_2A | 2
28773 | 31622 | GA | SRSOc | Hot or very hot | SRSOc_Hot or very hot_2A | 2
28774 | 31794 | GA | SRSOc | Hot or very hot | SRSOc_Hot or very hot_2A | 2
28775 | 31738 | GA | SRSOc | Hot or very hot | SRSOc_Hot or very hot_2A | 2
28776 | 31757 | GA | SRSOc | Hot or very hot | SRSOc_Hot or very hot_2A | 2
28777 | 31758 | GA | SRSOc | Hot or very hot | SRSOc_Hot or very hot_2A | 2
28778 | 31765 | GA | SRSOc | Hot or very hot | SRSOc_Hot or very hot_2A | 2
28779 | 31773 | GA | SRSOc | Hot or very hot | SRSOc_Hot or very hot_2A | 2
28780 | 31779 | GA | SRSOc | Hot or very hot | SRSOc_Hot or very hot_2A | 2
28781 | 31792 | GA | SRSOc | Hot or very hot | SRSOc_Hot or very hot_2A | 2
28782 | 31799 | GA | SRSOc | Hot or very hot | SRSOc_Hot or very hot_2A | 2
28783 | 39828 | GA | SRSOc | Hot or very hot | SRSOc_Hot or very hot_2A | 2
28784 | 31648 | GA | SRSOc | Hot or very hot | SRSOc_Hot or very hot_2A | 2
28785 | 31722 | GA | SRSOc | Hot or very hot | SRSOc_Hot or very hot_2A | 2
28786 | 31744 | GA | SRSOc | Hot or very hot | SRSOc_Hot or very hot_2A | 2
28787 | 31747 | GA | SRSOc | Hot or very hot | SRSOc_Hot or very hot_2A | 2
28788 | 31753 | GA | SRSOc | Hot or very hot | SRSOc_Hot or very hot_2A | 2
28789 | 31756 | GA | SRSOc | Hot or very hot | SRSOc_Hot or very hot_2A | 2
28790 | 31768 | GA | SRSOc | Hot or very hot | SRSOc_Hot or very hot_2A | 2
28791 | 31771 | GA | SRSOc | Hot or very hot | SRSOc_Hot or very hot_2A | 2
28792 | 31776 | GA | SRSOc | Hot or very hot | SRSOc_Hot or very hot_2A | 2
28793 | 31784 | GA | SRSOc | Hot or very hot | SRSOc_Hot or very hot_2A | 2
28794 | 31789 | GA | SRSOc | Hot or very hot | SRSOc_Hot or very hot_2A | 2
28795 | 31716 | GA | SRSOc | Hot or very hot | SRSOc_Hot or very hot_2A | 2
28796 | 31730 | GA | SRSOc | Hot or very hot | SRSOc_Hot or very hot_2A | 2
28797 | 39813 | GA | SRSOc | Hot or very hot | SRSOc_Hot or very hot_2A | 2
28798 | 39837 | GA | SRSOc | Hot or very hot | SRSOc_Hot or very hot_2A | 2
28799 | 39841 | GA | SRSOc | Hot or very hot | SRSOc_Hot or very hot_2A | 2
28800 | 39862 | GA | SRSOc | Hot or very hot | SRSOc_Hot or very hot_2A | 2
28801 | 39870 | GA | SRSOc | Hot or very hot | SRSOc_Hot or very hot_2A | 2
28802 | 39815 | GA | SRSOc | Hot or very hot | SRSOc_Hot or very hot_2A | 2
28803 | 39817 | GA | SRSOc | Hot or very hot | SRSOc_Hot or very hot_2A | 2
28804 | 39818 | GA | SRSOc | Hot or very hot | SRSOc_Hot or very hot_2A | 2
28805 | 39819 | GA | SRSOc | Hot or very hot | SRSOc_Hot or very hot_2A | 2
28806 | 39825 | GA | SRSOc | Hot or very hot | SRSOc_Hot or very hot_2A | 2
28807 | 39834 | GA | SRSOc | Hot or very hot | SRSOc_Hot or very hot_2A | 2
28808 | 39852 | GA | SRSOc | Hot or very hot | SRSOc_Hot or very hot_2A | 2
28809 | 39897 | GA | SRSOc | Hot or very hot | SRSOc_Hot or very hot_2A | 2
28810 | 39827 | GA | SRSOc | Hot or very hot | SRSOc_Hot or very hot_2A | 2
28811 | 39829 | GA | SRSOc | Hot or very hot | SRSOc_Hot or very hot_2A | 2
28812 | 32003 | FL | FRCCc | Hot or very hot | FRCCc_Hot or very hot_1A/2A | 2
28813 | 32006 | FL | FRCCc | Hot or very hot | FRCCc_Hot or very hot_1A/2A | 2
28814 | 32043 | FL | FRCCc | Hot or very hot | FRCCc_Hot or very hot_1A/2A | 2
28815 | 32050 | FL | FRCCc | Hot or very hot | FRCCc_Hot or very hot_1A/2A | 2
28816 | 32058 | FL | FRCCc | Hot or very hot | FRCCc_Hot or very hot_1A/2A | 2
28817 | 32065 | FL | FRCCc | Hot or very hot | FRCCc_Hot or very hot_1A/2A | 2
28818 | 32067 | FL | FRCCc | Hot or very hot | FRCCc_Hot or very hot_1A/2A | 2
28819 | 32068 | FL | FRCCc | Hot or very hot | FRCCc_Hot or very hot_1A/2A | 2
28820 | 32073 | FL | FRCCc | Hot or very hot | FRCCc_Hot or very hot_1A/2A | 2
28821 | 32079 | FL | FRCCc | Hot or very hot | FRCCc_Hot or very hot_1A/2A | 2
28822 | 32091 | FL | FRCCc | Hot or very hot | FRCCc_Hot or very hot_1A/2A | 2
28823 | 32140 | FL | FRCCc | Hot or very hot | FRCCc_Hot or very hot_1A/2A | 2
28824 | 32160 | FL | FRCCc | Hot or very hot | FRCCc_Hot or very hot_1A/2A | 2
28825 | 32234 | FL | FRCCc | Hot or very hot | FRCCc_Hot or very hot_1A/2A | 2
28826 | 32656 | FL | FRCCc | Hot or very hot | FRCCc_Hot or very hot_1A/2A | 2
28827 | 32666 | FL | FRCCc | Hot or very hot | FRCCc_Hot or very hot_1A/2A | 2
28828 | 32004 | FL | FRCCc | Hot or very hot | FRCCc_Hot or very hot_1A/2A | 2
28829 | 32033 | FL | FRCCc | Hot or very hot | FRCCc_Hot or very hot_1A/2A | 2
28830 | 32080 | FL | FRCCc | Hot or very hot | FRCCc_Hot or very hot_1A/2A | 2
28831 | 32081 | FL | FRCCc | Hot or very hot | FRCCc_Hot or very hot_1A/2A | 2
28832 | 32082 | FL | FRCCc | Hot or very hot | FRCCc_Hot or very hot_1A/2A | 2
28833 | 32084 | FL | FRCCc | Hot or very hot | FRCCc_Hot or very hot_1A/2A | 2
28834 | 32085 | FL | FRCCc | Hot or very hot | FRCCc_Hot or very hot_1A/2A | 2
28835 | 32086 | FL | FRCCc | Hot or very hot | FRCCc_Hot or very hot_1A/2A | 2
28836 | 32092 | FL | FRCCc | Hot or very hot | FRCCc_Hot or very hot_1A/2A | 2
28837 | 32095 | FL | FRCCc | Hot or very hot | FRCCc_Hot or very hot_1A/2A | 2
28838 | 32131 | FL | FRCCc | Hot or very hot | FRCCc_Hot or very hot_1A/2A | 2
28839 | 32145 | FL | FRCCc | Hot or very hot | FRCCc_Hot or very hot_1A/2A | 2
28840 | 32224 | FL | FRCCc | Hot or very hot | FRCCc_Hot or very hot_1A/2A | 2
28841 | 32250 | FL | FRCCc | Hot or very hot | FRCCc_Hot or very hot_1A/2A | 2
28842 | 32259 | FL | FRCCc | Hot or very hot | FRCCc_Hot or very hot_1A/2A | 2
28843 | 32260 | FL | FRCCc | Hot or very hot | FRCCc_Hot or very hot_1A/2A | 2
28844 | 32007 | FL | FRCCc | Hot or very hot | FRCCc_Hot or very hot_1A/2A | 2
28845 | 32112 | FL | FRCCc | Hot or very hot | FRCCc_Hot or very hot_1A/2A | 2
28846 | 32134 | FL | FRCCc | Hot or very hot | FRCCc_Hot or very hot_1A/2A | 2
28847 | 32138 | FL | FRCCc | Hot or very hot | FRCCc_Hot or very hot_1A/2A | 2
28848 | 32139 | FL | FRCCc | Hot or very hot | FRCCc_Hot or very hot_1A/2A | 2
28849 | 32147 | FL | FRCCc | Hot or very hot | FRCCc_Hot or very hot_1A/2A | 2
28850 | 32148 | FL | FRCCc | Hot or very hot | FRCCc_Hot or very hot_1A/2A | 2
28851 | 32177 | FL | FRCCc | Hot or very hot | FRCCc_Hot or very hot_1A/2A | 2
28852 | 32178 | FL | FRCCc | Hot or very hot | FRCCc_Hot or very hot_1A/2A | 2
28853 | 32181 | FL | FRCCc | Hot or very hot | FRCCc_Hot or very hot_1A/2A | 2
28854 | 32185 | FL | FRCCc | Hot or very hot | FRCCc_Hot or very hot_1A/2A | 2
28855 | 32187 | FL | FRCCc | Hot or very hot | FRCCc_Hot or very hot_1A/2A | 2
28856 | 32189 | FL | FRCCc | Hot or very hot | FRCCc_Hot or very hot_1A/2A | 2
28857 | 32193 | FL | FRCCc | Hot or very hot | FRCCc_Hot or very hot_1A/2A | 2
28858 | 32640 | FL | FRCCc | Hot or very hot | FRCCc_Hot or very hot_1A/2A | 2
28859 | 32008 | FL | FRCCc | Hot or very hot | FRCCc_Hot or very hot_1A/2A | 2
28860 | 32024 | FL | FRCCc | Hot or very hot | FRCCc_Hot or very hot_1A/2A | 2
28861 | 32038 | FL | FRCCc | Hot or very hot | FRCCc_Hot or very hot_1A/2A | 2
28862 | 32055 | FL | FRCCc | Hot or very hot | FRCCc_Hot or very hot_1A/2A | 2
28863 | 32060 | FL | FRCCc | Hot or very hot | FRCCc_Hot or very hot_1A/2A | 2
28864 | 32062 | FL | FRCCc | Hot or very hot | FRCCc_Hot or very hot_1A/2A | 2
28865 | 32064 | FL | FRCCc | Hot or very hot | FRCCc_Hot or very hot_1A/2A | 2
28866 | 32071 | FL | FRCCc | Hot or very hot | FRCCc_Hot or very hot_1A/2A | 2
28867 | 32094 | FL | FRCCc | Hot or very hot | FRCCc_Hot or very hot_1A/2A | 2
28868 | 32096 | FL | FRCCc | Hot or very hot | FRCCc_Hot or very hot_1A/2A | 2
28869 | 32359 | FL | FRCCc | Hot or very hot | FRCCc_Hot or very hot_1A/2A | 2
28870 | 32628 | FL | FRCCc | Hot or very hot | FRCCc_Hot or very hot_1A/2A | 2
28871 | 32648 | FL | FRCCc | Hot or very hot | FRCCc_Hot or very hot_1A/2A | 2
28872 | 32680 | FL | FRCCc | Hot or very hot | FRCCc_Hot or very hot_1A/2A | 2
28873 | 32692 | FL | FRCCc | Hot or very hot | FRCCc_Hot or very hot_1A/2A | 2
28874 | 32619 | FL | FRCCc | Hot or very hot | FRCCc_Hot or very hot_1A/2A | 2
28875 | 32643 | FL | FRCCc | Hot or very hot | FRCCc_Hot or very hot_1A/2A | 2
28876 | 32669 | FL | FRCCc | Hot or very hot | FRCCc_Hot or very hot_1A/2A | 2
28877 | 32693 | FL | FRCCc | Hot or very hot | FRCCc_Hot or very hot_1A/2A | 2
28878 | 32013 | FL | FRCCc | Hot or very hot | FRCCc_Hot or very hot_1A/2A | 2
28879 | 32066 | FL | FRCCc | Hot or very hot | FRCCc_Hot or very hot_1A/2A | 2
28880 | 32009 | FL | FRCCc | Hot or very hot | FRCCc_Hot or very hot_1A/2A | 2
28881 | 32011 | FL | FRCCc | Hot or very hot | FRCCc_Hot or very hot_1A/2A | 2
28882 | 32034 | FL | FRCCc | Hot or very hot | FRCCc_Hot or very hot_1A/2A | 2
28883 | 32035 | FL | FRCCc | Hot or very hot | FRCCc_Hot or very hot_1A/2A | 2
28884 | 32041 | FL | FRCCc | Hot or very hot | FRCCc_Hot or very hot_1A/2A | 2
28885 | 32046 | FL | FRCCc | Hot or very hot | FRCCc_Hot or very hot_1A/2A | 2
28886 | 32097 | FL | FRCCc | Hot or very hot | FRCCc_Hot or very hot_1A/2A | 2
28887 | 32025 | FL | FRCCc | Hot or very hot | FRCCc_Hot or very hot_1A/2A | 2
28888 | 32056 | FL | FRCCc | Hot or very hot | FRCCc_Hot or very hot_1A/2A | 2
28889 | 32061 | FL | FRCCc | Hot or very hot | FRCCc_Hot or very hot_1A/2A | 2
28890 | 32040 | FL | FRCCc | Hot or very hot | FRCCc_Hot or very hot_1A/2A | 2
28891 | 32063 | FL | FRCCc | Hot or very hot | FRCCc_Hot or very hot_1A/2A | 2
28892 | 32087 | FL | FRCCc | Hot or very hot | FRCCc_Hot or very hot_1A/2A | 2
28893 | 32042 | FL | FRCCc | Hot or very hot | FRCCc_Hot or very hot_1A/2A | 2
28894 | 32044 | FL | FRCCc | Hot or very hot | FRCCc_Hot or very hot_1A/2A | 2
28895 | 32054 | FL | FRCCc | Hot or very hot | FRCCc_Hot or very hot_1A/2A | 2
28896 | 32083 | FL | FRCCc | Hot or very hot | FRCCc_Hot or very hot_1A/2A | 2
28897 | 32609 | FL | FRCCc | Hot or very hot | FRCCc_Hot or very hot_1A/2A | 2
28898 | 32622 | FL | FRCCc | Hot or very hot | FRCCc_Hot or very hot_1A/2A | 2
28899 | 32601 | FL | FRCCc | Hot or very hot | FRCCc_Hot or very hot_1A/2A | 2
28900 | 32603 | FL | FRCCc | Hot or very hot | FRCCc_Hot or very hot_1A/2A | 2
28901 | 32604 | FL | FRCCc | Hot or very hot | FRCCc_Hot or very hot_1A/2A | 2
28902 | 32605 | FL | FRCCc | Hot or very hot | FRCCc_Hot or very hot_1A/2A | 2
28903 | 32606 | FL | FRCCc | Hot or very hot | FRCCc_Hot or very hot_1A/2A | 2
28904 | 32607 | FL | FRCCc | Hot or very hot | FRCCc_Hot or very hot_1A/2A | 2
28905 | 32608 | FL | FRCCc | Hot or very hot | FRCCc_Hot or very hot_1A/2A | 2
28906 | 32610 | FL | FRCCc | Hot or very hot | FRCCc_Hot or very hot_1A/2A | 2
28907 | 32611 | FL | FRCCc | Hot or very hot | FRCCc_Hot or very hot_1A/2A | 2
28908 | 32612 | FL | FRCCc | Hot or very hot | FRCCc_Hot or very hot_1A/2A | 2
28909 | 32614 | FL | FRCCc | Hot or very hot | FRCCc_Hot or very hot_1A/2A | 2
28910 | 32615 | FL | FRCCc | Hot or very hot | FRCCc_Hot or very hot_1A/2A | 2
28911 | 32616 | FL | FRCCc | Hot or very hot | FRCCc_Hot or very hot_1A/2A | 2
28912 | 32618 | FL | FRCCc | Hot or very hot | FRCCc_Hot or very hot_1A/2A | 2
28913 | 32627 | FL | FRCCc | Hot or very hot | FRCCc_Hot or very hot_1A/2A | 2
28914 | 32631 | FL | FRCCc | Hot or very hot | FRCCc_Hot or very hot_1A/2A | 2
28915 | 32633 | FL | FRCCc | Hot or very hot | FRCCc_Hot or very hot_1A/2A | 2
28916 | 32635 | FL | FRCCc | Hot or very hot | FRCCc_Hot or very hot_1A/2A | 2
28917 | 32641 | FL | FRCCc | Hot or very hot | FRCCc_Hot or very hot_1A/2A | 2
28918 | 32653 | FL | FRCCc | Hot or very hot | FRCCc_Hot or very hot_1A/2A | 2
28919 | 32654 | FL | FRCCc | Hot or very hot | FRCCc_Hot or very hot_1A/2A | 2
28920 | 32655 | FL | FRCCc | Hot or very hot | FRCCc_Hot or very hot_1A/2A | 2
28921 | 32658 | FL | FRCCc | Hot or very hot | FRCCc_Hot or very hot_1A/2A | 2
28922 | 32662 | FL | FRCCc | Hot or very hot | FRCCc_Hot or very hot_1A/2A | 2
28923 | 32667 | FL | FRCCc | Hot or very hot | FRCCc_Hot or very hot_1A/2A | 2
28924 | 32694 | FL | FRCCc | Hot or very hot | FRCCc_Hot or very hot_1A/2A | 2
28925 | 32696 | FL | FRCCc | Hot or very hot | FRCCc_Hot or very hot_1A/2A | 2
28926 | 32052 | FL | FRCCc | Hot or very hot | FRCCc_Hot or very hot_1A/2A | 2
28927 | 32053 | FL | FRCCc | Hot or very hot | FRCCc_Hot or very hot_1A/2A | 2
28928 | 32697 | FL | FRCCc | Hot or very hot | FRCCc_Hot or very hot_1A/2A | 2
28929 | 32059 | FL | FRCCc | Hot or very hot | FRCCc_Hot or very hot_1A/2A | 2
28930 | 32331 | FL | FRCCc | Hot or very hot | FRCCc_Hot or very hot_1A/2A | 2
28931 | 32336 | FL | FRCCc | Hot or very hot | FRCCc_Hot or very hot_1A/2A | 2
28932 | 32340 | FL | FRCCc | Hot or very hot | FRCCc_Hot or very hot_1A/2A | 2
28933 | 32350 | FL | FRCCc | Hot or very hot | FRCCc_Hot or very hot_1A/2A | 2
28934 | 32110 | FL | FRCCc | Hot or very hot | FRCCc_Hot or very hot_1A/2A | 2
28935 | 32135 | FL | FRCCc | Hot or very hot | FRCCc_Hot or very hot_1A/2A | 2
28936 | 32136 | FL | FRCCc | Hot or very hot | FRCCc_Hot or very hot_1A/2A | 2
28937 | 32137 | FL | FRCCc | Hot or very hot | FRCCc_Hot or very hot_1A/2A | 2
28938 | 32143 | FL | FRCCc | Hot or very hot | FRCCc_Hot or very hot_1A/2A | 2
28939 | 32164 | FL | FRCCc | Hot or very hot | FRCCc_Hot or very hot_1A/2A | 2
28940 | 32174 | FL | FRCCc | Hot or very hot | FRCCc_Hot or very hot_1A/2A | 2
28941 | 32099 | FL | FRCCc | Hot or very hot | FRCCc_Hot or very hot_1A/2A | 2
28942 | 32202 | FL | FRCCc | Hot or very hot | FRCCc_Hot or very hot_1A/2A | 2
28943 | 32203 | FL | FRCCc | Hot or very hot | FRCCc_Hot or very hot_1A/2A | 2
28944 | 32204 | FL | FRCCc | Hot or very hot | FRCCc_Hot or very hot_1A/2A | 2
28945 | 32205 | FL | FRCCc | Hot or very hot | FRCCc_Hot or very hot_1A/2A | 2
28946 | 32206 | FL | FRCCc | Hot or very hot | FRCCc_Hot or very hot_1A/2A | 2
28947 | 32207 | FL | FRCCc | Hot or very hot | FRCCc_Hot or very hot_1A/2A | 2
28948 | 32208 | FL | FRCCc | Hot or very hot | FRCCc_Hot or very hot_1A/2A | 2
28949 | 32209 | FL | FRCCc | Hot or very hot | FRCCc_Hot or very hot_1A/2A | 2
28950 | 32210 | FL | FRCCc | Hot or very hot | FRCCc_Hot or very hot_1A/2A | 2
28951 | 32211 | FL | FRCCc | Hot or very hot | FRCCc_Hot or very hot_1A/2A | 2
28952 | 32212 | FL | FRCCc | Hot or very hot | FRCCc_Hot or very hot_1A/2A | 2
28953 | 32214 | FL | FRCCc | Hot or very hot | FRCCc_Hot or very hot_1A/2A | 2
28954 | 32216 | FL | FRCCc | Hot or very hot | FRCCc_Hot or very hot_1A/2A | 2
28955 | 32217 | FL | FRCCc | Hot or very hot | FRCCc_Hot or very hot_1A/2A | 2
28956 | 32218 | FL | FRCCc | Hot or very hot | FRCCc_Hot or very hot_1A/2A | 2
28957 | 32219 | FL | FRCCc | Hot or very hot | FRCCc_Hot or very hot_1A/2A | 2
28958 | 32220 | FL | FRCCc | Hot or very hot | FRCCc_Hot or very hot_1A/2A | 2
28959 | 32221 | FL | FRCCc | Hot or very hot | FRCCc_Hot or very hot_1A/2A | 2
28960 | 32222 | FL | FRCCc | Hot or very hot | FRCCc_Hot or very hot_1A/2A | 2
28961 | 32223 | FL | FRCCc | Hot or very hot | FRCCc_Hot or very hot_1A/2A | 2
28962 | 32225 | FL | FRCCc | Hot or very hot | FRCCc_Hot or very hot_1A/2A | 2
28963 | 32226 | FL | FRCCc | Hot or very hot | FRCCc_Hot or very hot_1A/2A | 2
28964 | 32227 | FL | FRCCc | Hot or very hot | FRCCc_Hot or very hot_1A/2A | 2
28965 | 32228 | FL | FRCCc | Hot or very hot | FRCCc_Hot or very hot_1A/2A | 2
28966 | 32229 | FL | FRCCc | Hot or very hot | FRCCc_Hot or very hot_1A/2A | 2
28967 | 32233 | FL | FRCCc | Hot or very hot | FRCCc_Hot or very hot_1A/2A | 2
28968 | 32235 | FL | FRCCc | Hot or very hot | FRCCc_Hot or very hot_1A/2A | 2
28969 | 32236 | FL | FRCCc | Hot or very hot | FRCCc_Hot or very hot_1A/2A | 2
28970 | 32238 | FL | FRCCc | Hot or very hot | FRCCc_Hot or very hot_1A/2A | 2
28971 | 32239 | FL | FRCCc | Hot or very hot | FRCCc_Hot or very hot_1A/2A | 2
28972 | 32240 | FL | FRCCc | Hot or very hot | FRCCc_Hot or very hot_1A/2A | 2
28973 | 32241 | FL | FRCCc | Hot or very hot | FRCCc_Hot or very hot_1A/2A | 2
28974 | 32244 | FL | FRCCc | Hot or very hot | FRCCc_Hot or very hot_1A/2A | 2
28975 | 32245 | FL | FRCCc | Hot or very hot | FRCCc_Hot or very hot_1A/2A | 2
28976 | 32246 | FL | FRCCc | Hot or very hot | FRCCc_Hot or very hot_1A/2A | 2
28977 | 32247 | FL | FRCCc | Hot or very hot | FRCCc_Hot or very hot_1A/2A | 2
28978 | 32254 | FL | FRCCc | Hot or very hot | FRCCc_Hot or very hot_1A/2A | 2
28979 | 32255 | FL | FRCCc | Hot or very hot | FRCCc_Hot or very hot_1A/2A | 2
28980 | 32256 | FL | FRCCc | Hot or very hot | FRCCc_Hot or very hot_1A/2A | 2
28981 | 32257 | FL | FRCCc | Hot or very hot | FRCCc_Hot or very hot_1A/2A | 2
28982 | 32258 | FL | FRCCc | Hot or very hot | FRCCc_Hot or very hot_1A/2A | 2
28983 | 32266 | FL | FRCCc | Hot or very hot | FRCCc_Hot or very hot_1A/2A | 2
28984 | 32277 | FL | FRCCc | Hot or very hot | FRCCc_Hot or very hot_1A/2A | 2
28985 | 32102 | FL | FRCCc | Hot or very hot | FRCCc_Hot or very hot_1A/2A | 2
28986 | 32105 | FL | FRCCc | Hot or very hot | FRCCc_Hot or very hot_1A/2A | 2
28987 | 32114 | FL | FRCCc | Hot or very hot | FRCCc_Hot or very hot_1A/2A | 2
28988 | 32115 | FL | FRCCc | Hot or very hot | FRCCc_Hot or very hot_1A/2A | 2
28989 | 32117 | FL | FRCCc | Hot or very hot | FRCCc_Hot or very hot_1A/2A | 2
28990 | 32118 | FL | FRCCc | Hot or very hot | FRCCc_Hot or very hot_1A/2A | 2
28991 | 32119 | FL | FRCCc | Hot or very hot | FRCCc_Hot or very hot_1A/2A | 2
28992 | 32120 | FL | FRCCc | Hot or very hot | FRCCc_Hot or very hot_1A/2A | 2
28993 | 32121 | FL | FRCCc | Hot or very hot | FRCCc_Hot or very hot_1A/2A | 2
28994 | 32122 | FL | FRCCc | Hot or very hot | FRCCc_Hot or very hot_1A/2A | 2
28995 | 32124 | FL | FRCCc | Hot or very hot | FRCCc_Hot or very hot_1A/2A | 2
28996 | 32125 | FL | FRCCc | Hot or very hot | FRCCc_Hot or very hot_1A/2A | 2
28997 | 32126 | FL | FRCCc | Hot or very hot | FRCCc_Hot or very hot_1A/2A | 2
28998 | 32127 | FL | FRCCc | Hot or very hot | FRCCc_Hot or very hot_1A/2A | 2
28999 | 32128 | FL | FRCCc | Hot or very hot | FRCCc_Hot or very hot_1A/2A | 2
29000 | 32129 | FL | FRCCc | Hot or very hot | FRCCc_Hot or very hot_1A/2A | 2
29001 | 32130 | FL | FRCCc | Hot or very hot | FRCCc_Hot or very hot_1A/2A | 2
29002 | 32132 | FL | FRCCc | Hot or very hot | FRCCc_Hot or very hot_1A/2A | 2
29003 | 32141 | FL | FRCCc | Hot or very hot | FRCCc_Hot or very hot_1A/2A | 2
29004 | 32168 | FL | FRCCc | Hot or very hot | FRCCc_Hot or very hot_1A/2A | 2
29005 | 32169 | FL | FRCCc | Hot or very hot | FRCCc_Hot or very hot_1A/2A | 2
29006 | 32170 | FL | FRCCc | Hot or very hot | FRCCc_Hot or very hot_1A/2A | 2
29007 | 32173 | FL | FRCCc | Hot or very hot | FRCCc_Hot or very hot_1A/2A | 2
29008 | 32175 | FL | FRCCc | Hot or very hot | FRCCc_Hot or very hot_1A/2A | 2
29009 | 32176 | FL | FRCCc | Hot or very hot | FRCCc_Hot or very hot_1A/2A | 2
29010 | 32180 | FL | FRCCc | Hot or very hot | FRCCc_Hot or very hot_1A/2A | 2
29011 | 32190 | FL | FRCCc | Hot or very hot | FRCCc_Hot or very hot_1A/2A | 2
29012 | 32198 | FL | FRCCc | Hot or very hot | FRCCc_Hot or very hot_1A/2A | 2
29013 | 32706 | FL | FRCCc | Hot or very hot | FRCCc_Hot or very hot_1A/2A | 2
29014 | 32713 | FL | FRCCc | Hot or very hot | FRCCc_Hot or very hot_1A/2A | 2
29015 | 32720 | FL | FRCCc | Hot or very hot | FRCCc_Hot or very hot_1A/2A | 2
29016 | 32721 | FL | FRCCc | Hot or very hot | FRCCc_Hot or very hot_1A/2A | 2
29017 | 32723 | FL | FRCCc | Hot or very hot | FRCCc_Hot or very hot_1A/2A | 2
29018 | 32724 | FL | FRCCc | Hot or very hot | FRCCc_Hot or very hot_1A/2A | 2
29019 | 32725 | FL | FRCCc | Hot or very hot | FRCCc_Hot or very hot_1A/2A | 2
29020 | 32728 | FL | FRCCc | Hot or very hot | FRCCc_Hot or very hot_1A/2A | 2
29021 | 32732 | FL | FRCCc | Hot or very hot | FRCCc_Hot or very hot_1A/2A | 2
29022 | 32738 | FL | FRCCc | Hot or very hot | FRCCc_Hot or very hot_1A/2A | 2
29023 | 32739 | FL | FRCCc | Hot or very hot | FRCCc_Hot or very hot_1A/2A | 2
29024 | 32744 | FL | FRCCc | Hot or very hot | FRCCc_Hot or very hot_1A/2A | 2
29025 | 32753 | FL | FRCCc | Hot or very hot | FRCCc_Hot or very hot_1A/2A | 2
29026 | 32754 | FL | FRCCc | Hot or very hot | FRCCc_Hot or very hot_1A/2A | 2
29027 | 32759 | FL | FRCCc | Hot or very hot | FRCCc_Hot or very hot_1A/2A | 2
29028 | 32763 | FL | FRCCc | Hot or very hot | FRCCc_Hot or very hot_1A/2A | 2
29029 | 32764 | FL | FRCCc | Hot or very hot | FRCCc_Hot or very hot_1A/2A | 2
29030 | 32774 | FL | FRCCc | Hot or very hot | FRCCc_Hot or very hot_1A/2A | 2
29031 | 32158 | FL | FRCCc | Hot or very hot | FRCCc_Hot or very hot_1A/2A | 2
29032 | 32159 | FL | FRCCc | Hot or very hot | FRCCc_Hot or very hot_1A/2A | 2
29033 | 32162 | FL | FRCCc | Hot or very hot | FRCCc_Hot or very hot_1A/2A | 2
29034 | 32163 | FL | FRCCc | Hot or very hot | FRCCc_Hot or very hot_1A/2A | 2
29035 | 32195 | FL | FRCCc | Hot or very hot | FRCCc_Hot or very hot_1A/2A | 2
29036 | 32702 | FL | FRCCc | Hot or very hot | FRCCc_Hot or very hot_1A/2A | 2
29037 | 32726 | FL | FRCCc | Hot or very hot | FRCCc_Hot or very hot_1A/2A | 2
29038 | 32727 | FL | FRCCc | Hot or very hot | FRCCc_Hot or very hot_1A/2A | 2
29039 | 32735 | FL | FRCCc | Hot or very hot | FRCCc_Hot or very hot_1A/2A | 2
29040 | 32736 | FL | FRCCc | Hot or very hot | FRCCc_Hot or very hot_1A/2A | 2
29041 | 32756 | FL | FRCCc | Hot or very hot | FRCCc_Hot or very hot_1A/2A | 2
29042 | 32757 | FL | FRCCc | Hot or very hot | FRCCc_Hot or very hot_1A/2A | 2
29043 | 32767 | FL | FRCCc | Hot or very hot | FRCCc_Hot or very hot_1A/2A | 2
29044 | 32776 | FL | FRCCc | Hot or very hot | FRCCc_Hot or very hot_1A/2A | 2
29045 | 32778 | FL | FRCCc | Hot or very hot | FRCCc_Hot or very hot_1A/2A | 2
29046 | 32784 | FL | FRCCc | Hot or very hot | FRCCc_Hot or very hot_1A/2A | 2
29047 | 34705 | FL | FRCCc | Hot or very hot | FRCCc_Hot or very hot_1A/2A | 2
29048 | 34711 | FL | FRCCc | Hot or very hot | FRCCc_Hot or very hot_1A/2A | 2
29049 | 34712 | FL | FRCCc | Hot or very hot | FRCCc_Hot or very hot_1A/2A | 2
29050 | 34713 | FL | FRCCc | Hot or very hot | FRCCc_Hot or very hot_1A/2A | 2
29051 | 34714 | FL | FRCCc | Hot or very hot | FRCCc_Hot or very hot_1A/2A | 2
29052 | 34715 | FL | FRCCc | Hot or very hot | FRCCc_Hot or very hot_1A/2A | 2
29053 | 34729 | FL | FRCCc | Hot or very hot | FRCCc_Hot or very hot_1A/2A | 2
29054 | 34731 | FL | FRCCc | Hot or very hot | FRCCc_Hot or very hot_1A/2A | 2
29055 | 34736 | FL | FRCCc | Hot or very hot | FRCCc_Hot or very hot_1A/2A | 2
29056 | 34737 | FL | FRCCc | Hot or very hot | FRCCc_Hot or very hot_1A/2A | 2
29057 | 34748 | FL | FRCCc | Hot or very hot | FRCCc_Hot or very hot_1A/2A | 2
29058 | 34749 | FL | FRCCc | Hot or very hot | FRCCc_Hot or very hot_1A/2A | 2
29059 | 34753 | FL | FRCCc | Hot or very hot | FRCCc_Hot or very hot_1A/2A | 2
29060 | 34755 | FL | FRCCc | Hot or very hot | FRCCc_Hot or very hot_1A/2A | 2
29061 | 34756 | FL | FRCCc | Hot or very hot | FRCCc_Hot or very hot_1A/2A | 2
29062 | 34762 | FL | FRCCc | Hot or very hot | FRCCc_Hot or very hot_1A/2A | 2
29063 | 34787 | FL | FRCCc | Hot or very hot | FRCCc_Hot or very hot_1A/2A | 2
29064 | 34788 | FL | FRCCc | Hot or very hot | FRCCc_Hot or very hot_1A/2A | 2
29065 | 34789 | FL | FRCCc | Hot or very hot | FRCCc_Hot or very hot_1A/2A | 2
29066 | 34797 | FL | FRCCc | Hot or very hot | FRCCc_Hot or very hot_1A/2A | 2
29067 | 32111 | FL | FRCCc | Hot or very hot | FRCCc_Hot or very hot_1A/2A | 2
29068 | 32113 | FL | FRCCc | Hot or very hot | FRCCc_Hot or very hot_1A/2A | 2
29069 | 32133 | FL | FRCCc | Hot or very hot | FRCCc_Hot or very hot_1A/2A | 2
29070 | 32179 | FL | FRCCc | Hot or very hot | FRCCc_Hot or very hot_1A/2A | 2
29071 | 32182 | FL | FRCCc | Hot or very hot | FRCCc_Hot or very hot_1A/2A | 2
29072 | 32183 | FL | FRCCc | Hot or very hot | FRCCc_Hot or very hot_1A/2A | 2
29073 | 32192 | FL | FRCCc | Hot or very hot | FRCCc_Hot or very hot_1A/2A | 2
29074 | 32617 | FL | FRCCc | Hot or very hot | FRCCc_Hot or very hot_1A/2A | 2
29075 | 32634 | FL | FRCCc | Hot or very hot | FRCCc_Hot or very hot_1A/2A | 2
29076 | 32663 | FL | FRCCc | Hot or very hot | FRCCc_Hot or very hot_1A/2A | 2
29077 | 32664 | FL | FRCCc | Hot or very hot | FRCCc_Hot or very hot_1A/2A | 2
29078 | 32668 | FL | FRCCc | Hot or very hot | FRCCc_Hot or very hot_1A/2A | 2
29079 | 32681 | FL | FRCCc | Hot or very hot | FRCCc_Hot or very hot_1A/2A | 2
29080 | 32686 | FL | FRCCc | Hot or very hot | FRCCc_Hot or very hot_1A/2A | 2
29081 | 34420 | FL | FRCCc | Hot or very hot | FRCCc_Hot or very hot_1A/2A | 2
29082 | 34421 | FL | FRCCc | Hot or very hot | FRCCc_Hot or very hot_1A/2A | 2
29083 | 34430 | FL | FRCCc | Hot or very hot | FRCCc_Hot or very hot_1A/2A | 2
29084 | 34431 | FL | FRCCc | Hot or very hot | FRCCc_Hot or very hot_1A/2A | 2
29085 | 34432 | FL | FRCCc | Hot or very hot | FRCCc_Hot or very hot_1A/2A | 2
29086 | 34470 | FL | FRCCc | Hot or very hot | FRCCc_Hot or very hot_1A/2A | 2
29087 | 34471 | FL | FRCCc | Hot or very hot | FRCCc_Hot or very hot_1A/2A | 2
29088 | 34472 | FL | FRCCc | Hot or very hot | FRCCc_Hot or very hot_1A/2A | 2
29089 | 34473 | FL | FRCCc | Hot or very hot | FRCCc_Hot or very hot_1A/2A | 2
29090 | 34474 | FL | FRCCc | Hot or very hot | FRCCc_Hot or very hot_1A/2A | 2
29091 | 34475 | FL | FRCCc | Hot or very hot | FRCCc_Hot or very hot_1A/2A | 2
29092 | 34476 | FL | FRCCc | Hot or very hot | FRCCc_Hot or very hot_1A/2A | 2
29093 | 34477 | FL | FRCCc | Hot or very hot | FRCCc_Hot or very hot_1A/2A | 2
29094 | 34478 | FL | FRCCc | Hot or very hot | FRCCc_Hot or very hot_1A/2A | 2
29095 | 34479 | FL | FRCCc | Hot or very hot | FRCCc_Hot or very hot_1A/2A | 2
29096 | 34480 | FL | FRCCc | Hot or very hot | FRCCc_Hot or very hot_1A/2A | 2
29097 | 34481 | FL | FRCCc | Hot or very hot | FRCCc_Hot or very hot_1A/2A | 2
29098 | 34482 | FL | FRCCc | Hot or very hot | FRCCc_Hot or very hot_1A/2A | 2
29099 | 34483 | FL | FRCCc | Hot or very hot | FRCCc_Hot or very hot_1A/2A | 2
29100 | 34484 | FL | FRCCc | Hot or very hot | FRCCc_Hot or very hot_1A/2A | 2
29101 | 34488 | FL | FRCCc | Hot or very hot | FRCCc_Hot or very hot_1A/2A | 2
29102 | 34489 | FL | FRCCc | Hot or very hot | FRCCc_Hot or very hot_1A/2A | 2
29103 | 34491 | FL | FRCCc | Hot or very hot | FRCCc_Hot or very hot_1A/2A | 2
29104 | 34492 | FL | FRCCc | Hot or very hot | FRCCc_Hot or very hot_1A/2A | 2
29105 | 33513 | FL | FRCCc | Hot or very hot | FRCCc_Hot or very hot_1A/2A | 2
29106 | 33514 | FL | FRCCc | Hot or very hot | FRCCc_Hot or very hot_1A/2A | 2
29107 | 33521 | FL | FRCCc | Hot or very hot | FRCCc_Hot or very hot_1A/2A | 2
29108 | 33538 | FL | FRCCc | Hot or very hot | FRCCc_Hot or very hot_1A/2A | 2
29109 | 33585 | FL | FRCCc | Hot or very hot | FRCCc_Hot or very hot_1A/2A | 2
29110 | 33597 | FL | FRCCc | Hot or very hot | FRCCc_Hot or very hot_1A/2A | 2
29111 | 34785 | FL | FRCCc | Hot or very hot | FRCCc_Hot or very hot_1A/2A | 2
29112 | 32301 | FL | FRCCc | Hot or very hot | FRCCc_Hot or very hot_1A/2A | 2
29113 | 32302 | FL | FRCCc | Hot or very hot | FRCCc_Hot or very hot_1A/2A | 2
29114 | 32303 | FL | FRCCc | Hot or very hot | FRCCc_Hot or very hot_1A/2A | 2
29115 | 32304 | FL | FRCCc | Hot or very hot | FRCCc_Hot or very hot_1A/2A | 2
29116 | 32305 | FL | FRCCc | Hot or very hot | FRCCc_Hot or very hot_1A/2A | 2
29117 | 32306 | FL | FRCCc | Hot or very hot | FRCCc_Hot or very hot_1A/2A | 2
29118 | 32307 | FL | FRCCc | Hot or very hot | FRCCc_Hot or very hot_1A/2A | 2
29119 | 32308 | FL | FRCCc | Hot or very hot | FRCCc_Hot or very hot_1A/2A | 2
29120 | 32309 | FL | FRCCc | Hot or very hot | FRCCc_Hot or very hot_1A/2A | 2
29121 | 32310 | FL | FRCCc | Hot or very hot | FRCCc_Hot or very hot_1A/2A | 2
29122 | 32311 | FL | FRCCc | Hot or very hot | FRCCc_Hot or very hot_1A/2A | 2
29123 | 32312 | FL | FRCCc | Hot or very hot | FRCCc_Hot or very hot_1A/2A | 2
29124 | 32313 | FL | FRCCc | Hot or very hot | FRCCc_Hot or very hot_1A/2A | 2
29125 | 32314 | FL | FRCCc | Hot or very hot | FRCCc_Hot or very hot_1A/2A | 2
29126 | 32315 | FL | FRCCc | Hot or very hot | FRCCc_Hot or very hot_1A/2A | 2
29127 | 32316 | FL | FRCCc | Hot or very hot | FRCCc_Hot or very hot_1A/2A | 2
29128 | 32317 | FL | FRCCc | Hot or very hot | FRCCc_Hot or very hot_1A/2A | 2
29129 | 32318 | FL | FRCCc | Hot or very hot | FRCCc_Hot or very hot_1A/2A | 2
29130 | 32327 | FL | FRCCc | Hot or very hot | FRCCc_Hot or very hot_1A/2A | 2
29131 | 32344 | FL | FRCCc | Hot or very hot | FRCCc_Hot or very hot_1A/2A | 2
29132 | 32362 | FL | FRCCc | Hot or very hot | FRCCc_Hot or very hot_1A/2A | 2
29133 | 32399 | FL | FRCCc | Hot or very hot | FRCCc_Hot or very hot_1A/2A | 2
29134 | 32337 | FL | FRCCc | Hot or very hot | FRCCc_Hot or very hot_1A/2A | 2
29135 | 32345 | FL | FRCCc | Hot or very hot | FRCCc_Hot or very hot_1A/2A | 2
29136 | 32361 | FL | FRCCc | Hot or very hot | FRCCc_Hot or very hot_1A/2A | 2
29137 | 32320 | FL | FRCCc | Hot or very hot | FRCCc_Hot or very hot_1A/2A | 2
29138 | 32321 | FL | FRCCc | Hot or very hot | FRCCc_Hot or very hot_1A/2A | 2
29139 | 32322 | FL | FRCCc | Hot or very hot | FRCCc_Hot or very hot_1A/2A | 2
29140 | 32328 | FL | FRCCc | Hot or very hot | FRCCc_Hot or very hot_1A/2A | 2
29141 | 32346 | FL | FRCCc | Hot or very hot | FRCCc_Hot or very hot_1A/2A | 2
29142 | 32358 | FL | FRCCc | Hot or very hot | FRCCc_Hot or very hot_1A/2A | 2
29143 | 32334 | FL | FRCCc | Hot or very hot | FRCCc_Hot or very hot_1A/2A | 2
29144 | 32351 | FL | FRCCc | Hot or very hot | FRCCc_Hot or very hot_1A/2A | 2
29145 | 32360 | FL | FRCCc | Hot or very hot | FRCCc_Hot or very hot_1A/2A | 2
29146 | 32324 | FL | FRCCc | Hot or very hot | FRCCc_Hot or very hot_1A/2A | 2
29147 | 32330 | FL | FRCCc | Hot or very hot | FRCCc_Hot or very hot_1A/2A | 2
29148 | 32332 | FL | FRCCc | Hot or very hot | FRCCc_Hot or very hot_1A/2A | 2
29149 | 32333 | FL | FRCCc | Hot or very hot | FRCCc_Hot or very hot_1A/2A | 2
29150 | 32343 | FL | FRCCc | Hot or very hot | FRCCc_Hot or very hot_1A/2A | 2
29151 | 32352 | FL | FRCCc | Hot or very hot | FRCCc_Hot or very hot_1A/2A | 2
29152 | 32326 | FL | FRCCc | Hot or very hot | FRCCc_Hot or very hot_1A/2A | 2
29153 | 32355 | FL | FRCCc | Hot or very hot | FRCCc_Hot or very hot_1A/2A | 2
29154 | 32347 | FL | FRCCc | Hot or very hot | FRCCc_Hot or very hot_1A/2A | 2
29155 | 32348 | FL | FRCCc | Hot or very hot | FRCCc_Hot or very hot_1A/2A | 2
29156 | 32356 | FL | FRCCc | Hot or very hot | FRCCc_Hot or very hot_1A/2A | 2
29157 | 32357 | FL | FRCCc | Hot or very hot | FRCCc_Hot or very hot_1A/2A | 2
29158 | 32401 | FL | SRSOc | Hot or very hot | SRSOc_Hot or very hot_2A | 2
29159 | 32402 | FL | SRSOc | Hot or very hot | SRSOc_Hot or very hot_2A | 2
29160 | 32403 | FL | SRSOc | Hot or very hot | SRSOc_Hot or very hot_2A | 2
29161 | 32404 | FL | SRSOc | Hot or very hot | SRSOc_Hot or very hot_2A | 2
29162 | 32405 | FL | SRSOc | Hot or very hot | SRSOc_Hot or very hot_2A | 2
29163 | 32406 | FL | SRSOc | Hot or very hot | SRSOc_Hot or very hot_2A | 2
29164 | 32407 | FL | SRSOc | Hot or very hot | SRSOc_Hot or very hot_2A | 2
29165 | 32408 | FL | SRSOc | Hot or very hot | SRSOc_Hot or very hot_2A | 2
29166 | 32409 | FL | SRSOc | Hot or very hot | SRSOc_Hot or very hot_2A | 2
29167 | 32410 | FL | SRSOc | Hot or very hot | SRSOc_Hot or very hot_2A | 2
29168 | 32411 | FL | SRSOc | Hot or very hot | SRSOc_Hot or very hot_2A | 2
29169 | 32413 | FL | SRSOc | Hot or very hot | SRSOc_Hot or very hot_2A | 2
29170 | 32417 | FL | SRSOc | Hot or very hot | SRSOc_Hot or very hot_2A | 2
29171 | 32428 | FL | SRSOc | Hot or very hot | SRSOc_Hot or very hot_2A | 2
29172 | 32437 | FL | SRSOc | Hot or very hot | SRSOc_Hot or very hot_2A | 2
29173 | 32438 | FL | SRSOc | Hot or very hot | SRSOc_Hot or very hot_2A | 2
29174 | 32444 | FL | SRSOc | Hot or very hot | SRSOc_Hot or very hot_2A | 2
29175 | 32456 | FL | SRSOc | Hot or very hot | SRSOc_Hot or very hot_2A | 2
29176 | 32462 | FL | SRSOc | Hot or very hot | SRSOc_Hot or very hot_2A | 2
29177 | 32465 | FL | SRSOc | Hot or very hot | SRSOc_Hot or very hot_2A | 2
29178 | 32466 | FL | SRSOc | Hot or very hot | SRSOc_Hot or very hot_2A | 2
29179 | 32422 | FL | SRSOc | Hot or very hot | SRSOc_Hot or very hot_2A | 2
29180 | 32433 | FL | SRSOc | Hot or very hot | SRSOc_Hot or very hot_2A | 2
29181 | 32435 | FL | SRSOc | Hot or very hot | SRSOc_Hot or very hot_2A | 2
29182 | 32439 | FL | SRSOc | Hot or very hot | SRSOc_Hot or very hot_2A | 2
29183 | 32455 | FL | SRSOc | Hot or very hot | SRSOc_Hot or very hot_2A | 2
29184 | 32459 | FL | SRSOc | Hot or very hot | SRSOc_Hot or very hot_2A | 2
29185 | 32461 | FL | SRSOc | Hot or very hot | SRSOc_Hot or very hot_2A | 2
29186 | 32464 | FL | SRSOc | Hot or very hot | SRSOc_Hot or very hot_2A | 2
29187 | 32538 | FL | SRSOc | Hot or very hot | SRSOc_Hot or very hot_2A | 2
29188 | 32539 | FL | SRSOc | Hot or very hot | SRSOc_Hot or very hot_2A | 2
29189 | 32550 | FL | SRSOc | Hot or very hot | SRSOc_Hot or very hot_2A | 2
29190 | 32567 | FL | SRSOc | Hot or very hot | SRSOc_Hot or very hot_2A | 2
29191 | 32578 | FL | SRSOc | Hot or very hot | SRSOc_Hot or very hot_2A | 2
29192 | 32420 | FL | SRSOc | Hot or very hot | SRSOc_Hot or very hot_2A | 2
29193 | 32425 | FL | SRSOc | Hot or very hot | SRSOc_Hot or very hot_2A | 2
29194 | 32427 | FL | SRSOc | Hot or very hot | SRSOc_Hot or very hot_2A | 2
29195 | 32431 | FL | SRSOc | Hot or very hot | SRSOc_Hot or very hot_2A | 2
29196 | 32463 | FL | SRSOc | Hot or very hot | SRSOc_Hot or very hot_2A | 2
29197 | 32423 | FL | SRSOc | Hot or very hot | SRSOc_Hot or very hot_2A | 2
29198 | 32426 | FL | SRSOc | Hot or very hot | SRSOc_Hot or very hot_2A | 2
29199 | 32432 | FL | SRSOc | Hot or very hot | SRSOc_Hot or very hot_2A | 2
29200 | 32440 | FL | SRSOc | Hot or very hot | SRSOc_Hot or very hot_2A | 2
29201 | 32442 | FL | SRSOc | Hot or very hot | SRSOc_Hot or very hot_2A | 2
29202 | 32443 | FL | SRSOc | Hot or very hot | SRSOc_Hot or very hot_2A | 2
29203 | 32445 | FL | SRSOc | Hot or very hot | SRSOc_Hot or very hot_2A | 2
29204 | 32446 | FL | SRSOc | Hot or very hot | SRSOc_Hot or very hot_2A | 2
29205 | 32447 | FL | SRSOc | Hot or very hot | SRSOc_Hot or very hot_2A | 2
29206 | 32448 | FL | SRSOc | Hot or very hot | SRSOc_Hot or very hot_2A | 2
29207 | 32460 | FL | SRSOc | Hot or very hot | SRSOc_Hot or very hot_2A | 2
29208 | 32421 | FL | SRSOc | Hot or very hot | SRSOc_Hot or very hot_2A | 2
29209 | 32424 | FL | SRSOc | Hot or very hot | SRSOc_Hot or very hot_2A | 2
29210 | 32430 | FL | SRSOc | Hot or very hot | SRSOc_Hot or very hot_2A | 2
29211 | 32449 | FL | SRSOc | Hot or very hot | SRSOc_Hot or very hot_2A | 2
29212 | 32501 | FL | SRSOc | Hot or very hot | SRSOc_Hot or very hot_2A | 2
29213 | 32502 | FL | SRSOc | Hot or very hot | SRSOc_Hot or very hot_2A | 2
29214 | 32503 | FL | SRSOc | Hot or very hot | SRSOc_Hot or very hot_2A | 2
29215 | 32504 | FL | SRSOc | Hot or very hot | SRSOc_Hot or very hot_2A | 2
29216 | 32505 | FL | SRSOc | Hot or very hot | SRSOc_Hot or very hot_2A | 2
29217 | 32506 | FL | SRSOc | Hot or very hot | SRSOc_Hot or very hot_2A | 2
29218 | 32507 | FL | SRSOc | Hot or very hot | SRSOc_Hot or very hot_2A | 2
29219 | 32508 | FL | SRSOc | Hot or very hot | SRSOc_Hot or very hot_2A | 2
29220 | 32509 | FL | SRSOc | Hot or very hot | SRSOc_Hot or very hot_2A | 2
29221 | 32511 | FL | SRSOc | Hot or very hot | SRSOc_Hot or very hot_2A | 2
29222 | 32512 | FL | SRSOc | Hot or very hot | SRSOc_Hot or very hot_2A | 2
29223 | 32513 | FL | SRSOc | Hot or very hot | SRSOc_Hot or very hot_2A | 2
29224 | 32514 | FL | SRSOc | Hot or very hot | SRSOc_Hot or very hot_2A | 2
29225 | 32516 | FL | SRSOc | Hot or very hot | SRSOc_Hot or very hot_2A | 2
29226 | 32520 | FL | SRSOc | Hot or very hot | SRSOc_Hot or very hot_2A | 2
29227 | 32522 | FL | SRSOc | Hot or very hot | SRSOc_Hot or very hot_2A | 2
29228 | 32523 | FL | SRSOc | Hot or very hot | SRSOc_Hot or very hot_2A | 2
29229 | 32524 | FL | SRSOc | Hot or very hot | SRSOc_Hot or very hot_2A | 2
29230 | 32526 | FL | SRSOc | Hot or very hot | SRSOc_Hot or very hot_2A | 2
29231 | 32533 | FL | SRSOc | Hot or very hot | SRSOc_Hot or very hot_2A | 2
29232 | 32534 | FL | SRSOc | Hot or very hot | SRSOc_Hot or very hot_2A | 2
29233 | 32535 | FL | SRSOc | Hot or very hot | SRSOc_Hot or very hot_2A | 2
29234 | 32559 | FL | SRSOc | Hot or very hot | SRSOc_Hot or very hot_2A | 2
29235 | 32560 | FL | SRSOc | Hot or very hot | SRSOc_Hot or very hot_2A | 2
29236 | 32561 | FL | SRSOc | Hot or very hot | SRSOc_Hot or very hot_2A | 2
29237 | 32568 | FL | SRSOc | Hot or very hot | SRSOc_Hot or very hot_2A | 2
29238 | 32577 | FL | SRSOc | Hot or very hot | SRSOc_Hot or very hot_2A | 2
29239 | 32591 | FL | SRSOc | Hot or very hot | SRSOc_Hot or very hot_2A | 2
29240 | 32530 | FL | SRSOc | Hot or very hot | SRSOc_Hot or very hot_2A | 2
29241 | 32531 | FL | SRSOc | Hot or very hot | SRSOc_Hot or very hot_2A | 2
29242 | 32562 | FL | SRSOc | Hot or very hot | SRSOc_Hot or very hot_2A | 2
29243 | 32563 | FL | SRSOc | Hot or very hot | SRSOc_Hot or very hot_2A | 2
29244 | 32564 | FL | SRSOc | Hot or very hot | SRSOc_Hot or very hot_2A | 2
29245 | 32565 | FL | SRSOc | Hot or very hot | SRSOc_Hot or very hot_2A | 2
29246 | 32566 | FL | SRSOc | Hot or very hot | SRSOc_Hot or very hot_2A | 2
29247 | 32569 | FL | SRSOc | Hot or very hot | SRSOc_Hot or very hot_2A | 2
29248 | 32570 | FL | SRSOc | Hot or very hot | SRSOc_Hot or very hot_2A | 2
29249 | 32571 | FL | SRSOc | Hot or very hot | SRSOc_Hot or very hot_2A | 2
29250 | 32572 | FL | SRSOc | Hot or very hot | SRSOc_Hot or very hot_2A | 2
29251 | 32583 | FL | SRSOc | Hot or very hot | SRSOc_Hot or very hot_2A | 2
29252 | 32536 | FL | SRSOc | Hot or very hot | SRSOc_Hot or very hot_2A | 2
29253 | 32540 | FL | SRSOc | Hot or very hot | SRSOc_Hot or very hot_2A | 2
29254 | 32541 | FL | SRSOc | Hot or very hot | SRSOc_Hot or very hot_2A | 2
29255 | 32542 | FL | SRSOc | Hot or very hot | SRSOc_Hot or very hot_2A | 2
29256 | 32544 | FL | SRSOc | Hot or very hot | SRSOc_Hot or very hot_2A | 2
29257 | 32547 | FL | SRSOc | Hot or very hot | SRSOc_Hot or very hot_2A | 2
29258 | 32548 | FL | SRSOc | Hot or very hot | SRSOc_Hot or very hot_2A | 2
29259 | 32549 | FL | SRSOc | Hot or very hot | SRSOc_Hot or very hot_2A | 2
29260 | 32579 | FL | SRSOc | Hot or very hot | SRSOc_Hot or very hot_2A | 2
29261 | 32580 | FL | SRSOc | Hot or very hot | SRSOc_Hot or very hot_2A | 2
29262 | 32588 | FL | SRSOc | Hot or very hot | SRSOc_Hot or very hot_2A | 2
29263 | 32621 | FL | FRCCc | Hot or very hot | FRCCc_Hot or very hot_1A/2A | 2
29264 | 32625 | FL | FRCCc | Hot or very hot | FRCCc_Hot or very hot_1A/2A | 2
29265 | 32626 | FL | FRCCc | Hot or very hot | FRCCc_Hot or very hot_1A/2A | 2
29266 | 32639 | FL | FRCCc | Hot or very hot | FRCCc_Hot or very hot_1A/2A | 2
29267 | 32644 | FL | FRCCc | Hot or very hot | FRCCc_Hot or very hot_1A/2A | 2
29268 | 32683 | FL | FRCCc | Hot or very hot | FRCCc_Hot or very hot_1A/2A | 2
29269 | 34449 | FL | FRCCc | Hot or very hot | FRCCc_Hot or very hot_1A/2A | 2
29270 | 34498 | FL | FRCCc | Hot or very hot | FRCCc_Hot or very hot_1A/2A | 2
29271 | 32701 | FL | FRCCc | Hot or very hot | FRCCc_Hot or very hot_1A/2A | 2
29272 | 32703 | FL | FRCCc | Hot or very hot | FRCCc_Hot or very hot_1A/2A | 2
29273 | 32707 | FL | FRCCc | Hot or very hot | FRCCc_Hot or very hot_1A/2A | 2
29274 | 32708 | FL | FRCCc | Hot or very hot | FRCCc_Hot or very hot_1A/2A | 2
29275 | 32712 | FL | FRCCc | Hot or very hot | FRCCc_Hot or very hot_1A/2A | 2
29276 | 32714 | FL | FRCCc | Hot or very hot | FRCCc_Hot or very hot_1A/2A | 2
29277 | 32715 | FL | FRCCc | Hot or very hot | FRCCc_Hot or very hot_1A/2A | 2
29278 | 32716 | FL | FRCCc | Hot or very hot | FRCCc_Hot or very hot_1A/2A | 2
29279 | 32718 | FL | FRCCc | Hot or very hot | FRCCc_Hot or very hot_1A/2A | 2
29280 | 32719 | FL | FRCCc | Hot or very hot | FRCCc_Hot or very hot_1A/2A | 2
29281 | 32730 | FL | FRCCc | Hot or very hot | FRCCc_Hot or very hot_1A/2A | 2
29282 | 32746 | FL | FRCCc | Hot or very hot | FRCCc_Hot or very hot_1A/2A | 2
29283 | 32747 | FL | FRCCc | Hot or very hot | FRCCc_Hot or very hot_1A/2A | 2
29284 | 32750 | FL | FRCCc | Hot or very hot | FRCCc_Hot or very hot_1A/2A | 2
29285 | 32751 | FL | FRCCc | Hot or very hot | FRCCc_Hot or very hot_1A/2A | 2
29286 | 32752 | FL | FRCCc | Hot or very hot | FRCCc_Hot or very hot_1A/2A | 2
29287 | 32762 | FL | FRCCc | Hot or very hot | FRCCc_Hot or very hot_1A/2A | 2
29288 | 32765 | FL | FRCCc | Hot or very hot | FRCCc_Hot or very hot_1A/2A | 2
29289 | 32766 | FL | FRCCc | Hot or very hot | FRCCc_Hot or very hot_1A/2A | 2
29290 | 32771 | FL | FRCCc | Hot or very hot | FRCCc_Hot or very hot_1A/2A | 2
29291 | 32772 | FL | FRCCc | Hot or very hot | FRCCc_Hot or very hot_1A/2A | 2
29292 | 32773 | FL | FRCCc | Hot or very hot | FRCCc_Hot or very hot_1A/2A | 2
29293 | 32779 | FL | FRCCc | Hot or very hot | FRCCc_Hot or very hot_1A/2A | 2
29294 | 32791 | FL | FRCCc | Hot or very hot | FRCCc_Hot or very hot_1A/2A | 2
29295 | 32792 | FL | FRCCc | Hot or very hot | FRCCc_Hot or very hot_1A/2A | 2
29296 | 32795 | FL | FRCCc | Hot or very hot | FRCCc_Hot or very hot_1A/2A | 2
29297 | 32799 | FL | FRCCc | Hot or very hot | FRCCc_Hot or very hot_1A/2A | 2
29298 | 32704 | FL | FRCCc | Hot or very hot | FRCCc_Hot or very hot_1A/2A | 2
29299 | 32709 | FL | FRCCc | Hot or very hot | FRCCc_Hot or very hot_1A/2A | 2
29300 | 32710 | FL | FRCCc | Hot or very hot | FRCCc_Hot or very hot_1A/2A | 2
29301 | 32733 | FL | FRCCc | Hot or very hot | FRCCc_Hot or very hot_1A/2A | 2
29302 | 32768 | FL | FRCCc | Hot or very hot | FRCCc_Hot or very hot_1A/2A | 2
29303 | 32777 | FL | FRCCc | Hot or very hot | FRCCc_Hot or very hot_1A/2A | 2
29304 | 32789 | FL | FRCCc | Hot or very hot | FRCCc_Hot or very hot_1A/2A | 2
29305 | 32790 | FL | FRCCc | Hot or very hot | FRCCc_Hot or very hot_1A/2A | 2
29306 | 32793 | FL | FRCCc | Hot or very hot | FRCCc_Hot or very hot_1A/2A | 2
29307 | 32794 | FL | FRCCc | Hot or very hot | FRCCc_Hot or very hot_1A/2A | 2
29308 | 32798 | FL | FRCCc | Hot or very hot | FRCCc_Hot or very hot_1A/2A | 2
29309 | 32801 | FL | FRCCc | Hot or very hot | FRCCc_Hot or very hot_1A/2A | 2
29310 | 32802 | FL | FRCCc | Hot or very hot | FRCCc_Hot or very hot_1A/2A | 2
29311 | 32803 | FL | FRCCc | Hot or very hot | FRCCc_Hot or very hot_1A/2A | 2
29312 | 32804 | FL | FRCCc | Hot or very hot | FRCCc_Hot or very hot_1A/2A | 2
29313 | 32805 | FL | FRCCc | Hot or very hot | FRCCc_Hot or very hot_1A/2A | 2
29314 | 32806 | FL | FRCCc | Hot or very hot | FRCCc_Hot or very hot_1A/2A | 2
29315 | 32807 | FL | FRCCc | Hot or very hot | FRCCc_Hot or very hot_1A/2A | 2
29316 | 32808 | FL | FRCCc | Hot or very hot | FRCCc_Hot or very hot_1A/2A | 2
29317 | 32809 | FL | FRCCc | Hot or very hot | FRCCc_Hot or very hot_1A/2A | 2
29318 | 32810 | FL | FRCCc | Hot or very hot | FRCCc_Hot or very hot_1A/2A | 2
29319 | 32811 | FL | FRCCc | Hot or very hot | FRCCc_Hot or very hot_1A/2A | 2
29320 | 32812 | FL | FRCCc | Hot or very hot | FRCCc_Hot or very hot_1A/2A | 2
29321 | 32814 | FL | FRCCc | Hot or very hot | FRCCc_Hot or very hot_1A/2A | 2
29322 | 32816 | FL | FRCCc | Hot or very hot | FRCCc_Hot or very hot_1A/2A | 2
29323 | 32817 | FL | FRCCc | Hot or very hot | FRCCc_Hot or very hot_1A/2A | 2
29324 | 32818 | FL | FRCCc | Hot or very hot | FRCCc_Hot or very hot_1A/2A | 2
29325 | 32819 | FL | FRCCc | Hot or very hot | FRCCc_Hot or very hot_1A/2A | 2
29326 | 32820 | FL | FRCCc | Hot or very hot | FRCCc_Hot or very hot_1A/2A | 2
29327 | 32821 | FL | FRCCc | Hot or very hot | FRCCc_Hot or very hot_1A/2A | 2
29328 | 32822 | FL | FRCCc | Hot or very hot | FRCCc_Hot or very hot_1A/2A | 2
29329 | 32824 | FL | FRCCc | Hot or very hot | FRCCc_Hot or very hot_1A/2A | 2
29330 | 32825 | FL | FRCCc | Hot or very hot | FRCCc_Hot or very hot_1A/2A | 2
29331 | 32826 | FL | FRCCc | Hot or very hot | FRCCc_Hot or very hot_1A/2A | 2
29332 | 32827 | FL | FRCCc | Hot or very hot | FRCCc_Hot or very hot_1A/2A | 2
29333 | 32828 | FL | FRCCc | Hot or very hot | FRCCc_Hot or very hot_1A/2A | 2
29334 | 32829 | FL | FRCCc | Hot or very hot | FRCCc_Hot or very hot_1A/2A | 2
29335 | 32830 | FL | FRCCc | Hot or very hot | FRCCc_Hot or very hot_1A/2A | 2
29336 | 32831 | FL | FRCCc | Hot or very hot | FRCCc_Hot or very hot_1A/2A | 2
29337 | 32832 | FL | FRCCc | Hot or very hot | FRCCc_Hot or very hot_1A/2A | 2
29338 | 32833 | FL | FRCCc | Hot or very hot | FRCCc_Hot or very hot_1A/2A | 2
29339 | 32835 | FL | FRCCc | Hot or very hot | FRCCc_Hot or very hot_1A/2A | 2
29340 | 32836 | FL | FRCCc | Hot or very hot | FRCCc_Hot or very hot_1A/2A | 2
29341 | 32837 | FL | FRCCc | Hot or very hot | FRCCc_Hot or very hot_1A/2A | 2
29342 | 32839 | FL | FRCCc | Hot or very hot | FRCCc_Hot or very hot_1A/2A | 2
29343 | 32853 | FL | FRCCc | Hot or very hot | FRCCc_Hot or very hot_1A/2A | 2
29344 | 32854 | FL | FRCCc | Hot or very hot | FRCCc_Hot or very hot_1A/2A | 2
29345 | 32855 | FL | FRCCc | Hot or very hot | FRCCc_Hot or very hot_1A/2A | 2
29346 | 32856 | FL | FRCCc | Hot or very hot | FRCCc_Hot or very hot_1A/2A | 2
29347 | 32857 | FL | FRCCc | Hot or very hot | FRCCc_Hot or very hot_1A/2A | 2
29348 | 32858 | FL | FRCCc | Hot or very hot | FRCCc_Hot or very hot_1A/2A | 2
29349 | 32859 | FL | FRCCc | Hot or very hot | FRCCc_Hot or very hot_1A/2A | 2
29350 | 32860 | FL | FRCCc | Hot or very hot | FRCCc_Hot or very hot_1A/2A | 2
29351 | 32861 | FL | FRCCc | Hot or very hot | FRCCc_Hot or very hot_1A/2A | 2
29352 | 32862 | FL | FRCCc | Hot or very hot | FRCCc_Hot or very hot_1A/2A | 2
29353 | 32867 | FL | FRCCc | Hot or very hot | FRCCc_Hot or very hot_1A/2A | 2
29354 | 32868 | FL | FRCCc | Hot or very hot | FRCCc_Hot or very hot_1A/2A | 2
29355 | 32869 | FL | FRCCc | Hot or very hot | FRCCc_Hot or very hot_1A/2A | 2
29356 | 32872 | FL | FRCCc | Hot or very hot | FRCCc_Hot or very hot_1A/2A | 2
29357 | 32877 | FL | FRCCc | Hot or very hot | FRCCc_Hot or very hot_1A/2A | 2
29358 | 32878 | FL | FRCCc | Hot or very hot | FRCCc_Hot or very hot_1A/2A | 2
29359 | 34734 | FL | FRCCc | Hot or very hot | FRCCc_Hot or very hot_1A/2A | 2
29360 | 34740 | FL | FRCCc | Hot or very hot | FRCCc_Hot or very hot_1A/2A | 2
29361 | 34747 | FL | FRCCc | Hot or very hot | FRCCc_Hot or very hot_1A/2A | 2
29362 | 34760 | FL | FRCCc | Hot or very hot | FRCCc_Hot or very hot_1A/2A | 2
29363 | 34761 | FL | FRCCc | Hot or very hot | FRCCc_Hot or very hot_1A/2A | 2
29364 | 34777 | FL | FRCCc | Hot or very hot | FRCCc_Hot or very hot_1A/2A | 2
29365 | 34778 | FL | FRCCc | Hot or very hot | FRCCc_Hot or very hot_1A/2A | 2
29366 | 34786 | FL | FRCCc | Hot or very hot | FRCCc_Hot or very hot_1A/2A | 2
29367 | 32775 | FL | FRCCc | Hot or very hot | FRCCc_Hot or very hot_1A/2A | 2
29368 | 32780 | FL | FRCCc | Hot or very hot | FRCCc_Hot or very hot_1A/2A | 2
29369 | 32781 | FL | FRCCc | Hot or very hot | FRCCc_Hot or very hot_1A/2A | 2
29370 | 32783 | FL | FRCCc | Hot or very hot | FRCCc_Hot or very hot_1A/2A | 2
29371 | 32796 | FL | FRCCc | Hot or very hot | FRCCc_Hot or very hot_1A/2A | 2
29372 | 32815 | FL | FRCCc | Hot or very hot | FRCCc_Hot or very hot_1A/2A | 2
29373 | 32899 | FL | FRCCc | Hot or very hot | FRCCc_Hot or very hot_1A/2A | 2
29374 | 32901 | FL | FRCCc | Hot or very hot | FRCCc_Hot or very hot_1A/2A | 2
29375 | 32902 | FL | FRCCc | Hot or very hot | FRCCc_Hot or very hot_1A/2A | 2
29376 | 32903 | FL | FRCCc | Hot or very hot | FRCCc_Hot or very hot_1A/2A | 2
29377 | 32904 | FL | FRCCc | Hot or very hot | FRCCc_Hot or very hot_1A/2A | 2
29378 | 32905 | FL | FRCCc | Hot or very hot | FRCCc_Hot or very hot_1A/2A | 2
29379 | 32906 | FL | FRCCc | Hot or very hot | FRCCc_Hot or very hot_1A/2A | 2
29380 | 32907 | FL | FRCCc | Hot or very hot | FRCCc_Hot or very hot_1A/2A | 2
29381 | 32908 | FL | FRCCc | Hot or very hot | FRCCc_Hot or very hot_1A/2A | 2
29382 | 32909 | FL | FRCCc | Hot or very hot | FRCCc_Hot or very hot_1A/2A | 2
29383 | 32910 | FL | FRCCc | Hot or very hot | FRCCc_Hot or very hot_1A/2A | 2
29384 | 32911 | FL | FRCCc | Hot or very hot | FRCCc_Hot or very hot_1A/2A | 2
29385 | 32912 | FL | FRCCc | Hot or very hot | FRCCc_Hot or very hot_1A/2A | 2
29386 | 32920 | FL | FRCCc | Hot or very hot | FRCCc_Hot or very hot_1A/2A | 2
29387 | 32922 | FL | FRCCc | Hot or very hot | FRCCc_Hot or very hot_1A/2A | 2
29388 | 32923 | FL | FRCCc | Hot or very hot | FRCCc_Hot or very hot_1A/2A | 2
29389 | 32924 | FL | FRCCc | Hot or very hot | FRCCc_Hot or very hot_1A/2A | 2
29390 | 32925 | FL | FRCCc | Hot or very hot | FRCCc_Hot or very hot_1A/2A | 2
29391 | 32926 | FL | FRCCc | Hot or very hot | FRCCc_Hot or very hot_1A/2A | 2
29392 | 32927 | FL | FRCCc | Hot or very hot | FRCCc_Hot or very hot_1A/2A | 2
29393 | 32931 | FL | FRCCc | Hot or very hot | FRCCc_Hot or very hot_1A/2A | 2
29394 | 32932 | FL | FRCCc | Hot or very hot | FRCCc_Hot or very hot_1A/2A | 2
29395 | 32934 | FL | FRCCc | Hot or very hot | FRCCc_Hot or very hot_1A/2A | 2
29396 | 32935 | FL | FRCCc | Hot or very hot | FRCCc_Hot or very hot_1A/2A | 2
29397 | 32936 | FL | FRCCc | Hot or very hot | FRCCc_Hot or very hot_1A/2A | 2
29398 | 32937 | FL | FRCCc | Hot or very hot | FRCCc_Hot or very hot_1A/2A | 2
29399 | 32940 | FL | FRCCc | Hot or very hot | FRCCc_Hot or very hot_1A/2A | 2
29400 | 32941 | FL | FRCCc | Hot or very hot | FRCCc_Hot or very hot_1A/2A | 2
29401 | 32948 | FL | FRCCc | Hot or very hot | FRCCc_Hot or very hot_1A/2A | 2
29402 | 32949 | FL | FRCCc | Hot or very hot | FRCCc_Hot or very hot_1A/2A | 2
29403 | 32950 | FL | FRCCc | Hot or very hot | FRCCc_Hot or very hot_1A/2A | 2
29404 | 32951 | FL | FRCCc | Hot or very hot | FRCCc_Hot or very hot_1A/2A | 2
29405 | 32952 | FL | FRCCc | Hot or very hot | FRCCc_Hot or very hot_1A/2A | 2
29406 | 32953 | FL | FRCCc | Hot or very hot | FRCCc_Hot or very hot_1A/2A | 2
29407 | 32954 | FL | FRCCc | Hot or very hot | FRCCc_Hot or very hot_1A/2A | 2
29408 | 32955 | FL | FRCCc | Hot or very hot | FRCCc_Hot or very hot_1A/2A | 2
29409 | 32956 | FL | FRCCc | Hot or very hot | FRCCc_Hot or very hot_1A/2A | 2
29410 | 32959 | FL | FRCCc | Hot or very hot | FRCCc_Hot or very hot_1A/2A | 2
29411 | 32976 | FL | FRCCc | Hot or very hot | FRCCc_Hot or very hot_1A/2A | 2
29412 | 33848 | FL | FRCCc | Hot or very hot | FRCCc_Hot or very hot_1A/2A | 2
29413 | 33896 | FL | FRCCc | Hot or very hot | FRCCc_Hot or very hot_1A/2A | 2
29414 | 33897 | FL | FRCCc | Hot or very hot | FRCCc_Hot or very hot_1A/2A | 2
29415 | 34739 | FL | FRCCc | Hot or very hot | FRCCc_Hot or very hot_1A/2A | 2
29416 | 34741 | FL | FRCCc | Hot or very hot | FRCCc_Hot or very hot_1A/2A | 2
29417 | 34742 | FL | FRCCc | Hot or very hot | FRCCc_Hot or very hot_1A/2A | 2
29418 | 34743 | FL | FRCCc | Hot or very hot | FRCCc_Hot or very hot_1A/2A | 2
29419 | 34744 | FL | FRCCc | Hot or very hot | FRCCc_Hot or very hot_1A/2A | 2
29420 | 34745 | FL | FRCCc | Hot or very hot | FRCCc_Hot or very hot_1A/2A | 2
29421 | 34746 | FL | FRCCc | Hot or very hot | FRCCc_Hot or very hot_1A/2A | 2
29422 | 34758 | FL | FRCCc | Hot or very hot | FRCCc_Hot or very hot_1A/2A | 2
29423 | 34759 | FL | FRCCc | Hot or very hot | FRCCc_Hot or very hot_1A/2A | 2
29424 | 34769 | FL | FRCCc | Hot or very hot | FRCCc_Hot or very hot_1A/2A | 2
29425 | 34770 | FL | FRCCc | Hot or very hot | FRCCc_Hot or very hot_1A/2A | 2
29426 | 34771 | FL | FRCCc | Hot or very hot | FRCCc_Hot or very hot_1A/2A | 2
29427 | 34772 | FL | FRCCc | Hot or very hot | FRCCc_Hot or very hot_1A/2A | 2
29428 | 34773 | FL | FRCCc | Hot or very hot | FRCCc_Hot or very hot_1A/2A | 2
29429 | 34972 | FL | FRCCc | Hot or very hot | FRCCc_Hot or very hot_1A/2A | 2
29430 | 32957 | FL | FRCCc | Hot or very hot | FRCCc_Hot or very hot_1A/2A | 2
29431 | 32958 | FL | FRCCc | Hot or very hot | FRCCc_Hot or very hot_1A/2A | 2
29432 | 32960 | FL | FRCCc | Hot or very hot | FRCCc_Hot or very hot_1A/2A | 2
29433 | 32961 | FL | FRCCc | Hot or very hot | FRCCc_Hot or very hot_1A/2A | 2
29434 | 32962 | FL | FRCCc | Hot or very hot | FRCCc_Hot or very hot_1A/2A | 2
29435 | 32963 | FL | FRCCc | Hot or very hot | FRCCc_Hot or very hot_1A/2A | 2
29436 | 32964 | FL | FRCCc | Hot or very hot | FRCCc_Hot or very hot_1A/2A | 2
29437 | 32965 | FL | FRCCc | Hot or very hot | FRCCc_Hot or very hot_1A/2A | 2
29438 | 32966 | FL | FRCCc | Hot or very hot | FRCCc_Hot or very hot_1A/2A | 2
29439 | 32967 | FL | FRCCc | Hot or very hot | FRCCc_Hot or very hot_1A/2A | 2
29440 | 32968 | FL | FRCCc | Hot or very hot | FRCCc_Hot or very hot_1A/2A | 2
29441 | 32969 | FL | FRCCc | Hot or very hot | FRCCc_Hot or very hot_1A/2A | 2
29442 | 32970 | FL | FRCCc | Hot or very hot | FRCCc_Hot or very hot_1A/2A | 2
29443 | 32971 | FL | FRCCc | Hot or very hot | FRCCc_Hot or very hot_1A/2A | 2
29444 | 32978 | FL | FRCCc | Hot or very hot | FRCCc_Hot or very hot_1A/2A | 2
29445 | 34951 | FL | FRCCc | Hot or very hot | FRCCc_Hot or very hot_1A/2A | 2
29446 | 33401 | FL | FRCCc | Hot or very hot | FRCCc_Hot or very hot_1A/2A | 2
29447 | 33402 | FL | FRCCc | Hot or very hot | FRCCc_Hot or very hot_1A/2A | 2
29448 | 33403 | FL | FRCCc | Hot or very hot | FRCCc_Hot or very hot_1A/2A | 2
29449 | 33404 | FL | FRCCc | Hot or very hot | FRCCc_Hot or very hot_1A/2A | 2
29450 | 33405 | FL | FRCCc | Hot or very hot | FRCCc_Hot or very hot_1A/2A | 2
29451 | 33406 | FL | FRCCc | Hot or very hot | FRCCc_Hot or very hot_1A/2A | 2
29452 | 33407 | FL | FRCCc | Hot or very hot | FRCCc_Hot or very hot_1A/2A | 2
29453 | 33408 | FL | FRCCc | Hot or very hot | FRCCc_Hot or very hot_1A/2A | 2
29454 | 33409 | FL | FRCCc | Hot or very hot | FRCCc_Hot or very hot_1A/2A | 2
29455 | 33410 | FL | FRCCc | Hot or very hot | FRCCc_Hot or very hot_1A/2A | 2
29456 | 33411 | FL | FRCCc | Hot or very hot | FRCCc_Hot or very hot_1A/2A | 2
29457 | 33412 | FL | FRCCc | Hot or very hot | FRCCc_Hot or very hot_1A/2A | 2
29458 | 33413 | FL | FRCCc | Hot or very hot | FRCCc_Hot or very hot_1A/2A | 2
29459 | 33414 | FL | FRCCc | Hot or very hot | FRCCc_Hot or very hot_1A/2A | 2
29460 | 33415 | FL | FRCCc | Hot or very hot | FRCCc_Hot or very hot_1A/2A | 2
29461 | 33416 | FL | FRCCc | Hot or very hot | FRCCc_Hot or very hot_1A/2A | 2
29462 | 33417 | FL | FRCCc | Hot or very hot | FRCCc_Hot or very hot_1A/2A | 2
29463 | 33418 | FL | FRCCc | Hot or very hot | FRCCc_Hot or very hot_1A/2A | 2
29464 | 33419 | FL | FRCCc | Hot or very hot | FRCCc_Hot or very hot_1A/2A | 2
29465 | 33420 | FL | FRCCc | Hot or very hot | FRCCc_Hot or very hot_1A/2A | 2
29466 | 33421 | FL | FRCCc | Hot or very hot | FRCCc_Hot or very hot_1A/2A | 2
29467 | 33422 | FL | FRCCc | Hot or very hot | FRCCc_Hot or very hot_1A/2A | 2
29468 | 33424 | FL | FRCCc | Hot or very hot | FRCCc_Hot or very hot_1A/2A | 2
29469 | 33425 | FL | FRCCc | Hot or very hot | FRCCc_Hot or very hot_1A/2A | 2
29470 | 33426 | FL | FRCCc | Hot or very hot | FRCCc_Hot or very hot_1A/2A | 2
29471 | 33427 | FL | FRCCc | Hot or very hot | FRCCc_Hot or very hot_1A/2A | 2
29472 | 33428 | FL | FRCCc | Hot or very hot | FRCCc_Hot or very hot_1A/2A | 2
29473 | 33429 | FL | FRCCc | Hot or very hot | FRCCc_Hot or very hot_1A/2A | 2
29474 | 33430 | FL | FRCCc | Hot or very hot | FRCCc_Hot or very hot_1A/2A | 2
29475 | 33431 | FL | FRCCc | Hot or very hot | FRCCc_Hot or very hot_1A/2A | 2
29476 | 33433 | FL | FRCCc | Hot or very hot | FRCCc_Hot or very hot_1A/2A | 2
29477 | 33434 | FL | FRCCc | Hot or very hot | FRCCc_Hot or very hot_1A/2A | 2
29478 | 33435 | FL | FRCCc | Hot or very hot | FRCCc_Hot or very hot_1A/2A | 2
29479 | 33436 | FL | FRCCc | Hot or very hot | FRCCc_Hot or very hot_1A/2A | 2
29480 | 33437 | FL | FRCCc | Hot or very hot | FRCCc_Hot or very hot_1A/2A | 2
29481 | 33438 | FL | FRCCc | Hot or very hot | FRCCc_Hot or very hot_1A/2A | 2
29482 | 33440 | FL | FRCCc | Hot or very hot | FRCCc_Hot or very hot_1A/2A | 2
29483 | 33444 | FL | FRCCc | Hot or very hot | FRCCc_Hot or very hot_1A/2A | 2
29484 | 33445 | FL | FRCCc | Hot or very hot | FRCCc_Hot or very hot_1A/2A | 2
29485 | 33446 | FL | FRCCc | Hot or very hot | FRCCc_Hot or very hot_1A/2A | 2
29486 | 33448 | FL | FRCCc | Hot or very hot | FRCCc_Hot or very hot_1A/2A | 2
29487 | 33449 | FL | FRCCc | Hot or very hot | FRCCc_Hot or very hot_1A/2A | 2
29488 | 33454 | FL | FRCCc | Hot or very hot | FRCCc_Hot or very hot_1A/2A | 2
29489 | 33458 | FL | FRCCc | Hot or very hot | FRCCc_Hot or very hot_1A/2A | 2
29490 | 33459 | FL | FRCCc | Hot or very hot | FRCCc_Hot or very hot_1A/2A | 2
29491 | 33460 | FL | FRCCc | Hot or very hot | FRCCc_Hot or very hot_1A/2A | 2
29492 | 33461 | FL | FRCCc | Hot or very hot | FRCCc_Hot or very hot_1A/2A | 2
29493 | 33462 | FL | FRCCc | Hot or very hot | FRCCc_Hot or very hot_1A/2A | 2
29494 | 33463 | FL | FRCCc | Hot or very hot | FRCCc_Hot or very hot_1A/2A | 2
29495 | 33464 | FL | FRCCc | Hot or very hot | FRCCc_Hot or very hot_1A/2A | 2
29496 | 33465 | FL | FRCCc | Hot or very hot | FRCCc_Hot or very hot_1A/2A | 2
29497 | 33466 | FL | FRCCc | Hot or very hot | FRCCc_Hot or very hot_1A/2A | 2
29498 | 33467 | FL | FRCCc | Hot or very hot | FRCCc_Hot or very hot_1A/2A | 2
29499 | 33468 | FL | FRCCc | Hot or very hot | FRCCc_Hot or very hot_1A/2A | 2
29500 | 33469 | FL | FRCCc | Hot or very hot | FRCCc_Hot or very hot_1A/2A | 2
29501 | 33470 | FL | FRCCc | Hot or very hot | FRCCc_Hot or very hot_1A/2A | 2
29502 | 33472 | FL | FRCCc | Hot or very hot | FRCCc_Hot or very hot_1A/2A | 2
29503 | 33473 | FL | FRCCc | Hot or very hot | FRCCc_Hot or very hot_1A/2A | 2
29504 | 33474 | FL | FRCCc | Hot or very hot | FRCCc_Hot or very hot_1A/2A | 2
29505 | 33476 | FL | FRCCc | Hot or very hot | FRCCc_Hot or very hot_1A/2A | 2
29506 | 33477 | FL | FRCCc | Hot or very hot | FRCCc_Hot or very hot_1A/2A | 2
29507 | 33478 | FL | FRCCc | Hot or very hot | FRCCc_Hot or very hot_1A/2A | 2
29508 | 33480 | FL | FRCCc | Hot or very hot | FRCCc_Hot or very hot_1A/2A | 2
29509 | 33481 | FL | FRCCc | Hot or very hot | FRCCc_Hot or very hot_1A/2A | 2
29510 | 33482 | FL | FRCCc | Hot or very hot | FRCCc_Hot or very hot_1A/2A | 2
29511 | 33483 | FL | FRCCc | Hot or very hot | FRCCc_Hot or very hot_1A/2A | 2
29512 | 33484 | FL | FRCCc | Hot or very hot | FRCCc_Hot or very hot_1A/2A | 2
29513 | 33486 | FL | FRCCc | Hot or very hot | FRCCc_Hot or very hot_1A/2A | 2
29514 | 33487 | FL | FRCCc | Hot or very hot | FRCCc_Hot or very hot_1A/2A | 2
29515 | 33488 | FL | FRCCc | Hot or very hot | FRCCc_Hot or very hot_1A/2A | 2
29516 | 33493 | FL | FRCCc | Hot or very hot | FRCCc_Hot or very hot_1A/2A | 2
29517 | 33496 | FL | FRCCc | Hot or very hot | FRCCc_Hot or very hot_1A/2A | 2
29518 | 33497 | FL | FRCCc | Hot or very hot | FRCCc_Hot or very hot_1A/2A | 2
29519 | 33498 | FL | FRCCc | Hot or very hot | FRCCc_Hot or very hot_1A/2A | 2
29520 | 33499 | FL | FRCCc | Hot or very hot | FRCCc_Hot or very hot_1A/2A | 2
29521 | 33455 | FL | FRCCc | Hot or very hot | FRCCc_Hot or very hot_1A/2A | 2
29522 | 33475 | FL | FRCCc | Hot or very hot | FRCCc_Hot or very hot_1A/2A | 2
29523 | 34956 | FL | FRCCc | Hot or very hot | FRCCc_Hot or very hot_1A/2A | 2
29524 | 34957 | FL | FRCCc | Hot or very hot | FRCCc_Hot or very hot_1A/2A | 2
29525 | 34958 | FL | FRCCc | Hot or very hot | FRCCc_Hot or very hot_1A/2A | 2
29526 | 34974 | FL | FRCCc | Hot or very hot | FRCCc_Hot or very hot_1A/2A | 2
29527 | 34990 | FL | FRCCc | Hot or very hot | FRCCc_Hot or very hot_1A/2A | 2
29528 | 34991 | FL | FRCCc | Hot or very hot | FRCCc_Hot or very hot_1A/2A | 2
29529 | 34992 | FL | FRCCc | Hot or very hot | FRCCc_Hot or very hot_1A/2A | 2
29530 | 34994 | FL | FRCCc | Hot or very hot | FRCCc_Hot or very hot_1A/2A | 2
29531 | 34995 | FL | FRCCc | Hot or very hot | FRCCc_Hot or very hot_1A/2A | 2
29532 | 34996 | FL | FRCCc | Hot or very hot | FRCCc_Hot or very hot_1A/2A | 2
29533 | 34997 | FL | FRCCc | Hot or very hot | FRCCc_Hot or very hot_1A/2A | 2
29534 | 33471 | FL | FRCCc | Hot or very hot | FRCCc_Hot or very hot_1A/2A | 2
29535 | 33930 | FL | FRCCc | Hot or very hot | FRCCc_Hot or very hot_1A/2A | 2
29536 | 33935 | FL | FRCCc | Hot or very hot | FRCCc_Hot or very hot_1A/2A | 2
29537 | 33936 | FL | FRCCc | Hot or very hot | FRCCc_Hot or very hot_1A/2A | 2
29538 | 33975 | FL | FRCCc | Hot or very hot | FRCCc_Hot or very hot_1A/2A | 2
29539 | 34142 | FL | FRCCc | Hot or very hot | FRCCc_Hot or very hot_1A/2A | 2
29540 | 33944 | FL | FRCCc | Hot or very hot | FRCCc_Hot or very hot_1A/2A | 2
29541 | 33960 | FL | FRCCc | Hot or very hot | FRCCc_Hot or very hot_1A/2A | 2
29542 | 33503 | FL | FRCCc | Hot or very hot | FRCCc_Hot or very hot_1A/2A | 2
29543 | 33508 | FL | FRCCc | Hot or very hot | FRCCc_Hot or very hot_1A/2A | 2
29544 | 33509 | FL | FRCCc | Hot or very hot | FRCCc_Hot or very hot_1A/2A | 2
29545 | 33510 | FL | FRCCc | Hot or very hot | FRCCc_Hot or very hot_1A/2A | 2
29546 | 33511 | FL | FRCCc | Hot or very hot | FRCCc_Hot or very hot_1A/2A | 2
29547 | 33527 | FL | FRCCc | Hot or very hot | FRCCc_Hot or very hot_1A/2A | 2
29548 | 33530 | FL | FRCCc | Hot or very hot | FRCCc_Hot or very hot_1A/2A | 2
29549 | 33534 | FL | FRCCc | Hot or very hot | FRCCc_Hot or very hot_1A/2A | 2
29550 | 33540 | FL | FRCCc | Hot or very hot | FRCCc_Hot or very hot_1A/2A | 2
29551 | 33544 | FL | FRCCc | Hot or very hot | FRCCc_Hot or very hot_1A/2A | 2
29552 | 33547 | FL | FRCCc | Hot or very hot | FRCCc_Hot or very hot_1A/2A | 2
29553 | 33548 | FL | FRCCc | Hot or very hot | FRCCc_Hot or very hot_1A/2A | 2
29554 | 33549 | FL | FRCCc | Hot or very hot | FRCCc_Hot or very hot_1A/2A | 2
29555 | 33550 | FL | FRCCc | Hot or very hot | FRCCc_Hot or very hot_1A/2A | 2
29556 | 33556 | FL | FRCCc | Hot or very hot | FRCCc_Hot or very hot_1A/2A | 2
29557 | 33558 | FL | FRCCc | Hot or very hot | FRCCc_Hot or very hot_1A/2A | 2
29558 | 33559 | FL | FRCCc | Hot or very hot | FRCCc_Hot or very hot_1A/2A | 2
29559 | 33563 | FL | FRCCc | Hot or very hot | FRCCc_Hot or very hot_1A/2A | 2
29560 | 33564 | FL | FRCCc | Hot or very hot | FRCCc_Hot or very hot_1A/2A | 2
29561 | 33565 | FL | FRCCc | Hot or very hot | FRCCc_Hot or very hot_1A/2A | 2
29562 | 33566 | FL | FRCCc | Hot or very hot | FRCCc_Hot or very hot_1A/2A | 2
29563 | 33567 | FL | FRCCc | Hot or very hot | FRCCc_Hot or very hot_1A/2A | 2
29564 | 33568 | FL | FRCCc | Hot or very hot | FRCCc_Hot or very hot_1A/2A | 2
29565 | 33569 | FL | FRCCc | Hot or very hot | FRCCc_Hot or very hot_1A/2A | 2
29566 | 33570 | FL | FRCCc | Hot or very hot | FRCCc_Hot or very hot_1A/2A | 2
29567 | 33571 | FL | FRCCc | Hot or very hot | FRCCc_Hot or very hot_1A/2A | 2
29568 | 33572 | FL | FRCCc | Hot or very hot | FRCCc_Hot or very hot_1A/2A | 2
29569 | 33573 | FL | FRCCc | Hot or very hot | FRCCc_Hot or very hot_1A/2A | 2
29570 | 33575 | FL | FRCCc | Hot or very hot | FRCCc_Hot or very hot_1A/2A | 2
29571 | 33578 | FL | FRCCc | Hot or very hot | FRCCc_Hot or very hot_1A/2A | 2
29572 | 33579 | FL | FRCCc | Hot or very hot | FRCCc_Hot or very hot_1A/2A | 2
29573 | 33583 | FL | FRCCc | Hot or very hot | FRCCc_Hot or very hot_1A/2A | 2
29574 | 33584 | FL | FRCCc | Hot or very hot | FRCCc_Hot or very hot_1A/2A | 2
29575 | 33586 | FL | FRCCc | Hot or very hot | FRCCc_Hot or very hot_1A/2A | 2
29576 | 33587 | FL | FRCCc | Hot or very hot | FRCCc_Hot or very hot_1A/2A | 2
29577 | 33592 | FL | FRCCc | Hot or very hot | FRCCc_Hot or very hot_1A/2A | 2
29578 | 33594 | FL | FRCCc | Hot or very hot | FRCCc_Hot or very hot_1A/2A | 2
29579 | 33595 | FL | FRCCc | Hot or very hot | FRCCc_Hot or very hot_1A/2A | 2
29580 | 33596 | FL | FRCCc | Hot or very hot | FRCCc_Hot or very hot_1A/2A | 2
29581 | 33598 | FL | FRCCc | Hot or very hot | FRCCc_Hot or very hot_1A/2A | 2
29582 | 33601 | FL | FRCCc | Hot or very hot | FRCCc_Hot or very hot_1A/2A | 2
29583 | 33602 | FL | FRCCc | Hot or very hot | FRCCc_Hot or very hot_1A/2A | 2
29584 | 33603 | FL | FRCCc | Hot or very hot | FRCCc_Hot or very hot_1A/2A | 2
29585 | 33604 | FL | FRCCc | Hot or very hot | FRCCc_Hot or very hot_1A/2A | 2
29586 | 33605 | FL | FRCCc | Hot or very hot | FRCCc_Hot or very hot_1A/2A | 2
29587 | 33606 | FL | FRCCc | Hot or very hot | FRCCc_Hot or very hot_1A/2A | 2
29588 | 33607 | FL | FRCCc | Hot or very hot | FRCCc_Hot or very hot_1A/2A | 2
29589 | 33609 | FL | FRCCc | Hot or very hot | FRCCc_Hot or very hot_1A/2A | 2
29590 | 33610 | FL | FRCCc | Hot or very hot | FRCCc_Hot or very hot_1A/2A | 2
29591 | 33611 | FL | FRCCc | Hot or very hot | FRCCc_Hot or very hot_1A/2A | 2
29592 | 33612 | FL | FRCCc | Hot or very hot | FRCCc_Hot or very hot_1A/2A | 2
29593 | 33613 | FL | FRCCc | Hot or very hot | FRCCc_Hot or very hot_1A/2A | 2
29594 | 33614 | FL | FRCCc | Hot or very hot | FRCCc_Hot or very hot_1A/2A | 2
29595 | 33615 | FL | FRCCc | Hot or very hot | FRCCc_Hot or very hot_1A/2A | 2
29596 | 33616 | FL | FRCCc | Hot or very hot | FRCCc_Hot or very hot_1A/2A | 2
29597 | 33617 | FL | FRCCc | Hot or very hot | FRCCc_Hot or very hot_1A/2A | 2
29598 | 33618 | FL | FRCCc | Hot or very hot | FRCCc_Hot or very hot_1A/2A | 2
29599 | 33619 | FL | FRCCc | Hot or very hot | FRCCc_Hot or very hot_1A/2A | 2
29600 | 33620 | FL | FRCCc | Hot or very hot | FRCCc_Hot or very hot_1A/2A | 2
29601 | 33621 | FL | FRCCc | Hot or very hot | FRCCc_Hot or very hot_1A/2A | 2
29602 | 33622 | FL | FRCCc | Hot or very hot | FRCCc_Hot or very hot_1A/2A | 2
29603 | 33623 | FL | FRCCc | Hot or very hot | FRCCc_Hot or very hot_1A/2A | 2
29604 | 33624 | FL | FRCCc | Hot or very hot | FRCCc_Hot or very hot_1A/2A | 2
29605 | 33625 | FL | FRCCc | Hot or very hot | FRCCc_Hot or very hot_1A/2A | 2
29606 | 33626 | FL | FRCCc | Hot or very hot | FRCCc_Hot or very hot_1A/2A | 2
29607 | 33629 | FL | FRCCc | Hot or very hot | FRCCc_Hot or very hot_1A/2A | 2
29608 | 33630 | FL | FRCCc | Hot or very hot | FRCCc_Hot or very hot_1A/2A | 2
29609 | 33634 | FL | FRCCc | Hot or very hot | FRCCc_Hot or very hot_1A/2A | 2
29610 | 33635 | FL | FRCCc | Hot or very hot | FRCCc_Hot or very hot_1A/2A | 2
29611 | 33637 | FL | FRCCc | Hot or very hot | FRCCc_Hot or very hot_1A/2A | 2
29612 | 33646 | FL | FRCCc | Hot or very hot | FRCCc_Hot or very hot_1A/2A | 2
29613 | 33647 | FL | FRCCc | Hot or very hot | FRCCc_Hot or very hot_1A/2A | 2
29614 | 33672 | FL | FRCCc | Hot or very hot | FRCCc_Hot or very hot_1A/2A | 2
29615 | 33673 | FL | FRCCc | Hot or very hot | FRCCc_Hot or very hot_1A/2A | 2
29616 | 33674 | FL | FRCCc | Hot or very hot | FRCCc_Hot or very hot_1A/2A | 2
29617 | 33675 | FL | FRCCc | Hot or very hot | FRCCc_Hot or very hot_1A/2A | 2
29618 | 33677 | FL | FRCCc | Hot or very hot | FRCCc_Hot or very hot_1A/2A | 2
29619 | 33679 | FL | FRCCc | Hot or very hot | FRCCc_Hot or very hot_1A/2A | 2
29620 | 33680 | FL | FRCCc | Hot or very hot | FRCCc_Hot or very hot_1A/2A | 2
29621 | 33681 | FL | FRCCc | Hot or very hot | FRCCc_Hot or very hot_1A/2A | 2
29622 | 33682 | FL | FRCCc | Hot or very hot | FRCCc_Hot or very hot_1A/2A | 2
29623 | 33684 | FL | FRCCc | Hot or very hot | FRCCc_Hot or very hot_1A/2A | 2
29624 | 33685 | FL | FRCCc | Hot or very hot | FRCCc_Hot or very hot_1A/2A | 2
29625 | 33687 | FL | FRCCc | Hot or very hot | FRCCc_Hot or very hot_1A/2A | 2
29626 | 33688 | FL | FRCCc | Hot or very hot | FRCCc_Hot or very hot_1A/2A | 2
29627 | 33689 | FL | FRCCc | Hot or very hot | FRCCc_Hot or very hot_1A/2A | 2
29628 | 33694 | FL | FRCCc | Hot or very hot | FRCCc_Hot or very hot_1A/2A | 2
29629 | 33810 | FL | FRCCc | Hot or very hot | FRCCc_Hot or very hot_1A/2A | 2
29630 | 33860 | FL | FRCCc | Hot or very hot | FRCCc_Hot or very hot_1A/2A | 2
29631 | 33523 | FL | FRCCc | Hot or very hot | FRCCc_Hot or very hot_1A/2A | 2
29632 | 33524 | FL | FRCCc | Hot or very hot | FRCCc_Hot or very hot_1A/2A | 2
29633 | 33525 | FL | FRCCc | Hot or very hot | FRCCc_Hot or very hot_1A/2A | 2
29634 | 33526 | FL | FRCCc | Hot or very hot | FRCCc_Hot or very hot_1A/2A | 2
29635 | 33537 | FL | FRCCc | Hot or very hot | FRCCc_Hot or very hot_1A/2A | 2
29636 | 33539 | FL | FRCCc | Hot or very hot | FRCCc_Hot or very hot_1A/2A | 2
29637 | 33541 | FL | FRCCc | Hot or very hot | FRCCc_Hot or very hot_1A/2A | 2
29638 | 33542 | FL | FRCCc | Hot or very hot | FRCCc_Hot or very hot_1A/2A | 2
29639 | 33543 | FL | FRCCc | Hot or very hot | FRCCc_Hot or very hot_1A/2A | 2
29640 | 33545 | FL | FRCCc | Hot or very hot | FRCCc_Hot or very hot_1A/2A | 2
29641 | 33574 | FL | FRCCc | Hot or very hot | FRCCc_Hot or very hot_1A/2A | 2
29642 | 33576 | FL | FRCCc | Hot or very hot | FRCCc_Hot or very hot_1A/2A | 2
29643 | 33593 | FL | FRCCc | Hot or very hot | FRCCc_Hot or very hot_1A/2A | 2
29644 | 33809 | FL | FRCCc | Hot or very hot | FRCCc_Hot or very hot_1A/2A | 2
29645 | 33849 | FL | FRCCc | Hot or very hot | FRCCc_Hot or very hot_1A/2A | 2
29646 | 34604 | FL | FRCCc | Hot or very hot | FRCCc_Hot or very hot_1A/2A | 2
29647 | 34609 | FL | FRCCc | Hot or very hot | FRCCc_Hot or very hot_1A/2A | 2
29648 | 34610 | FL | FRCCc | Hot or very hot | FRCCc_Hot or very hot_1A/2A | 2
29649 | 34637 | FL | FRCCc | Hot or very hot | FRCCc_Hot or very hot_1A/2A | 2
29650 | 34638 | FL | FRCCc | Hot or very hot | FRCCc_Hot or very hot_1A/2A | 2
29651 | 34639 | FL | FRCCc | Hot or very hot | FRCCc_Hot or very hot_1A/2A | 2
29652 | 34652 | FL | FRCCc | Hot or very hot | FRCCc_Hot or very hot_1A/2A | 2
29653 | 34653 | FL | FRCCc | Hot or very hot | FRCCc_Hot or very hot_1A/2A | 2
29654 | 34654 | FL | FRCCc | Hot or very hot | FRCCc_Hot or very hot_1A/2A | 2
29655 | 34655 | FL | FRCCc | Hot or very hot | FRCCc_Hot or very hot_1A/2A | 2
29656 | 34656 | FL | FRCCc | Hot or very hot | FRCCc_Hot or very hot_1A/2A | 2
29657 | 34667 | FL | FRCCc | Hot or very hot | FRCCc_Hot or very hot_1A/2A | 2
29658 | 34668 | FL | FRCCc | Hot or very hot | FRCCc_Hot or very hot_1A/2A | 2
29659 | 34669 | FL | FRCCc | Hot or very hot | FRCCc_Hot or very hot_1A/2A | 2
29660 | 34673 | FL | FRCCc | Hot or very hot | FRCCc_Hot or very hot_1A/2A | 2
29661 | 34674 | FL | FRCCc | Hot or very hot | FRCCc_Hot or very hot_1A/2A | 2
29662 | 34679 | FL | FRCCc | Hot or very hot | FRCCc_Hot or very hot_1A/2A | 2
29663 | 34680 | FL | FRCCc | Hot or very hot | FRCCc_Hot or very hot_1A/2A | 2
29664 | 34689 | FL | FRCCc | Hot or very hot | FRCCc_Hot or very hot_1A/2A | 2
29665 | 34690 | FL | FRCCc | Hot or very hot | FRCCc_Hot or very hot_1A/2A | 2
29666 | 34691 | FL | FRCCc | Hot or very hot | FRCCc_Hot or very hot_1A/2A | 2
29667 | 34692 | FL | FRCCc | Hot or very hot | FRCCc_Hot or very hot_1A/2A | 2
29668 | 34446 | FL | FRCCc | Hot or very hot | FRCCc_Hot or very hot_1A/2A | 2
29669 | 34601 | FL | FRCCc | Hot or very hot | FRCCc_Hot or very hot_1A/2A | 2
29670 | 34602 | FL | FRCCc | Hot or very hot | FRCCc_Hot or very hot_1A/2A | 2
29671 | 34603 | FL | FRCCc | Hot or very hot | FRCCc_Hot or very hot_1A/2A | 2
29672 | 34605 | FL | FRCCc | Hot or very hot | FRCCc_Hot or very hot_1A/2A | 2
29673 | 34606 | FL | FRCCc | Hot or very hot | FRCCc_Hot or very hot_1A/2A | 2
29674 | 34607 | FL | FRCCc | Hot or very hot | FRCCc_Hot or very hot_1A/2A | 2
29675 | 34608 | FL | FRCCc | Hot or very hot | FRCCc_Hot or very hot_1A/2A | 2
29676 | 34611 | FL | FRCCc | Hot or very hot | FRCCc_Hot or very hot_1A/2A | 2
29677 | 34613 | FL | FRCCc | Hot or very hot | FRCCc_Hot or very hot_1A/2A | 2
29678 | 34614 | FL | FRCCc | Hot or very hot | FRCCc_Hot or very hot_1A/2A | 2
29679 | 34636 | FL | FRCCc | Hot or very hot | FRCCc_Hot or very hot_1A/2A | 2
29680 | 34661 | FL | FRCCc | Hot or very hot | FRCCc_Hot or very hot_1A/2A | 2
29681 | 33801 | FL | FRCCc | Hot or very hot | FRCCc_Hot or very hot_1A/2A | 2
29682 | 33802 | FL | FRCCc | Hot or very hot | FRCCc_Hot or very hot_1A/2A | 2
29683 | 33803 | FL | FRCCc | Hot or very hot | FRCCc_Hot or very hot_1A/2A | 2
29684 | 33804 | FL | FRCCc | Hot or very hot | FRCCc_Hot or very hot_1A/2A | 2
29685 | 33805 | FL | FRCCc | Hot or very hot | FRCCc_Hot or very hot_1A/2A | 2
29686 | 33806 | FL | FRCCc | Hot or very hot | FRCCc_Hot or very hot_1A/2A | 2
29687 | 33807 | FL | FRCCc | Hot or very hot | FRCCc_Hot or very hot_1A/2A | 2
29688 | 33811 | FL | FRCCc | Hot or very hot | FRCCc_Hot or very hot_1A/2A | 2
29689 | 33812 | FL | FRCCc | Hot or very hot | FRCCc_Hot or very hot_1A/2A | 2
29690 | 33813 | FL | FRCCc | Hot or very hot | FRCCc_Hot or very hot_1A/2A | 2
29691 | 33815 | FL | FRCCc | Hot or very hot | FRCCc_Hot or very hot_1A/2A | 2
29692 | 33820 | FL | FRCCc | Hot or very hot | FRCCc_Hot or very hot_1A/2A | 2
29693 | 33823 | FL | FRCCc | Hot or very hot | FRCCc_Hot or very hot_1A/2A | 2
29694 | 33825 | FL | FRCCc | Hot or very hot | FRCCc_Hot or very hot_1A/2A | 2
29695 | 33827 | FL | FRCCc | Hot or very hot | FRCCc_Hot or very hot_1A/2A | 2
29696 | 33830 | FL | FRCCc | Hot or very hot | FRCCc_Hot or very hot_1A/2A | 2
29697 | 33831 | FL | FRCCc | Hot or very hot | FRCCc_Hot or very hot_1A/2A | 2
29698 | 33834 | FL | FRCCc | Hot or very hot | FRCCc_Hot or very hot_1A/2A | 2
29699 | 33835 | FL | FRCCc | Hot or very hot | FRCCc_Hot or very hot_1A/2A | 2
29700 | 33836 | FL | FRCCc | Hot or very hot | FRCCc_Hot or very hot_1A/2A | 2
29701 | 33837 | FL | FRCCc | Hot or very hot | FRCCc_Hot or very hot_1A/2A | 2
29702 | 33838 | FL | FRCCc | Hot or very hot | FRCCc_Hot or very hot_1A/2A | 2
29703 | 33839 | FL | FRCCc | Hot or very hot | FRCCc_Hot or very hot_1A/2A | 2
29704 | 33840 | FL | FRCCc | Hot or very hot | FRCCc_Hot or very hot_1A/2A | 2
29705 | 33841 | FL | FRCCc | Hot or very hot | FRCCc_Hot or very hot_1A/2A | 2
29706 | 33843 | FL | FRCCc | Hot or very hot | FRCCc_Hot or very hot_1A/2A | 2
29707 | 33844 | FL | FRCCc | Hot or very hot | FRCCc_Hot or very hot_1A/2A | 2
29708 | 33845 | FL | FRCCc | Hot or very hot | FRCCc_Hot or very hot_1A/2A | 2
29709 | 33846 | FL | FRCCc | Hot or very hot | FRCCc_Hot or very hot_1A/2A | 2
29710 | 33847 | FL | FRCCc | Hot or very hot | FRCCc_Hot or very hot_1A/2A | 2
29711 | 33850 | FL | FRCCc | Hot or very hot | FRCCc_Hot or very hot_1A/2A | 2
29712 | 33851 | FL | FRCCc | Hot or very hot | FRCCc_Hot or very hot_1A/2A | 2
29713 | 33853 | FL | FRCCc | Hot or very hot | FRCCc_Hot or very hot_1A/2A | 2
29714 | 33854 | FL | FRCCc | Hot or very hot | FRCCc_Hot or very hot_1A/2A | 2
29715 | 33855 | FL | FRCCc | Hot or very hot | FRCCc_Hot or very hot_1A/2A | 2
29716 | 33856 | FL | FRCCc | Hot or very hot | FRCCc_Hot or very hot_1A/2A | 2
29717 | 33858 | FL | FRCCc | Hot or very hot | FRCCc_Hot or very hot_1A/2A | 2
29718 | 33859 | FL | FRCCc | Hot or very hot | FRCCc_Hot or very hot_1A/2A | 2
29719 | 33863 | FL | FRCCc | Hot or very hot | FRCCc_Hot or very hot_1A/2A | 2
29720 | 33867 | FL | FRCCc | Hot or very hot | FRCCc_Hot or very hot_1A/2A | 2
29721 | 33868 | FL | FRCCc | Hot or very hot | FRCCc_Hot or very hot_1A/2A | 2
29722 | 33877 | FL | FRCCc | Hot or very hot | FRCCc_Hot or very hot_1A/2A | 2
29723 | 33880 | FL | FRCCc | Hot or very hot | FRCCc_Hot or very hot_1A/2A | 2
29724 | 33881 | FL | FRCCc | Hot or very hot | FRCCc_Hot or very hot_1A/2A | 2
29725 | 33882 | FL | FRCCc | Hot or very hot | FRCCc_Hot or very hot_1A/2A | 2
29726 | 33883 | FL | FRCCc | Hot or very hot | FRCCc_Hot or very hot_1A/2A | 2
29727 | 33884 | FL | FRCCc | Hot or very hot | FRCCc_Hot or very hot_1A/2A | 2
29728 | 33885 | FL | FRCCc | Hot or very hot | FRCCc_Hot or very hot_1A/2A | 2
29729 | 33898 | FL | FRCCc | Hot or very hot | FRCCc_Hot or very hot_1A/2A | 2
29730 | 34201 | FL | FRCCc | Hot or very hot | FRCCc_Hot or very hot_1A/2A | 2
29731 | 34202 | FL | FRCCc | Hot or very hot | FRCCc_Hot or very hot_1A/2A | 2
29732 | 34203 | FL | FRCCc | Hot or very hot | FRCCc_Hot or very hot_1A/2A | 2
29733 | 34204 | FL | FRCCc | Hot or very hot | FRCCc_Hot or very hot_1A/2A | 2
29734 | 34205 | FL | FRCCc | Hot or very hot | FRCCc_Hot or very hot_1A/2A | 2
29735 | 34206 | FL | FRCCc | Hot or very hot | FRCCc_Hot or very hot_1A/2A | 2
29736 | 34207 | FL | FRCCc | Hot or very hot | FRCCc_Hot or very hot_1A/2A | 2
29737 | 34208 | FL | FRCCc | Hot or very hot | FRCCc_Hot or very hot_1A/2A | 2
29738 | 34209 | FL | FRCCc | Hot or very hot | FRCCc_Hot or very hot_1A/2A | 2
29739 | 34210 | FL | FRCCc | Hot or very hot | FRCCc_Hot or very hot_1A/2A | 2
29740 | 34211 | FL | FRCCc | Hot or very hot | FRCCc_Hot or very hot_1A/2A | 2
29741 | 34212 | FL | FRCCc | Hot or very hot | FRCCc_Hot or very hot_1A/2A | 2
29742 | 34215 | FL | FRCCc | Hot or very hot | FRCCc_Hot or very hot_1A/2A | 2
29743 | 34216 | FL | FRCCc | Hot or very hot | FRCCc_Hot or very hot_1A/2A | 2
29744 | 34217 | FL | FRCCc | Hot or very hot | FRCCc_Hot or very hot_1A/2A | 2
29745 | 34219 | FL | FRCCc | Hot or very hot | FRCCc_Hot or very hot_1A/2A | 2
29746 | 34220 | FL | FRCCc | Hot or very hot | FRCCc_Hot or very hot_1A/2A | 2
29747 | 34221 | FL | FRCCc | Hot or very hot | FRCCc_Hot or very hot_1A/2A | 2
29748 | 34222 | FL | FRCCc | Hot or very hot | FRCCc_Hot or very hot_1A/2A | 2
29749 | 34228 | FL | FRCCc | Hot or very hot | FRCCc_Hot or very hot_1A/2A | 2
29750 | 34240 | FL | FRCCc | Hot or very hot | FRCCc_Hot or very hot_1A/2A | 2
29751 | 34243 | FL | FRCCc | Hot or very hot | FRCCc_Hot or very hot_1A/2A | 2
29752 | 34250 | FL | FRCCc | Hot or very hot | FRCCc_Hot or very hot_1A/2A | 2
29753 | 34251 | FL | FRCCc | Hot or very hot | FRCCc_Hot or very hot_1A/2A | 2
29754 | 34260 | FL | FRCCc | Hot or very hot | FRCCc_Hot or very hot_1A/2A | 2
29755 | 34264 | FL | FRCCc | Hot or very hot | FRCCc_Hot or very hot_1A/2A | 2
29756 | 34266 | FL | FRCCc | Hot or very hot | FRCCc_Hot or very hot_1A/2A | 2
29757 | 34270 | FL | FRCCc | Hot or very hot | FRCCc_Hot or very hot_1A/2A | 2
29758 | 34280 | FL | FRCCc | Hot or very hot | FRCCc_Hot or very hot_1A/2A | 2
29759 | 34282 | FL | FRCCc | Hot or very hot | FRCCc_Hot or very hot_1A/2A | 2
29760 | 33701 | FL | FRCCc | Hot or very hot | FRCCc_Hot or very hot_1A/2A | 2
29761 | 33702 | FL | FRCCc | Hot or very hot | FRCCc_Hot or very hot_1A/2A | 2
29762 | 33703 | FL | FRCCc | Hot or very hot | FRCCc_Hot or very hot_1A/2A | 2
29763 | 33704 | FL | FRCCc | Hot or very hot | FRCCc_Hot or very hot_1A/2A | 2
29764 | 33705 | FL | FRCCc | Hot or very hot | FRCCc_Hot or very hot_1A/2A | 2
29765 | 33706 | FL | FRCCc | Hot or very hot | FRCCc_Hot or very hot_1A/2A | 2
29766 | 33707 | FL | FRCCc | Hot or very hot | FRCCc_Hot or very hot_1A/2A | 2
29767 | 33708 | FL | FRCCc | Hot or very hot | FRCCc_Hot or very hot_1A/2A | 2
29768 | 33709 | FL | FRCCc | Hot or very hot | FRCCc_Hot or very hot_1A/2A | 2
29769 | 33710 | FL | FRCCc | Hot or very hot | FRCCc_Hot or very hot_1A/2A | 2
29770 | 33711 | FL | FRCCc | Hot or very hot | FRCCc_Hot or very hot_1A/2A | 2
29771 | 33712 | FL | FRCCc | Hot or very hot | FRCCc_Hot or very hot_1A/2A | 2
29772 | 33713 | FL | FRCCc | Hot or very hot | FRCCc_Hot or very hot_1A/2A | 2
29773 | 33714 | FL | FRCCc | Hot or very hot | FRCCc_Hot or very hot_1A/2A | 2
29774 | 33715 | FL | FRCCc | Hot or very hot | FRCCc_Hot or very hot_1A/2A | 2
29775 | 33716 | FL | FRCCc | Hot or very hot | FRCCc_Hot or very hot_1A/2A | 2
29776 | 33729 | FL | FRCCc | Hot or very hot | FRCCc_Hot or very hot_1A/2A | 2
29777 | 33730 | FL | FRCCc | Hot or very hot | FRCCc_Hot or very hot_1A/2A | 2
29778 | 33731 | FL | FRCCc | Hot or very hot | FRCCc_Hot or very hot_1A/2A | 2
29779 | 33732 | FL | FRCCc | Hot or very hot | FRCCc_Hot or very hot_1A/2A | 2
29780 | 33733 | FL | FRCCc | Hot or very hot | FRCCc_Hot or very hot_1A/2A | 2
29781 | 33734 | FL | FRCCc | Hot or very hot | FRCCc_Hot or very hot_1A/2A | 2
29782 | 33736 | FL | FRCCc | Hot or very hot | FRCCc_Hot or very hot_1A/2A | 2
29783 | 33738 | FL | FRCCc | Hot or very hot | FRCCc_Hot or very hot_1A/2A | 2
29784 | 33741 | FL | FRCCc | Hot or very hot | FRCCc_Hot or very hot_1A/2A | 2
29785 | 33742 | FL | FRCCc | Hot or very hot | FRCCc_Hot or very hot_1A/2A | 2
29786 | 33743 | FL | FRCCc | Hot or very hot | FRCCc_Hot or very hot_1A/2A | 2
29787 | 33744 | FL | FRCCc | Hot or very hot | FRCCc_Hot or very hot_1A/2A | 2
29788 | 33747 | FL | FRCCc | Hot or very hot | FRCCc_Hot or very hot_1A/2A | 2
29789 | 33755 | FL | FRCCc | Hot or very hot | FRCCc_Hot or very hot_1A/2A | 2
29790 | 33756 | FL | FRCCc | Hot or very hot | FRCCc_Hot or very hot_1A/2A | 2
29791 | 33757 | FL | FRCCc | Hot or very hot | FRCCc_Hot or very hot_1A/2A | 2
29792 | 33758 | FL | FRCCc | Hot or very hot | FRCCc_Hot or very hot_1A/2A | 2
29793 | 33759 | FL | FRCCc | Hot or very hot | FRCCc_Hot or very hot_1A/2A | 2
29794 | 33760 | FL | FRCCc | Hot or very hot | FRCCc_Hot or very hot_1A/2A | 2
29795 | 33761 | FL | FRCCc | Hot or very hot | FRCCc_Hot or very hot_1A/2A | 2
29796 | 33762 | FL | FRCCc | Hot or very hot | FRCCc_Hot or very hot_1A/2A | 2
29797 | 33763 | FL | FRCCc | Hot or very hot | FRCCc_Hot or very hot_1A/2A | 2
29798 | 33764 | FL | FRCCc | Hot or very hot | FRCCc_Hot or very hot_1A/2A | 2
29799 | 33765 | FL | FRCCc | Hot or very hot | FRCCc_Hot or very hot_1A/2A | 2
29800 | 33766 | FL | FRCCc | Hot or very hot | FRCCc_Hot or very hot_1A/2A | 2
29801 | 33767 | FL | FRCCc | Hot or very hot | FRCCc_Hot or very hot_1A/2A | 2
29802 | 33770 | FL | FRCCc | Hot or very hot | FRCCc_Hot or very hot_1A/2A | 2
29803 | 33771 | FL | FRCCc | Hot or very hot | FRCCc_Hot or very hot_1A/2A | 2
29804 | 33772 | FL | FRCCc | Hot or very hot | FRCCc_Hot or very hot_1A/2A | 2
29805 | 33773 | FL | FRCCc | Hot or very hot | FRCCc_Hot or very hot_1A/2A | 2
29806 | 33774 | FL | FRCCc | Hot or very hot | FRCCc_Hot or very hot_1A/2A | 2
29807 | 33775 | FL | FRCCc | Hot or very hot | FRCCc_Hot or very hot_1A/2A | 2
29808 | 33776 | FL | FRCCc | Hot or very hot | FRCCc_Hot or very hot_1A/2A | 2
29809 | 33777 | FL | FRCCc | Hot or very hot | FRCCc_Hot or very hot_1A/2A | 2
29810 | 33778 | FL | FRCCc | Hot or very hot | FRCCc_Hot or very hot_1A/2A | 2
29811 | 33779 | FL | FRCCc | Hot or very hot | FRCCc_Hot or very hot_1A/2A | 2
29812 | 33780 | FL | FRCCc | Hot or very hot | FRCCc_Hot or very hot_1A/2A | 2
29813 | 33781 | FL | FRCCc | Hot or very hot | FRCCc_Hot or very hot_1A/2A | 2
29814 | 33782 | FL | FRCCc | Hot or very hot | FRCCc_Hot or very hot_1A/2A | 2
29815 | 33784 | FL | FRCCc | Hot or very hot | FRCCc_Hot or very hot_1A/2A | 2
29816 | 33785 | FL | FRCCc | Hot or very hot | FRCCc_Hot or very hot_1A/2A | 2
29817 | 33786 | FL | FRCCc | Hot or very hot | FRCCc_Hot or very hot_1A/2A | 2
29818 | 34660 | FL | FRCCc | Hot or very hot | FRCCc_Hot or very hot_1A/2A | 2
29819 | 34677 | FL | FRCCc | Hot or very hot | FRCCc_Hot or very hot_1A/2A | 2
29820 | 34681 | FL | FRCCc | Hot or very hot | FRCCc_Hot or very hot_1A/2A | 2
29821 | 34682 | FL | FRCCc | Hot or very hot | FRCCc_Hot or very hot_1A/2A | 2
29822 | 34683 | FL | FRCCc | Hot or very hot | FRCCc_Hot or very hot_1A/2A | 2
29823 | 34684 | FL | FRCCc | Hot or very hot | FRCCc_Hot or very hot_1A/2A | 2
29824 | 34685 | FL | FRCCc | Hot or very hot | FRCCc_Hot or very hot_1A/2A | 2
29825 | 34688 | FL | FRCCc | Hot or very hot | FRCCc_Hot or very hot_1A/2A | 2
29826 | 34695 | FL | FRCCc | Hot or very hot | FRCCc_Hot or very hot_1A/2A | 2
29827 | 34697 | FL | FRCCc | Hot or very hot | FRCCc_Hot or very hot_1A/2A | 2
29828 | 34698 | FL | FRCCc | Hot or very hot | FRCCc_Hot or very hot_1A/2A | 2
29829 | 33826 | FL | FRCCc | Hot or very hot | FRCCc_Hot or very hot_1A/2A | 2
29830 | 33852 | FL | FRCCc | Hot or very hot | FRCCc_Hot or very hot_1A/2A | 2
29831 | 33857 | FL | FRCCc | Hot or very hot | FRCCc_Hot or very hot_1A/2A | 2
29832 | 33862 | FL | FRCCc | Hot or very hot | FRCCc_Hot or very hot_1A/2A | 2
29833 | 33870 | FL | FRCCc | Hot or very hot | FRCCc_Hot or very hot_1A/2A | 2
29834 | 33871 | FL | FRCCc | Hot or very hot | FRCCc_Hot or very hot_1A/2A | 2
29835 | 33872 | FL | FRCCc | Hot or very hot | FRCCc_Hot or very hot_1A/2A | 2
29836 | 33875 | FL | FRCCc | Hot or very hot | FRCCc_Hot or very hot_1A/2A | 2
29837 | 33876 | FL | FRCCc | Hot or very hot | FRCCc_Hot or very hot_1A/2A | 2
29838 | 33890 | FL | FRCCc | Hot or very hot | FRCCc_Hot or very hot_1A/2A | 2
29839 | 33865 | FL | FRCCc | Hot or very hot | FRCCc_Hot or very hot_1A/2A | 2
29840 | 33873 | FL | FRCCc | Hot or very hot | FRCCc_Hot or very hot_1A/2A | 2
29841 | 34267 | FL | FRCCc | Hot or very hot | FRCCc_Hot or very hot_1A/2A | 2
29842 | 34268 | FL | FRCCc | Hot or very hot | FRCCc_Hot or very hot_1A/2A | 2
29843 | 34269 | FL | FRCCc | Hot or very hot | FRCCc_Hot or very hot_1A/2A | 2
29844 | 33901 | FL | FRCCc | Hot or very hot | FRCCc_Hot or very hot_1A/2A | 2
29845 | 33902 | FL | FRCCc | Hot or very hot | FRCCc_Hot or very hot_1A/2A | 2
29846 | 33903 | FL | FRCCc | Hot or very hot | FRCCc_Hot or very hot_1A/2A | 2
29847 | 33904 | FL | FRCCc | Hot or very hot | FRCCc_Hot or very hot_1A/2A | 2
29848 | 33905 | FL | FRCCc | Hot or very hot | FRCCc_Hot or very hot_1A/2A | 2
29849 | 33906 | FL | FRCCc | Hot or very hot | FRCCc_Hot or very hot_1A/2A | 2
29850 | 33907 | FL | FRCCc | Hot or very hot | FRCCc_Hot or very hot_1A/2A | 2
29851 | 33908 | FL | FRCCc | Hot or very hot | FRCCc_Hot or very hot_1A/2A | 2
29852 | 33909 | FL | FRCCc | Hot or very hot | FRCCc_Hot or very hot_1A/2A | 2
29853 | 33910 | FL | FRCCc | Hot or very hot | FRCCc_Hot or very hot_1A/2A | 2
29854 | 33912 | FL | FRCCc | Hot or very hot | FRCCc_Hot or very hot_1A/2A | 2
29855 | 33913 | FL | FRCCc | Hot or very hot | FRCCc_Hot or very hot_1A/2A | 2
29856 | 33914 | FL | FRCCc | Hot or very hot | FRCCc_Hot or very hot_1A/2A | 2
29857 | 33915 | FL | FRCCc | Hot or very hot | FRCCc_Hot or very hot_1A/2A | 2
29858 | 33916 | FL | FRCCc | Hot or very hot | FRCCc_Hot or very hot_1A/2A | 2
29859 | 33917 | FL | FRCCc | Hot or very hot | FRCCc_Hot or very hot_1A/2A | 2
29860 | 33918 | FL | FRCCc | Hot or very hot | FRCCc_Hot or very hot_1A/2A | 2
29861 | 33919 | FL | FRCCc | Hot or very hot | FRCCc_Hot or very hot_1A/2A | 2
29862 | 33920 | FL | FRCCc | Hot or very hot | FRCCc_Hot or very hot_1A/2A | 2
29863 | 33921 | FL | FRCCc | Hot or very hot | FRCCc_Hot or very hot_1A/2A | 2
29864 | 33922 | FL | FRCCc | Hot or very hot | FRCCc_Hot or very hot_1A/2A | 2
29865 | 33924 | FL | FRCCc | Hot or very hot | FRCCc_Hot or very hot_1A/2A | 2
29866 | 33928 | FL | FRCCc | Hot or very hot | FRCCc_Hot or very hot_1A/2A | 2
29867 | 33929 | FL | FRCCc | Hot or very hot | FRCCc_Hot or very hot_1A/2A | 2
29868 | 33931 | FL | FRCCc | Hot or very hot | FRCCc_Hot or very hot_1A/2A | 2
29869 | 33932 | FL | FRCCc | Hot or very hot | FRCCc_Hot or very hot_1A/2A | 2
29870 | 33945 | FL | FRCCc | Hot or very hot | FRCCc_Hot or very hot_1A/2A | 2
29871 | 33955 | FL | FRCCc | Hot or very hot | FRCCc_Hot or very hot_1A/2A | 2
29872 | 33956 | FL | FRCCc | Hot or very hot | FRCCc_Hot or very hot_1A/2A | 2
29873 | 33957 | FL | FRCCc | Hot or very hot | FRCCc_Hot or very hot_1A/2A | 2
29874 | 33965 | FL | FRCCc | Hot or very hot | FRCCc_Hot or very hot_1A/2A | 2
29875 | 33966 | FL | FRCCc | Hot or very hot | FRCCc_Hot or very hot_1A/2A | 2
29876 | 33967 | FL | FRCCc | Hot or very hot | FRCCc_Hot or very hot_1A/2A | 2
29877 | 33970 | FL | FRCCc | Hot or very hot | FRCCc_Hot or very hot_1A/2A | 2
29878 | 33971 | FL | FRCCc | Hot or very hot | FRCCc_Hot or very hot_1A/2A | 2
29879 | 33972 | FL | FRCCc | Hot or very hot | FRCCc_Hot or very hot_1A/2A | 2
29880 | 33973 | FL | FRCCc | Hot or very hot | FRCCc_Hot or very hot_1A/2A | 2
29881 | 33974 | FL | FRCCc | Hot or very hot | FRCCc_Hot or very hot_1A/2A | 2
29882 | 33976 | FL | FRCCc | Hot or very hot | FRCCc_Hot or very hot_1A/2A | 2
29883 | 33990 | FL | FRCCc | Hot or very hot | FRCCc_Hot or very hot_1A/2A | 2
29884 | 33991 | FL | FRCCc | Hot or very hot | FRCCc_Hot or very hot_1A/2A | 2
29885 | 33993 | FL | FRCCc | Hot or very hot | FRCCc_Hot or very hot_1A/2A | 2
29886 | 33994 | FL | FRCCc | Hot or very hot | FRCCc_Hot or very hot_1A/2A | 2
29887 | 34110 | FL | FRCCc | Hot or very hot | FRCCc_Hot or very hot_1A/2A | 2
29888 | 34119 | FL | FRCCc | Hot or very hot | FRCCc_Hot or very hot_1A/2A | 2
29889 | 34133 | FL | FRCCc | Hot or very hot | FRCCc_Hot or very hot_1A/2A | 2
29890 | 34134 | FL | FRCCc | Hot or very hot | FRCCc_Hot or very hot_1A/2A | 2
29891 | 34135 | FL | FRCCc | Hot or very hot | FRCCc_Hot or very hot_1A/2A | 2
29892 | 34136 | FL | FRCCc | Hot or very hot | FRCCc_Hot or very hot_1A/2A | 2
29893 | 33938 | FL | FRCCc | Hot or very hot | FRCCc_Hot or very hot_1A/2A | 2
29894 | 33946 | FL | FRCCc | Hot or very hot | FRCCc_Hot or very hot_1A/2A | 2
29895 | 33947 | FL | FRCCc | Hot or very hot | FRCCc_Hot or very hot_1A/2A | 2
29896 | 33948 | FL | FRCCc | Hot or very hot | FRCCc_Hot or very hot_1A/2A | 2
29897 | 33949 | FL | FRCCc | Hot or very hot | FRCCc_Hot or very hot_1A/2A | 2
29898 | 33950 | FL | FRCCc | Hot or very hot | FRCCc_Hot or very hot_1A/2A | 2
29899 | 33951 | FL | FRCCc | Hot or very hot | FRCCc_Hot or very hot_1A/2A | 2
29900 | 33952 | FL | FRCCc | Hot or very hot | FRCCc_Hot or very hot_1A/2A | 2
29901 | 33953 | FL | FRCCc | Hot or very hot | FRCCc_Hot or very hot_1A/2A | 2
29902 | 33954 | FL | FRCCc | Hot or very hot | FRCCc_Hot or very hot_1A/2A | 2
29903 | 33980 | FL | FRCCc | Hot or very hot | FRCCc_Hot or very hot_1A/2A | 2
29904 | 33981 | FL | FRCCc | Hot or very hot | FRCCc_Hot or very hot_1A/2A | 2
29905 | 33982 | FL | FRCCc | Hot or very hot | FRCCc_Hot or very hot_1A/2A | 2
29906 | 33983 | FL | FRCCc | Hot or very hot | FRCCc_Hot or very hot_1A/2A | 2
29907 | 34223 | FL | FRCCc | Hot or very hot | FRCCc_Hot or very hot_1A/2A | 2
29908 | 34224 | FL | FRCCc | Hot or very hot | FRCCc_Hot or very hot_1A/2A | 2
29909 | 34287 | FL | FRCCc | Hot or very hot | FRCCc_Hot or very hot_1A/2A | 2
29910 | 34101 | FL | FRCCc | Hot or very hot | FRCCc_Hot or very hot_1A/2A | 2
29911 | 34102 | FL | FRCCc | Hot or very hot | FRCCc_Hot or very hot_1A/2A | 2
29912 | 34103 | FL | FRCCc | Hot or very hot | FRCCc_Hot or very hot_1A/2A | 2
29913 | 34104 | FL | FRCCc | Hot or very hot | FRCCc_Hot or very hot_1A/2A | 2
29914 | 34105 | FL | FRCCc | Hot or very hot | FRCCc_Hot or very hot_1A/2A | 2
29915 | 34106 | FL | FRCCc | Hot or very hot | FRCCc_Hot or very hot_1A/2A | 2
29916 | 34107 | FL | FRCCc | Hot or very hot | FRCCc_Hot or very hot_1A/2A | 2
29917 | 34108 | FL | FRCCc | Hot or very hot | FRCCc_Hot or very hot_1A/2A | 2
29918 | 34109 | FL | FRCCc | Hot or very hot | FRCCc_Hot or very hot_1A/2A | 2
29919 | 34112 | FL | FRCCc | Hot or very hot | FRCCc_Hot or very hot_1A/2A | 2
29920 | 34113 | FL | FRCCc | Hot or very hot | FRCCc_Hot or very hot_1A/2A | 2
29921 | 34114 | FL | FRCCc | Hot or very hot | FRCCc_Hot or very hot_1A/2A | 2
29922 | 34116 | FL | FRCCc | Hot or very hot | FRCCc_Hot or very hot_1A/2A | 2
29923 | 34117 | FL | FRCCc | Hot or very hot | FRCCc_Hot or very hot_1A/2A | 2
29924 | 34120 | FL | FRCCc | Hot or very hot | FRCCc_Hot or very hot_1A/2A | 2
29925 | 34138 | FL | FRCCc | Hot or very hot | FRCCc_Hot or very hot_1A/2A | 2
29926 | 34139 | FL | FRCCc | Hot or very hot | FRCCc_Hot or very hot_1A/2A | 2
29927 | 34140 | FL | FRCCc | Hot or very hot | FRCCc_Hot or very hot_1A/2A | 2
29928 | 34141 | FL | FRCCc | Hot or very hot | FRCCc_Hot or very hot_1A/2A | 2
29929 | 34145 | FL | FRCCc | Hot or very hot | FRCCc_Hot or very hot_1A/2A | 2
29930 | 34146 | FL | FRCCc | Hot or very hot | FRCCc_Hot or very hot_1A/2A | 2
29931 | 34229 | FL | FRCCc | Hot or very hot | FRCCc_Hot or very hot_1A/2A | 2
29932 | 34230 | FL | FRCCc | Hot or very hot | FRCCc_Hot or very hot_1A/2A | 2
29933 | 34231 | FL | FRCCc | Hot or very hot | FRCCc_Hot or very hot_1A/2A | 2
29934 | 34232 | FL | FRCCc | Hot or very hot | FRCCc_Hot or very hot_1A/2A | 2
29935 | 34233 | FL | FRCCc | Hot or very hot | FRCCc_Hot or very hot_1A/2A | 2
29936 | 34234 | FL | FRCCc | Hot or very hot | FRCCc_Hot or very hot_1A/2A | 2
29937 | 34235 | FL | FRCCc | Hot or very hot | FRCCc_Hot or very hot_1A/2A | 2
29938 | 34236 | FL | FRCCc | Hot or very hot | FRCCc_Hot or very hot_1A/2A | 2
29939 | 34237 | FL | FRCCc | Hot or very hot | FRCCc_Hot or very hot_1A/2A | 2
29940 | 34238 | FL | FRCCc | Hot or very hot | FRCCc_Hot or very hot_1A/2A | 2
29941 | 34239 | FL | FRCCc | Hot or very hot | FRCCc_Hot or very hot_1A/2A | 2
29942 | 34241 | FL | FRCCc | Hot or very hot | FRCCc_Hot or very hot_1A/2A | 2
29943 | 34242 | FL | FRCCc | Hot or very hot | FRCCc_Hot or very hot_1A/2A | 2
29944 | 34249 | FL | FRCCc | Hot or very hot | FRCCc_Hot or very hot_1A/2A | 2
29945 | 34272 | FL | FRCCc | Hot or very hot | FRCCc_Hot or very hot_1A/2A | 2
29946 | 34274 | FL | FRCCc | Hot or very hot | FRCCc_Hot or very hot_1A/2A | 2
29947 | 34275 | FL | FRCCc | Hot or very hot | FRCCc_Hot or very hot_1A/2A | 2
29948 | 34276 | FL | FRCCc | Hot or very hot | FRCCc_Hot or very hot_1A/2A | 2
29949 | 34277 | FL | FRCCc | Hot or very hot | FRCCc_Hot or very hot_1A/2A | 2
29950 | 34284 | FL | FRCCc | Hot or very hot | FRCCc_Hot or very hot_1A/2A | 2
29951 | 34285 | FL | FRCCc | Hot or very hot | FRCCc_Hot or very hot_1A/2A | 2
29952 | 34286 | FL | FRCCc | Hot or very hot | FRCCc_Hot or very hot_1A/2A | 2
29953 | 34288 | FL | FRCCc | Hot or very hot | FRCCc_Hot or very hot_1A/2A | 2
29954 | 34289 | FL | FRCCc | Hot or very hot | FRCCc_Hot or very hot_1A/2A | 2
29955 | 34290 | FL | FRCCc | Hot or very hot | FRCCc_Hot or very hot_1A/2A | 2
29956 | 34291 | FL | FRCCc | Hot or very hot | FRCCc_Hot or very hot_1A/2A | 2
29957 | 34292 | FL | FRCCc | Hot or very hot | FRCCc_Hot or very hot_1A/2A | 2
29958 | 34293 | FL | FRCCc | Hot or very hot | FRCCc_Hot or very hot_1A/2A | 2
29959 | 34295 | FL | FRCCc | Hot or very hot | FRCCc_Hot or very hot_1A/2A | 2
29960 | 34423 | FL | FRCCc | Hot or very hot | FRCCc_Hot or very hot_1A/2A | 2
29961 | 34428 | FL | FRCCc | Hot or very hot | FRCCc_Hot or very hot_1A/2A | 2
29962 | 34429 | FL | FRCCc | Hot or very hot | FRCCc_Hot or very hot_1A/2A | 2
29963 | 34433 | FL | FRCCc | Hot or very hot | FRCCc_Hot or very hot_1A/2A | 2
29964 | 34434 | FL | FRCCc | Hot or very hot | FRCCc_Hot or very hot_1A/2A | 2
29965 | 34436 | FL | FRCCc | Hot or very hot | FRCCc_Hot or very hot_1A/2A | 2
29966 | 34441 | FL | FRCCc | Hot or very hot | FRCCc_Hot or very hot_1A/2A | 2
29967 | 34442 | FL | FRCCc | Hot or very hot | FRCCc_Hot or very hot_1A/2A | 2
29968 | 34445 | FL | FRCCc | Hot or very hot | FRCCc_Hot or very hot_1A/2A | 2
29969 | 34447 | FL | FRCCc | Hot or very hot | FRCCc_Hot or very hot_1A/2A | 2
29970 | 34448 | FL | FRCCc | Hot or very hot | FRCCc_Hot or very hot_1A/2A | 2
29971 | 34450 | FL | FRCCc | Hot or very hot | FRCCc_Hot or very hot_1A/2A | 2
29972 | 34451 | FL | FRCCc | Hot or very hot | FRCCc_Hot or very hot_1A/2A | 2
29973 | 34452 | FL | FRCCc | Hot or very hot | FRCCc_Hot or very hot_1A/2A | 2
29974 | 34453 | FL | FRCCc | Hot or very hot | FRCCc_Hot or very hot_1A/2A | 2
29975 | 34460 | FL | FRCCc | Hot or very hot | FRCCc_Hot or very hot_1A/2A | 2
29976 | 34461 | FL | FRCCc | Hot or very hot | FRCCc_Hot or very hot_1A/2A | 2
29977 | 34464 | FL | FRCCc | Hot or very hot | FRCCc_Hot or very hot_1A/2A | 2
29978 | 34465 | FL | FRCCc | Hot or very hot | FRCCc_Hot or very hot_1A/2A | 2
29979 | 34487 | FL | FRCCc | Hot or very hot | FRCCc_Hot or very hot_1A/2A | 2
29980 | 34945 | FL | FRCCc | Hot or very hot | FRCCc_Hot or very hot_1A/2A | 2
29981 | 34946 | FL | FRCCc | Hot or very hot | FRCCc_Hot or very hot_1A/2A | 2
29982 | 34947 | FL | FRCCc | Hot or very hot | FRCCc_Hot or very hot_1A/2A | 2
29983 | 34948 | FL | FRCCc | Hot or very hot | FRCCc_Hot or very hot_1A/2A | 2
29984 | 34949 | FL | FRCCc | Hot or very hot | FRCCc_Hot or very hot_1A/2A | 2
29985 | 34950 | FL | FRCCc | Hot or very hot | FRCCc_Hot or very hot_1A/2A | 2
29986 | 34952 | FL | FRCCc | Hot or very hot | FRCCc_Hot or very hot_1A/2A | 2
29987 | 34953 | FL | FRCCc | Hot or very hot | FRCCc_Hot or very hot_1A/2A | 2
29988 | 34954 | FL | FRCCc | Hot or very hot | FRCCc_Hot or very hot_1A/2A | 2
29989 | 34979 | FL | FRCCc | Hot or very hot | FRCCc_Hot or very hot_1A/2A | 2
29990 | 34981 | FL | FRCCc | Hot or very hot | FRCCc_Hot or very hot_1A/2A | 2
29991 | 34982 | FL | FRCCc | Hot or very hot | FRCCc_Hot or very hot_1A/2A | 2
29992 | 34983 | FL | FRCCc | Hot or very hot | FRCCc_Hot or very hot_1A/2A | 2
29993 | 34984 | FL | FRCCc | Hot or very hot | FRCCc_Hot or very hot_1A/2A | 2
29994 | 34985 | FL | FRCCc | Hot or very hot | FRCCc_Hot or very hot_1A/2A | 2
29995 | 34986 | FL | FRCCc | Hot or very hot | FRCCc_Hot or very hot_1A/2A | 2
29996 | 34987 | FL | FRCCc | Hot or very hot | FRCCc_Hot or very hot_1A/2A | 2
29997 | 34988 | FL | FRCCc | Hot or very hot | FRCCc_Hot or very hot_1A/2A | 2
29998 | 34973 | FL | FRCCc | Hot or very hot | FRCCc_Hot or very hot_1A/2A | 2
29999 | 36507 | AL | SRSOc | Hot or very hot | SRSOc_Hot or very hot_2A | 2
30000 | 36511 | AL | SRSOc | Hot or very hot | SRSOc_Hot or very hot_2A | 2
30001 | 36526 | AL | SRSOc | Hot or very hot | SRSOc_Hot or very hot_2A | 2
30002 | 36527 | AL | SRSOc | Hot or very hot | SRSOc_Hot or very hot_2A | 2
30003 | 36530 | AL | SRSOc | Hot or very hot | SRSOc_Hot or very hot_2A | 2
30004 | 36532 | AL | SRSOc | Hot or very hot | SRSOc_Hot or very hot_2A | 2
30005 | 36533 | AL | SRSOc | Hot or very hot | SRSOc_Hot or very hot_2A | 2
30006 | 36535 | AL | SRSOc | Hot or very hot | SRSOc_Hot or very hot_2A | 2
30007 | 36536 | AL | SRSOc | Hot or very hot | SRSOc_Hot or very hot_2A | 2
30008 | 36542 | AL | SRSOc | Hot or very hot | SRSOc_Hot or very hot_2A | 2
30009 | 36547 | AL | SRSOc | Hot or very hot | SRSOc_Hot or very hot_2A | 2
30010 | 36549 | AL | SRSOc | Hot or very hot | SRSOc_Hot or very hot_2A | 2
30011 | 36550 | AL | SRSOc | Hot or very hot | SRSOc_Hot or very hot_2A | 2
30012 | 36551 | AL | SRSOc | Hot or very hot | SRSOc_Hot or very hot_2A | 2
30013 | 36555 | AL | SRSOc | Hot or very hot | SRSOc_Hot or very hot_2A | 2
30014 | 36559 | AL | SRSOc | Hot or very hot | SRSOc_Hot or very hot_2A | 2
30015 | 36561 | AL | SRSOc | Hot or very hot | SRSOc_Hot or very hot_2A | 2
30016 | 36564 | AL | SRSOc | Hot or very hot | SRSOc_Hot or very hot_2A | 2
30017 | 36567 | AL | SRSOc | Hot or very hot | SRSOc_Hot or very hot_2A | 2
30018 | 36574 | AL | SRSOc | Hot or very hot | SRSOc_Hot or very hot_2A | 2
30019 | 36576 | AL | SRSOc | Hot or very hot | SRSOc_Hot or very hot_2A | 2
30020 | 36577 | AL | SRSOc | Hot or very hot | SRSOc_Hot or very hot_2A | 2
30021 | 36578 | AL | SRSOc | Hot or very hot | SRSOc_Hot or very hot_2A | 2
30022 | 36579 | AL | SRSOc | Hot or very hot | SRSOc_Hot or very hot_2A | 2
30023 | 36580 | AL | SRSOc | Hot or very hot | SRSOc_Hot or very hot_2A | 2
30024 | 36505 | AL | SRSOc | Hot or very hot | SRSOc_Hot or very hot_2A | 2
30025 | 36509 | AL | SRSOc | Hot or very hot | SRSOc_Hot or very hot_2A | 2
30026 | 36512 | AL | SRSOc | Hot or very hot | SRSOc_Hot or very hot_2A | 2
30027 | 36521 | AL | SRSOc | Hot or very hot | SRSOc_Hot or very hot_2A | 2
30028 | 36522 | AL | SRSOc | Hot or very hot | SRSOc_Hot or very hot_2A | 2
30029 | 36523 | AL | SRSOc | Hot or very hot | SRSOc_Hot or very hot_2A | 2
30030 | 36525 | AL | SRSOc | Hot or very hot | SRSOc_Hot or very hot_2A | 2
30031 | 36528 | AL | SRSOc | Hot or very hot | SRSOc_Hot or very hot_2A | 2
30032 | 36541 | AL | SRSOc | Hot or very hot | SRSOc_Hot or very hot_2A | 2
30033 | 36544 | AL | SRSOc | Hot or very hot | SRSOc_Hot or very hot_2A | 2
30034 | 36560 | AL | SRSOc | Hot or very hot | SRSOc_Hot or very hot_2A | 2
30035 | 36568 | AL | SRSOc | Hot or very hot | SRSOc_Hot or very hot_2A | 2
30036 | 36571 | AL | SRSOc | Hot or very hot | SRSOc_Hot or very hot_2A | 2
30037 | 36572 | AL | SRSOc | Hot or very hot | SRSOc_Hot or very hot_2A | 2
30038 | 36575 | AL | SRSOc | Hot or very hot | SRSOc_Hot or very hot_2A | 2
30039 | 36582 | AL | SRSOc | Hot or very hot | SRSOc_Hot or very hot_2A | 2
30040 | 36587 | AL | SRSOc | Hot or very hot | SRSOc_Hot or very hot_2A | 2
30041 | 36590 | AL | SRSOc | Hot or very hot | SRSOc_Hot or very hot_2A | 2
30042 | 36601 | AL | SRSOc | Hot or very hot | SRSOc_Hot or very hot_2A | 2
30043 | 36602 | AL | SRSOc | Hot or very hot | SRSOc_Hot or very hot_2A | 2
30044 | 36603 | AL | SRSOc | Hot or very hot | SRSOc_Hot or very hot_2A | 2
30045 | 36604 | AL | SRSOc | Hot or very hot | SRSOc_Hot or very hot_2A | 2
30046 | 36605 | AL | SRSOc | Hot or very hot | SRSOc_Hot or very hot_2A | 2
30047 | 36606 | AL | SRSOc | Hot or very hot | SRSOc_Hot or very hot_2A | 2
30048 | 36607 | AL | SRSOc | Hot or very hot | SRSOc_Hot or very hot_2A | 2
30049 | 36608 | AL | SRSOc | Hot or very hot | SRSOc_Hot or very hot_2A | 2
30050 | 36609 | AL | SRSOc | Hot or very hot | SRSOc_Hot or very hot_2A | 2
30051 | 36610 | AL | SRSOc | Hot or very hot | SRSOc_Hot or very hot_2A | 2
30052 | 36611 | AL | SRSOc | Hot or very hot | SRSOc_Hot or very hot_2A | 2
30053 | 36612 | AL | SRSOc | Hot or very hot | SRSOc_Hot or very hot_2A | 2
30054 | 36613 | AL | SRSOc | Hot or very hot | SRSOc_Hot or very hot_2A | 2
30055 | 36615 | AL | SRSOc | Hot or very hot | SRSOc_Hot or very hot_2A | 2
30056 | 36616 | AL | SRSOc | Hot or very hot | SRSOc_Hot or very hot_2A | 2
30057 | 36617 | AL | SRSOc | Hot or very hot | SRSOc_Hot or very hot_2A | 2
30058 | 36618 | AL | SRSOc | Hot or very hot | SRSOc_Hot or very hot_2A | 2
30059 | 36619 | AL | SRSOc | Hot or very hot | SRSOc_Hot or very hot_2A | 2
30060 | 36633 | AL | SRSOc | Hot or very hot | SRSOc_Hot or very hot_2A | 2
30061 | 36640 | AL | SRSOc | Hot or very hot | SRSOc_Hot or very hot_2A | 2
30062 | 36644 | AL | SRSOc | Hot or very hot | SRSOc_Hot or very hot_2A | 2
30063 | 36652 | AL | SRSOc | Hot or very hot | SRSOc_Hot or very hot_2A | 2
30064 | 36660 | AL | SRSOc | Hot or very hot | SRSOc_Hot or very hot_2A | 2
30065 | 36663 | AL | SRSOc | Hot or very hot | SRSOc_Hot or very hot_2A | 2
30066 | 36670 | AL | SRSOc | Hot or very hot | SRSOc_Hot or very hot_2A | 2
30067 | 36671 | AL | SRSOc | Hot or very hot | SRSOc_Hot or very hot_2A | 2
30068 | 36675 | AL | SRSOc | Hot or very hot | SRSOc_Hot or very hot_2A | 2
30069 | 36685 | AL | SRSOc | Hot or very hot | SRSOc_Hot or very hot_2A | 2
30070 | 36688 | AL | SRSOc | Hot or very hot | SRSOc_Hot or very hot_2A | 2
30071 | 36689 | AL | SRSOc | Hot or very hot | SRSOc_Hot or very hot_2A | 2
30072 | 36691 | AL | SRSOc | Hot or very hot | SRSOc_Hot or very hot_2A | 2
30073 | 36693 | AL | SRSOc | Hot or very hot | SRSOc_Hot or very hot_2A | 2
30074 | 36695 | AL | SRSOc | Hot or very hot | SRSOc_Hot or very hot_2A | 2
30075 | 39426 | MS | SRMVc | Hot or very hot | SRMVc_Hot or very hot_2A | 2
30076 | 39457 | MS | SRMVc | Hot or very hot | SRMVc_Hot or very hot_2A | 2
30077 | 39463 | MS | SRMVc | Hot or very hot | SRMVc_Hot or very hot_2A | 2
30078 | 39466 | MS | SRMVc | Hot or very hot | SRMVc_Hot or very hot_2A | 2
30079 | 39470 | MS | SRMVc | Hot or very hot | SRMVc_Hot or very hot_2A | 2
30080 | 39573 | MS | SRMVc | Hot or very hot | SRMVc_Hot or very hot_2A | 2
30081 | 39520 | MS | SRMVc | Hot or very hot | SRMVc_Hot or very hot_2A | 2
30082 | 39522 | MS | SRMVc | Hot or very hot | SRMVc_Hot or very hot_2A | 2
30083 | 39525 | MS | SRMVc | Hot or very hot | SRMVc_Hot or very hot_2A | 2
30084 | 39529 | MS | SRMVc | Hot or very hot | SRMVc_Hot or very hot_2A | 2
30085 | 39556 | MS | SRMVc | Hot or very hot | SRMVc_Hot or very hot_2A | 2
30086 | 39558 | MS | SRMVc | Hot or very hot | SRMVc_Hot or very hot_2A | 2
30087 | 39571 | MS | SRMVc | Hot or very hot | SRMVc_Hot or very hot_2A | 2
30088 | 39572 | MS | SRMVc | Hot or very hot | SRMVc_Hot or very hot_2A | 2
30089 | 39576 | MS | SRMVc | Hot or very hot | SRMVc_Hot or very hot_2A | 2
30090 | 39532 | MS | SRMVc | Hot or very hot | SRMVc_Hot or very hot_2A | 2
30091 | 39552 | MS | SRMVc | Hot or very hot | SRMVc_Hot or very hot_2A | 2
30092 | 39553 | MS | SRMVc | Hot or very hot | SRMVc_Hot or very hot_2A | 2
30093 | 39555 | MS | SRMVc | Hot or very hot | SRMVc_Hot or very hot_2A | 2
30094 | 39562 | MS | SRMVc | Hot or very hot | SRMVc_Hot or very hot_2A | 2
30095 | 39563 | MS | SRMVc | Hot or very hot | SRMVc_Hot or very hot_2A | 2
30096 | 39564 | MS | SRMVc | Hot or very hot | SRMVc_Hot or very hot_2A | 2
30097 | 39565 | MS | SRMVc | Hot or very hot | SRMVc_Hot or very hot_2A | 2
30098 | 39566 | MS | SRMVc | Hot or very hot | SRMVc_Hot or very hot_2A | 2
30099 | 39567 | MS | SRMVc | Hot or very hot | SRMVc_Hot or very hot_2A | 2
30100 | 39569 | MS | SRMVc | Hot or very hot | SRMVc_Hot or very hot_2A | 2
30101 | 39581 | MS | SRMVc | Hot or very hot | SRMVc_Hot or very hot_2A | 2
30102 | 39595 | MS | SRMVc | Hot or very hot | SRMVc_Hot or very hot_2A | 2
30103 | 39561 | MS | SRMVc | Hot or very hot | SRMVc_Hot or very hot_2A | 2
30104 | 39574 | MS | SRMVc | Hot or very hot | SRMVc_Hot or very hot_2A | 2
30105 | 39501 | MS | SRMVc | Hot or very hot | SRMVc_Hot or very hot_2A | 2
30106 | 39502 | MS | SRMVc | Hot or very hot | SRMVc_Hot or very hot_2A | 2
30107 | 39503 | MS | SRMVc | Hot or very hot | SRMVc_Hot or very hot_2A | 2
30108 | 39505 | MS | SRMVc | Hot or very hot | SRMVc_Hot or very hot_2A | 2
30109 | 39506 | MS | SRMVc | Hot or very hot | SRMVc_Hot or very hot_2A | 2
30110 | 39507 | MS | SRMVc | Hot or very hot | SRMVc_Hot or very hot_2A | 2
30111 | 39530 | MS | SRMVc | Hot or very hot | SRMVc_Hot or very hot_2A | 2
30112 | 39531 | MS | SRMVc | Hot or very hot | SRMVc_Hot or very hot_2A | 2
30113 | 39533 | MS | SRMVc | Hot or very hot | SRMVc_Hot or very hot_2A | 2
30114 | 39534 | MS | SRMVc | Hot or very hot | SRMVc_Hot or very hot_2A | 2
30115 | 39535 | MS | SRMVc | Hot or very hot | SRMVc_Hot or very hot_2A | 2
30116 | 39540 | MS | SRMVc | Hot or very hot | SRMVc_Hot or very hot_2A | 2
30117 | 39560 | MS | SRMVc | Hot or very hot | SRMVc_Hot or very hot_2A | 2
30118 | 39859 | GA | SRSOc | Hot or very hot | SRSOc_Hot or very hot_2A | 2
30119 | 70001 | LA | SRMVc | Hot or very hot | SRMVc_Hot or very hot_2A | 2
30120 | 70002 | LA | SRMVc | Hot or very hot | SRMVc_Hot or very hot_2A | 2
30121 | 70003 | LA | SRMVc | Hot or very hot | SRMVc_Hot or very hot_2A | 2
30122 | 70004 | LA | SRMVc | Hot or very hot | SRMVc_Hot or very hot_2A | 2
30123 | 70005 | LA | SRMVc | Hot or very hot | SRMVc_Hot or very hot_2A | 2
30124 | 70006 | LA | SRMVc | Hot or very hot | SRMVc_Hot or very hot_2A | 2
30125 | 70009 | LA | SRMVc | Hot or very hot | SRMVc_Hot or very hot_2A | 2
30126 | 70010 | LA | SRMVc | Hot or very hot | SRMVc_Hot or very hot_2A | 2
30127 | 70011 | LA | SRMVc | Hot or very hot | SRMVc_Hot or very hot_2A | 2
30128 | 70031 | LA | SRMVc | Hot or very hot | SRMVc_Hot or very hot_2A | 2
30129 | 70033 | LA | SRMVc | Hot or very hot | SRMVc_Hot or very hot_2A | 2
30130 | 70036 | LA | SRMVc | Hot or very hot | SRMVc_Hot or very hot_2A | 2
30131 | 70053 | LA | SRMVc | Hot or very hot | SRMVc_Hot or very hot_2A | 2
30132 | 70054 | LA | SRMVc | Hot or very hot | SRMVc_Hot or very hot_2A | 2
30133 | 70055 | LA | SRMVc | Hot or very hot | SRMVc_Hot or very hot_2A | 2
30134 | 70056 | LA | SRMVc | Hot or very hot | SRMVc_Hot or very hot_2A | 2
30135 | 70058 | LA | SRMVc | Hot or very hot | SRMVc_Hot or very hot_2A | 2
30136 | 70059 | LA | SRMVc | Hot or very hot | SRMVc_Hot or very hot_2A | 2
30137 | 70062 | LA | SRMVc | Hot or very hot | SRMVc_Hot or very hot_2A | 2
30138 | 70063 | LA | SRMVc | Hot or very hot | SRMVc_Hot or very hot_2A | 2
30139 | 70064 | LA | SRMVc | Hot or very hot | SRMVc_Hot or very hot_2A | 2
30140 | 70065 | LA | SRMVc | Hot or very hot | SRMVc_Hot or very hot_2A | 2
30141 | 70067 | LA | SRMVc | Hot or very hot | SRMVc_Hot or very hot_2A | 2
30142 | 70072 | LA | SRMVc | Hot or very hot | SRMVc_Hot or very hot_2A | 2
30143 | 70073 | LA | SRMVc | Hot or very hot | SRMVc_Hot or very hot_2A | 2
30144 | 70094 | LA | SRMVc | Hot or very hot | SRMVc_Hot or very hot_2A | 2
30145 | 70096 | LA | SRMVc | Hot or very hot | SRMVc_Hot or very hot_2A | 2
30146 | 70115 | LA | SRMVc | Hot or very hot | SRMVc_Hot or very hot_2A | 2
30147 | 70118 | LA | SRMVc | Hot or very hot | SRMVc_Hot or very hot_2A | 2
30148 | 70121 | LA | SRMVc | Hot or very hot | SRMVc_Hot or very hot_2A | 2
30149 | 70123 | LA | SRMVc | Hot or very hot | SRMVc_Hot or very hot_2A | 2
30150 | 70181 | LA | SRMVc | Hot or very hot | SRMVc_Hot or very hot_2A | 2
30151 | 70183 | LA | SRMVc | Hot or very hot | SRMVc_Hot or very hot_2A | 2
30152 | 70358 | LA | SRMVc | Hot or very hot | SRMVc_Hot or very hot_2A | 2
30153 | 70030 | LA | SRMVc | Hot or very hot | SRMVc_Hot or very hot_2A | 2
30154 | 70039 | LA | SRMVc | Hot or very hot | SRMVc_Hot or very hot_2A | 2
30155 | 70047 | LA | SRMVc | Hot or very hot | SRMVc_Hot or very hot_2A | 2
30156 | 70057 | LA | SRMVc | Hot or very hot | SRMVc_Hot or very hot_2A | 2
30157 | 70068 | LA | SRMVc | Hot or very hot | SRMVc_Hot or very hot_2A | 2
30158 | 70070 | LA | SRMVc | Hot or very hot | SRMVc_Hot or very hot_2A | 2
30159 | 70078 | LA | SRMVc | Hot or very hot | SRMVc_Hot or very hot_2A | 2
30160 | 70079 | LA | SRMVc | Hot or very hot | SRMVc_Hot or very hot_2A | 2
30161 | 70080 | LA | SRMVc | Hot or very hot | SRMVc_Hot or very hot_2A | 2
30162 | 70087 | LA | SRMVc | Hot or very hot | SRMVc_Hot or very hot_2A | 2
30163 | 70301 | LA | SRMVc | Hot or very hot | SRMVc_Hot or very hot_2A | 2
30164 | 70343 | LA | SRMVc | Hot or very hot | SRMVc_Hot or very hot_2A | 2
30165 | 70345 | LA | SRMVc | Hot or very hot | SRMVc_Hot or very hot_2A | 2
30166 | 70354 | LA | SRMVc | Hot or very hot | SRMVc_Hot or very hot_2A | 2
30167 | 70355 | LA | SRMVc | Hot or very hot | SRMVc_Hot or very hot_2A | 2
30168 | 70357 | LA | SRMVc | Hot or very hot | SRMVc_Hot or very hot_2A | 2
30169 | 70359 | LA | SRMVc | Hot or very hot | SRMVc_Hot or very hot_2A | 2
30170 | 70364 | LA | SRMVc | Hot or very hot | SRMVc_Hot or very hot_2A | 2
30171 | 70371 | LA | SRMVc | Hot or very hot | SRMVc_Hot or very hot_2A | 2
30172 | 70373 | LA | SRMVc | Hot or very hot | SRMVc_Hot or very hot_2A | 2
30173 | 70374 | LA | SRMVc | Hot or very hot | SRMVc_Hot or very hot_2A | 2
30174 | 70375 | LA | SRMVc | Hot or very hot | SRMVc_Hot or very hot_2A | 2
30175 | 70377 | LA | SRMVc | Hot or very hot | SRMVc_Hot or very hot_2A | 2
30176 | 70394 | LA | SRMVc | Hot or very hot | SRMVc_Hot or very hot_2A | 2
30177 | 70032 | LA | SRMVc | Hot or very hot | SRMVc_Hot or very hot_2A | 2
30178 | 70040 | LA | SRMVc | Hot or very hot | SRMVc_Hot or very hot_2A | 2
30179 | 70043 | LA | SRMVc | Hot or very hot | SRMVc_Hot or very hot_2A | 2
30180 | 70044 | LA | SRMVc | Hot or very hot | SRMVc_Hot or very hot_2A | 2
30181 | 70075 | LA | SRMVc | Hot or very hot | SRMVc_Hot or very hot_2A | 2
30182 | 70085 | LA | SRMVc | Hot or very hot | SRMVc_Hot or very hot_2A | 2
30183 | 70092 | LA | SRMVc | Hot or very hot | SRMVc_Hot or very hot_2A | 2
30184 | 70037 | LA | SRMVc | Hot or very hot | SRMVc_Hot or very hot_2A | 2
30185 | 70041 | LA | SRMVc | Hot or very hot | SRMVc_Hot or very hot_2A | 2
30186 | 70050 | LA | SRMVc | Hot or very hot | SRMVc_Hot or very hot_2A | 2
30187 | 70082 | LA | SRMVc | Hot or very hot | SRMVc_Hot or very hot_2A | 2
30188 | 70083 | LA | SRMVc | Hot or very hot | SRMVc_Hot or very hot_2A | 2
30189 | 70091 | LA | SRMVc | Hot or very hot | SRMVc_Hot or very hot_2A | 2
30190 | 70143 | LA | SRMVc | Hot or very hot | SRMVc_Hot or very hot_2A | 2
30191 | 70049 | LA | SRMVc | Hot or very hot | SRMVc_Hot or very hot_2A | 2
30192 | 70051 | LA | SRMVc | Hot or very hot | SRMVc_Hot or very hot_2A | 2
30193 | 70069 | LA | SRMVc | Hot or very hot | SRMVc_Hot or very hot_2A | 2
30194 | 70076 | LA | SRMVc | Hot or very hot | SRMVc_Hot or very hot_2A | 2
30195 | 70084 | LA | SRMVc | Hot or very hot | SRMVc_Hot or very hot_2A | 2
30196 | 70090 | LA | SRMVc | Hot or very hot | SRMVc_Hot or very hot_2A | 2
30197 | 70052 | LA | SRMVc | Hot or very hot | SRMVc_Hot or very hot_2A | 2
30198 | 70071 | LA | SRMVc | Hot or very hot | SRMVc_Hot or very hot_2A | 2
30199 | 70086 | LA | SRMVc | Hot or very hot | SRMVc_Hot or very hot_2A | 2
30200 | 70346 | LA | SRMVc | Hot or very hot | SRMVc_Hot or very hot_2A | 2
30201 | 70723 | LA | SRMVc | Hot or very hot | SRMVc_Hot or very hot_2A | 2
30202 | 70743 | LA | SRMVc | Hot or very hot | SRMVc_Hot or very hot_2A | 2
30203 | 70763 | LA | SRMVc | Hot or very hot | SRMVc_Hot or very hot_2A | 2
30204 | 70792 | LA | SRMVc | Hot or very hot | SRMVc_Hot or very hot_2A | 2
30205 | 70112 | LA | SRMVc | Hot or very hot | SRMVc_Hot or very hot_2A | 2
30206 | 70113 | LA | SRMVc | Hot or very hot | SRMVc_Hot or very hot_2A | 2
30207 | 70114 | LA | SRMVc | Hot or very hot | SRMVc_Hot or very hot_2A | 2
30208 | 70116 | LA | SRMVc | Hot or very hot | SRMVc_Hot or very hot_2A | 2
30209 | 70117 | LA | SRMVc | Hot or very hot | SRMVc_Hot or very hot_2A | 2
30210 | 70119 | LA | SRMVc | Hot or very hot | SRMVc_Hot or very hot_2A | 2
30211 | 70122 | LA | SRMVc | Hot or very hot | SRMVc_Hot or very hot_2A | 2
30212 | 70124 | LA | SRMVc | Hot or very hot | SRMVc_Hot or very hot_2A | 2
30213 | 70125 | LA | SRMVc | Hot or very hot | SRMVc_Hot or very hot_2A | 2
30214 | 70126 | LA | SRMVc | Hot or very hot | SRMVc_Hot or very hot_2A | 2
30215 | 70127 | LA | SRMVc | Hot or very hot | SRMVc_Hot or very hot_2A | 2
30216 | 70128 | LA | SRMVc | Hot or very hot | SRMVc_Hot or very hot_2A | 2
30217 | 70129 | LA | SRMVc | Hot or very hot | SRMVc_Hot or very hot_2A | 2
30218 | 70130 | LA | SRMVc | Hot or very hot | SRMVc_Hot or very hot_2A | 2
30219 | 70131 | LA | SRMVc | Hot or very hot | SRMVc_Hot or very hot_2A | 2
30220 | 70139 | LA | SRMVc | Hot or very hot | SRMVc_Hot or very hot_2A | 2
30221 | 70141 | LA | SRMVc | Hot or very hot | SRMVc_Hot or very hot_2A | 2
30222 | 70145 | LA | SRMVc | Hot or very hot | SRMVc_Hot or very hot_2A | 2
30223 | 70146 | LA | SRMVc | Hot or very hot | SRMVc_Hot or very hot_2A | 2
30224 | 70148 | LA | SRMVc | Hot or very hot | SRMVc_Hot or very hot_2A | 2
30225 | 70150 | LA | SRMVc | Hot or very hot | SRMVc_Hot or very hot_2A | 2
30226 | 70151 | LA | SRMVc | Hot or very hot | SRMVc_Hot or very hot_2A | 2
30227 | 70152 | LA | SRMVc | Hot or very hot | SRMVc_Hot or very hot_2A | 2
30228 | 70153 | LA | SRMVc | Hot or very hot | SRMVc_Hot or very hot_2A | 2
30229 | 70156 | LA | SRMVc | Hot or very hot | SRMVc_Hot or very hot_2A | 2
30230 | 70157 | LA | SRMVc | Hot or very hot | SRMVc_Hot or very hot_2A | 2
30231 | 70158 | LA | SRMVc | Hot or very hot | SRMVc_Hot or very hot_2A | 2
30232 | 70163 | LA | SRMVc | Hot or very hot | SRMVc_Hot or very hot_2A | 2
30233 | 70165 | LA | SRMVc | Hot or very hot | SRMVc_Hot or very hot_2A | 2
30234 | 70170 | LA | SRMVc | Hot or very hot | SRMVc_Hot or very hot_2A | 2
30235 | 70172 | LA | SRMVc | Hot or very hot | SRMVc_Hot or very hot_2A | 2
30236 | 70174 | LA | SRMVc | Hot or very hot | SRMVc_Hot or very hot_2A | 2
30237 | 70175 | LA | SRMVc | Hot or very hot | SRMVc_Hot or very hot_2A | 2
30238 | 70176 | LA | SRMVc | Hot or very hot | SRMVc_Hot or very hot_2A | 2
30239 | 70177 | LA | SRMVc | Hot or very hot | SRMVc_Hot or very hot_2A | 2
30240 | 70178 | LA | SRMVc | Hot or very hot | SRMVc_Hot or very hot_2A | 2
30241 | 70179 | LA | SRMVc | Hot or very hot | SRMVc_Hot or very hot_2A | 2
30242 | 70182 | LA | SRMVc | Hot or very hot | SRMVc_Hot or very hot_2A | 2
30243 | 70184 | LA | SRMVc | Hot or very hot | SRMVc_Hot or very hot_2A | 2
30244 | 70185 | LA | SRMVc | Hot or very hot | SRMVc_Hot or very hot_2A | 2
30245 | 70186 | LA | SRMVc | Hot or very hot | SRMVc_Hot or very hot_2A | 2
30246 | 70187 | LA | SRMVc | Hot or very hot | SRMVc_Hot or very hot_2A | 2
30247 | 70189 | LA | SRMVc | Hot or very hot | SRMVc_Hot or very hot_2A | 2
30248 | 70190 | LA | SRMVc | Hot or very hot | SRMVc_Hot or very hot_2A | 2
30249 | 70339 | LA | SRMVc | Hot or very hot | SRMVc_Hot or very hot_2A | 2
30250 | 70341 | LA | SRMVc | Hot or very hot | SRMVc_Hot or very hot_2A | 2
30251 | 70372 | LA | SRMVc | Hot or very hot | SRMVc_Hot or very hot_2A | 2
30252 | 70380 | LA | SRMVc | Hot or very hot | SRMVc_Hot or very hot_2A | 2
30253 | 70390 | LA | SRMVc | Hot or very hot | SRMVc_Hot or very hot_2A | 2
30254 | 70391 | LA | SRMVc | Hot or very hot | SRMVc_Hot or very hot_2A | 2
30255 | 70393 | LA | SRMVc | Hot or very hot | SRMVc_Hot or very hot_2A | 2
30256 | 70344 | LA | SRMVc | Hot or very hot | SRMVc_Hot or very hot_2A | 2
30257 | 70352 | LA | SRMVc | Hot or very hot | SRMVc_Hot or very hot_2A | 2
30258 | 70353 | LA | SRMVc | Hot or very hot | SRMVc_Hot or very hot_2A | 2
30259 | 70356 | LA | SRMVc | Hot or very hot | SRMVc_Hot or very hot_2A | 2
30260 | 70360 | LA | SRMVc | Hot or very hot | SRMVc_Hot or very hot_2A | 2
30261 | 70361 | LA | SRMVc | Hot or very hot | SRMVc_Hot or very hot_2A | 2
30262 | 70363 | LA | SRMVc | Hot or very hot | SRMVc_Hot or very hot_2A | 2
30263 | 70395 | LA | SRMVc | Hot or very hot | SRMVc_Hot or very hot_2A | 2
30264 | 70397 | LA | SRMVc | Hot or very hot | SRMVc_Hot or very hot_2A | 2
30265 | 70512 | LA | SRMVc | Hot or very hot | SRMVc_Hot or very hot_2A | 2
30266 | 70517 | LA | SRMVc | Hot or very hot | SRMVc_Hot or very hot_2A | 2
30267 | 70518 | LA | SRMVc | Hot or very hot | SRMVc_Hot or very hot_2A | 2
30268 | 70519 | LA | SRMVc | Hot or very hot | SRMVc_Hot or very hot_2A | 2
30269 | 70521 | LA | SRMVc | Hot or very hot | SRMVc_Hot or very hot_2A | 2
30270 | 70560 | LA | SRMVc | Hot or very hot | SRMVc_Hot or very hot_2A | 2
30271 | 70563 | LA | SRMVc | Hot or very hot | SRMVc_Hot or very hot_2A | 2
30272 | 70582 | LA | SRMVc | Hot or very hot | SRMVc_Hot or very hot_2A | 2
30273 | 70340 | LA | SRMVc | Hot or very hot | SRMVc_Hot or very hot_2A | 2
30274 | 70342 | LA | SRMVc | Hot or very hot | SRMVc_Hot or very hot_2A | 2
30275 | 70381 | LA | SRMVc | Hot or very hot | SRMVc_Hot or very hot_2A | 2
30276 | 70392 | LA | SRMVc | Hot or very hot | SRMVc_Hot or very hot_2A | 2
30277 | 70514 | LA | SRMVc | Hot or very hot | SRMVc_Hot or very hot_2A | 2
30278 | 70522 | LA | SRMVc | Hot or very hot | SRMVc_Hot or very hot_2A | 2
30279 | 70523 | LA | SRMVc | Hot or very hot | SRMVc_Hot or very hot_2A | 2
30280 | 70538 | LA | SRMVc | Hot or very hot | SRMVc_Hot or very hot_2A | 2
30281 | 70540 | LA | SRMVc | Hot or very hot | SRMVc_Hot or very hot_2A | 2
30282 | 70544 | LA | SRMVc | Hot or very hot | SRMVc_Hot or very hot_2A | 2
30283 | 70449 | LA | SRMVc | Hot or very hot | SRMVc_Hot or very hot_2A | 2
30284 | 70718 | LA | SRMVc | Hot or very hot | SRMVc_Hot or very hot_2A | 2
30285 | 70725 | LA | SRMVc | Hot or very hot | SRMVc_Hot or very hot_2A | 2
30286 | 70728 | LA | SRMVc | Hot or very hot | SRMVc_Hot or very hot_2A | 2
30287 | 70734 | LA | SRMVc | Hot or very hot | SRMVc_Hot or very hot_2A | 2
30288 | 70737 | LA | SRMVc | Hot or very hot | SRMVc_Hot or very hot_2A | 2
30289 | 70769 | LA | SRMVc | Hot or very hot | SRMVc_Hot or very hot_2A | 2
30290 | 70774 | LA | SRMVc | Hot or very hot | SRMVc_Hot or very hot_2A | 2
30291 | 70778 | LA | SRMVc | Hot or very hot | SRMVc_Hot or very hot_2A | 2
30292 | 70401 | LA | SRMVc | Hot or very hot | SRMVc_Hot or very hot_2A | 2
30293 | 70402 | LA | SRMVc | Hot or very hot | SRMVc_Hot or very hot_2A | 2
30294 | 70403 | LA | SRMVc | Hot or very hot | SRMVc_Hot or very hot_2A | 2
30295 | 70404 | LA | SRMVc | Hot or very hot | SRMVc_Hot or very hot_2A | 2
30296 | 70421 | LA | SRMVc | Hot or very hot | SRMVc_Hot or very hot_2A | 2
30297 | 70422 | LA | SRMVc | Hot or very hot | SRMVc_Hot or very hot_2A | 2
30298 | 70435 | LA | SRMVc | Hot or very hot | SRMVc_Hot or very hot_2A | 2
30299 | 70436 | LA | SRMVc | Hot or very hot | SRMVc_Hot or very hot_2A | 2
30300 | 70437 | LA | SRMVc | Hot or very hot | SRMVc_Hot or very hot_2A | 2
30301 | 70438 | LA | SRMVc | Hot or very hot | SRMVc_Hot or very hot_2A | 2
30302 | 70442 | LA | SRMVc | Hot or very hot | SRMVc_Hot or very hot_2A | 2
30303 | 70443 | LA | SRMVc | Hot or very hot | SRMVc_Hot or very hot_2A | 2
30304 | 70444 | LA | SRMVc | Hot or very hot | SRMVc_Hot or very hot_2A | 2
30305 | 70446 | LA | SRMVc | Hot or very hot | SRMVc_Hot or very hot_2A | 2
30306 | 70451 | LA | SRMVc | Hot or very hot | SRMVc_Hot or very hot_2A | 2
30307 | 70454 | LA | SRMVc | Hot or very hot | SRMVc_Hot or very hot_2A | 2
30308 | 70455 | LA | SRMVc | Hot or very hot | SRMVc_Hot or very hot_2A | 2
30309 | 70456 | LA | SRMVc | Hot or very hot | SRMVc_Hot or very hot_2A | 2
30310 | 70462 | LA | SRMVc | Hot or very hot | SRMVc_Hot or very hot_2A | 2
30311 | 70465 | LA | SRMVc | Hot or very hot | SRMVc_Hot or very hot_2A | 2
30312 | 70466 | LA | SRMVc | Hot or very hot | SRMVc_Hot or very hot_2A | 2
30313 | 70711 | LA | SRMVc | Hot or very hot | SRMVc_Hot or very hot_2A | 2
30314 | 70453 | LA | SRMVc | Hot or very hot | SRMVc_Hot or very hot_2A | 2
30315 | 70706 | LA | SRMVc | Hot or very hot | SRMVc_Hot or very hot_2A | 2
30316 | 70726 | LA | SRMVc | Hot or very hot | SRMVc_Hot or very hot_2A | 2
30317 | 70727 | LA | SRMVc | Hot or very hot | SRMVc_Hot or very hot_2A | 2
30318 | 70733 | LA | SRMVc | Hot or very hot | SRMVc_Hot or very hot_2A | 2
30319 | 70744 | LA | SRMVc | Hot or very hot | SRMVc_Hot or very hot_2A | 2
30320 | 70754 | LA | SRMVc | Hot or very hot | SRMVc_Hot or very hot_2A | 2
30321 | 70785 | LA | SRMVc | Hot or very hot | SRMVc_Hot or very hot_2A | 2
30322 | 70786 | LA | SRMVc | Hot or very hot | SRMVc_Hot or very hot_2A | 2
30323 | 70420 | LA | SRMVc | Hot or very hot | SRMVc_Hot or very hot_2A | 2
30324 | 70427 | LA | SRMVc | Hot or very hot | SRMVc_Hot or very hot_2A | 2
30325 | 70431 | LA | SRMVc | Hot or very hot | SRMVc_Hot or very hot_2A | 2
30326 | 70433 | LA | SRMVc | Hot or very hot | SRMVc_Hot or very hot_2A | 2
30327 | 70434 | LA | SRMVc | Hot or very hot | SRMVc_Hot or very hot_2A | 2
30328 | 70445 | LA | SRMVc | Hot or very hot | SRMVc_Hot or very hot_2A | 2
30329 | 70447 | LA | SRMVc | Hot or very hot | SRMVc_Hot or very hot_2A | 2
30330 | 70448 | LA | SRMVc | Hot or very hot | SRMVc_Hot or very hot_2A | 2
30331 | 70452 | LA | SRMVc | Hot or very hot | SRMVc_Hot or very hot_2A | 2
30332 | 70457 | LA | SRMVc | Hot or very hot | SRMVc_Hot or very hot_2A | 2
30333 | 70458 | LA | SRMVc | Hot or very hot | SRMVc_Hot or very hot_2A | 2
30334 | 70459 | LA | SRMVc | Hot or very hot | SRMVc_Hot or very hot_2A | 2
30335 | 70460 | LA | SRMVc | Hot or very hot | SRMVc_Hot or very hot_2A | 2
30336 | 70461 | LA | SRMVc | Hot or very hot | SRMVc_Hot or very hot_2A | 2
30337 | 70463 | LA | SRMVc | Hot or very hot | SRMVc_Hot or very hot_2A | 2
30338 | 70464 | LA | SRMVc | Hot or very hot | SRMVc_Hot or very hot_2A | 2
30339 | 70469 | LA | SRMVc | Hot or very hot | SRMVc_Hot or very hot_2A | 2
30340 | 70470 | LA | SRMVc | Hot or very hot | SRMVc_Hot or very hot_2A | 2
30341 | 70471 | LA | SRMVc | Hot or very hot | SRMVc_Hot or very hot_2A | 2
30342 | 70441 | LA | SRMVc | Hot or very hot | SRMVc_Hot or very hot_2A | 2
30343 | 70426 | LA | SRMVc | Hot or very hot | SRMVc_Hot or very hot_2A | 2
30344 | 70429 | LA | SRMVc | Hot or very hot | SRMVc_Hot or very hot_2A | 2
30345 | 70450 | LA | SRMVc | Hot or very hot | SRMVc_Hot or very hot_2A | 2
30346 | 70501 | LA | SRMVc | Hot or very hot | SRMVc_Hot or very hot_2A | 2
30347 | 70502 | LA | SRMVc | Hot or very hot | SRMVc_Hot or very hot_2A | 2
30348 | 70503 | LA | SRMVc | Hot or very hot | SRMVc_Hot or very hot_2A | 2
30349 | 70504 | LA | SRMVc | Hot or very hot | SRMVc_Hot or very hot_2A | 2
30350 | 70505 | LA | SRMVc | Hot or very hot | SRMVc_Hot or very hot_2A | 2
30351 | 70506 | LA | SRMVc | Hot or very hot | SRMVc_Hot or very hot_2A | 2
30352 | 70507 | LA | SRMVc | Hot or very hot | SRMVc_Hot or very hot_2A | 2
30353 | 70508 | LA | SRMVc | Hot or very hot | SRMVc_Hot or very hot_2A | 2
30354 | 70509 | LA | SRMVc | Hot or very hot | SRMVc_Hot or very hot_2A | 2
30355 | 70520 | LA | SRMVc | Hot or very hot | SRMVc_Hot or very hot_2A | 2
30356 | 70525 | LA | SRMVc | Hot or very hot | SRMVc_Hot or very hot_2A | 2
30357 | 70529 | LA | SRMVc | Hot or very hot | SRMVc_Hot or very hot_2A | 2
30358 | 70555 | LA | SRMVc | Hot or very hot | SRMVc_Hot or very hot_2A | 2
30359 | 70558 | LA | SRMVc | Hot or very hot | SRMVc_Hot or very hot_2A | 2
30360 | 70578 | LA | SRMVc | Hot or very hot | SRMVc_Hot or very hot_2A | 2
30361 | 70583 | LA | SRMVc | Hot or very hot | SRMVc_Hot or very hot_2A | 2
30362 | 70592 | LA | SRMVc | Hot or very hot | SRMVc_Hot or very hot_2A | 2
30363 | 70596 | LA | SRMVc | Hot or very hot | SRMVc_Hot or very hot_2A | 2
30364 | 70598 | LA | SRMVc | Hot or very hot | SRMVc_Hot or very hot_2A | 2
30365 | 70510 | LA | SRMVc | Hot or very hot | SRMVc_Hot or very hot_2A | 2
30366 | 70526 | LA | SRMVc | Hot or very hot | SRMVc_Hot or very hot_2A | 2
30367 | 70528 | LA | SRMVc | Hot or very hot | SRMVc_Hot or very hot_2A | 2
30368 | 70533 | LA | SRMVc | Hot or very hot | SRMVc_Hot or very hot_2A | 2
30369 | 70542 | LA | SRMVc | Hot or very hot | SRMVc_Hot or very hot_2A | 2
30370 | 70548 | LA | SRMVc | Hot or very hot | SRMVc_Hot or very hot_2A | 2
30371 | 70575 | LA | SRMVc | Hot or very hot | SRMVc_Hot or very hot_2A | 2
30372 | 70535 | LA | SRMVc | Hot or very hot | SRMVc_Hot or very hot_2A | 2
30373 | 70541 | LA | SRMVc | Hot or very hot | SRMVc_Hot or very hot_2A | 2
30374 | 70550 | LA | SRMVc | Hot or very hot | SRMVc_Hot or very hot_2A | 2
30375 | 70551 | LA | SRMVc | Hot or very hot | SRMVc_Hot or very hot_2A | 2
30376 | 70570 | LA | SRMVc | Hot or very hot | SRMVc_Hot or very hot_2A | 2
30377 | 70571 | LA | SRMVc | Hot or very hot | SRMVc_Hot or very hot_2A | 2
30378 | 70577 | LA | SRMVc | Hot or very hot | SRMVc_Hot or very hot_2A | 2
30379 | 70584 | LA | SRMVc | Hot or very hot | SRMVc_Hot or very hot_2A | 2
30380 | 70586 | LA | SRMVc | Hot or very hot | SRMVc_Hot or very hot_2A | 2
30381 | 70589 | LA | SRMVc | Hot or very hot | SRMVc_Hot or very hot_2A | 2
30382 | 70750 | LA | SRMVc | Hot or very hot | SRMVc_Hot or very hot_2A | 2
30383 | 71322 | LA | SRMVc | Hot or very hot | SRMVc_Hot or very hot_2A | 2
30384 | 71345 | LA | SRMVc | Hot or very hot | SRMVc_Hot or very hot_2A | 2
30385 | 71353 | LA | SRMVc | Hot or very hot | SRMVc_Hot or very hot_2A | 2
30386 | 71356 | LA | SRMVc | Hot or very hot | SRMVc_Hot or very hot_2A | 2
30387 | 71358 | LA | SRMVc | Hot or very hot | SRMVc_Hot or very hot_2A | 2
30388 | 71362 | LA | SRMVc | Hot or very hot | SRMVc_Hot or very hot_2A | 2
30389 | 70513 | LA | SRMVc | Hot or very hot | SRMVc_Hot or very hot_2A | 2
30390 | 70552 | LA | SRMVc | Hot or very hot | SRMVc_Hot or very hot_2A | 2
30391 | 70562 | LA | SRMVc | Hot or very hot | SRMVc_Hot or very hot_2A | 2
30392 | 70569 | LA | SRMVc | Hot or very hot | SRMVc_Hot or very hot_2A | 2
30393 | 70515 | LA | SRMVc | Hot or very hot | SRMVc_Hot or very hot_2A | 2
30394 | 70516 | LA | SRMVc | Hot or very hot | SRMVc_Hot or very hot_2A | 2
30395 | 70531 | LA | SRMVc | Hot or very hot | SRMVc_Hot or very hot_2A | 2
30396 | 70534 | LA | SRMVc | Hot or very hot | SRMVc_Hot or very hot_2A | 2
30397 | 70537 | LA | SRMVc | Hot or very hot | SRMVc_Hot or very hot_2A | 2
30398 | 70543 | LA | SRMVc | Hot or very hot | SRMVc_Hot or very hot_2A | 2
30399 | 70546 | LA | SRMVc | Hot or very hot | SRMVc_Hot or very hot_2A | 2
30400 | 70556 | LA | SRMVc | Hot or very hot | SRMVc_Hot or very hot_2A | 2
30401 | 70559 | LA | SRMVc | Hot or very hot | SRMVc_Hot or very hot_2A | 2
30402 | 70524 | LA | SRMVc | Hot or very hot | SRMVc_Hot or very hot_2A | 2
30403 | 70554 | LA | SRMVc | Hot or very hot | SRMVc_Hot or very hot_2A | 2
30404 | 70576 | LA | SRMVc | Hot or very hot | SRMVc_Hot or very hot_2A | 2
30405 | 70580 | LA | SRMVc | Hot or very hot | SRMVc_Hot or very hot_2A | 2
30406 | 70585 | LA | SRMVc | Hot or very hot | SRMVc_Hot or very hot_2A | 2
30407 | 71325 | LA | SRMVc | Hot or very hot | SRMVc_Hot or very hot_2A | 2
30408 | 71367 | LA | SRMVc | Hot or very hot | SRMVc_Hot or very hot_2A | 2
30409 | 71433 | LA | SRMVc | Hot or very hot | SRMVc_Hot or very hot_2A | 2
30410 | 71463 | LA | SRMVc | Hot or very hot | SRMVc_Hot or very hot_2A | 2
30411 | 70532 | LA | SRMVc | Hot or very hot | SRMVc_Hot or very hot_2A | 2
30412 | 70549 | LA | SRMVc | Hot or very hot | SRMVc_Hot or very hot_2A | 2
30413 | 70581 | LA | SRMVc | Hot or very hot | SRMVc_Hot or very hot_2A | 2
30414 | 70591 | LA | SRMVc | Hot or very hot | SRMVc_Hot or very hot_2A | 2
30415 | 70611 | LA | SRMVc | Hot or very hot | SRMVc_Hot or very hot_2A | 2
30416 | 70640 | LA | SRMVc | Hot or very hot | SRMVc_Hot or very hot_2A | 2
30417 | 70647 | LA | SRMVc | Hot or very hot | SRMVc_Hot or very hot_2A | 2
30418 | 70648 | LA | SRMVc | Hot or very hot | SRMVc_Hot or very hot_2A | 2
30419 | 70650 | LA | SRMVc | Hot or very hot | SRMVc_Hot or very hot_2A | 2
30420 | 70657 | LA | SRMVc | Hot or very hot | SRMVc_Hot or very hot_2A | 2
30421 | 70637 | LA | SRMVc | Hot or very hot | SRMVc_Hot or very hot_2A | 2
30422 | 70638 | LA | SRMVc | Hot or very hot | SRMVc_Hot or very hot_2A | 2
30423 | 70644 | LA | SRMVc | Hot or very hot | SRMVc_Hot or very hot_2A | 2
30424 | 70651 | LA | SRMVc | Hot or very hot | SRMVc_Hot or very hot_2A | 2
30425 | 70654 | LA | SRMVc | Hot or very hot | SRMVc_Hot or very hot_2A | 2
30426 | 70655 | LA | SRMVc | Hot or very hot | SRMVc_Hot or very hot_2A | 2
30427 | 70656 | LA | SRMVc | Hot or very hot | SRMVc_Hot or very hot_2A | 2
30428 | 70658 | LA | SRMVc | Hot or very hot | SRMVc_Hot or very hot_2A | 2
30429 | 70662 | LA | SRMVc | Hot or very hot | SRMVc_Hot or very hot_2A | 2
30430 | 70606 | LA | SRMVc | Hot or very hot | SRMVc_Hot or very hot_2A | 2
30431 | 70607 | LA | SRMVc | Hot or very hot | SRMVc_Hot or very hot_2A | 2
30432 | 70630 | LA | SRMVc | Hot or very hot | SRMVc_Hot or very hot_2A | 2
30433 | 70631 | LA | SRMVc | Hot or very hot | SRMVc_Hot or very hot_2A | 2
30434 | 70632 | LA | SRMVc | Hot or very hot | SRMVc_Hot or very hot_2A | 2
30435 | 70643 | LA | SRMVc | Hot or very hot | SRMVc_Hot or very hot_2A | 2
30436 | 70645 | LA | SRMVc | Hot or very hot | SRMVc_Hot or very hot_2A | 2
30437 | 70601 | LA | SRMVc | Hot or very hot | SRMVc_Hot or very hot_2A | 2
30438 | 70602 | LA | SRMVc | Hot or very hot | SRMVc_Hot or very hot_2A | 2
30439 | 70605 | LA | SRMVc | Hot or very hot | SRMVc_Hot or very hot_2A | 2
30440 | 70612 | LA | SRMVc | Hot or very hot | SRMVc_Hot or very hot_2A | 2
30441 | 70615 | LA | SRMVc | Hot or very hot | SRMVc_Hot or very hot_2A | 2
30442 | 70616 | LA | SRMVc | Hot or very hot | SRMVc_Hot or very hot_2A | 2
30443 | 70629 | LA | SRMVc | Hot or very hot | SRMVc_Hot or very hot_2A | 2
30444 | 70633 | LA | SRMVc | Hot or very hot | SRMVc_Hot or very hot_2A | 2
30445 | 70646 | LA | SRMVc | Hot or very hot | SRMVc_Hot or very hot_2A | 2
30446 | 70661 | LA | SRMVc | Hot or very hot | SRMVc_Hot or very hot_2A | 2
30447 | 70663 | LA | SRMVc | Hot or very hot | SRMVc_Hot or very hot_2A | 2
30448 | 70664 | LA | SRMVc | Hot or very hot | SRMVc_Hot or very hot_2A | 2
30449 | 70665 | LA | SRMVc | Hot or very hot | SRMVc_Hot or very hot_2A | 2
30450 | 70668 | LA | SRMVc | Hot or very hot | SRMVc_Hot or very hot_2A | 2
30451 | 70669 | LA | SRMVc | Hot or very hot | SRMVc_Hot or very hot_2A | 2
30452 | 70634 | LA | SRMVc | Hot or very hot | SRMVc_Hot or very hot_2A | 2
30453 | 70652 | LA | SRMVc | Hot or very hot | SRMVc_Hot or very hot_2A | 2
30454 | 70653 | LA | SRMVc | Hot or very hot | SRMVc_Hot or very hot_2A | 2
30455 | 70660 | LA | SRMVc | Hot or very hot | SRMVc_Hot or very hot_2A | 2
30456 | 71301 | LA | SRMVc | Hot or very hot | SRMVc_Hot or very hot_2A | 2
30457 | 71302 | LA | SRMVc | Hot or very hot | SRMVc_Hot or very hot_2A | 2
30458 | 71303 | LA | SRMVc | Hot or very hot | SRMVc_Hot or very hot_2A | 2
30459 | 71306 | LA | SRMVc | Hot or very hot | SRMVc_Hot or very hot_2A | 2
30460 | 71307 | LA | SRMVc | Hot or very hot | SRMVc_Hot or very hot_2A | 2
30461 | 71315 | LA | SRMVc | Hot or very hot | SRMVc_Hot or very hot_2A | 2
30462 | 71323 | LA | SRMVc | Hot or very hot | SRMVc_Hot or very hot_2A | 2
30463 | 71328 | LA | SRMVc | Hot or very hot | SRMVc_Hot or very hot_2A | 2
30464 | 71330 | LA | SRMVc | Hot or very hot | SRMVc_Hot or very hot_2A | 2
30465 | 71346 | LA | SRMVc | Hot or very hot | SRMVc_Hot or very hot_2A | 2
30466 | 71348 | LA | SRMVc | Hot or very hot | SRMVc_Hot or very hot_2A | 2
30467 | 71351 | LA | SRMVc | Hot or very hot | SRMVc_Hot or very hot_2A | 2
30468 | 71359 | LA | SRMVc | Hot or very hot | SRMVc_Hot or very hot_2A | 2
30469 | 71360 | LA | SRMVc | Hot or very hot | SRMVc_Hot or very hot_2A | 2
30470 | 71361 | LA | SRMVc | Hot or very hot | SRMVc_Hot or very hot_2A | 2
30471 | 71365 | LA | SRMVc | Hot or very hot | SRMVc_Hot or very hot_2A | 2
30472 | 71405 | LA | SRMVc | Hot or very hot | SRMVc_Hot or very hot_2A | 2
30473 | 71409 | LA | SRMVc | Hot or very hot | SRMVc_Hot or very hot_2A | 2
30474 | 71423 | LA | SRMVc | Hot or very hot | SRMVc_Hot or very hot_2A | 2
30475 | 71424 | LA | SRMVc | Hot or very hot | SRMVc_Hot or very hot_2A | 2
30476 | 71427 | LA | SRMVc | Hot or very hot | SRMVc_Hot or very hot_2A | 2
30477 | 71430 | LA | SRMVc | Hot or very hot | SRMVc_Hot or very hot_2A | 2
30478 | 71448 | LA | SRMVc | Hot or very hot | SRMVc_Hot or very hot_2A | 2
30479 | 71455 | LA | SRMVc | Hot or very hot | SRMVc_Hot or very hot_2A | 2
30480 | 71466 | LA | SRMVc | Hot or very hot | SRMVc_Hot or very hot_2A | 2
30481 | 71467 | LA | SRMVc | Hot or very hot | SRMVc_Hot or very hot_2A | 2
30482 | 71472 | LA | SRMVc | Hot or very hot | SRMVc_Hot or very hot_2A | 2
30483 | 71477 | LA | SRMVc | Hot or very hot | SRMVc_Hot or very hot_2A | 2
30484 | 71485 | LA | SRMVc | Hot or very hot | SRMVc_Hot or very hot_2A | 2
30485 | 70704 | LA | SRMVc | Hot or very hot | SRMVc_Hot or very hot_2A | 2
30486 | 70714 | LA | SRMVc | Hot or very hot | SRMVc_Hot or very hot_2A | 2
30487 | 70722 | LA | SRMVc | Hot or very hot | SRMVc_Hot or very hot_2A | 2
30488 | 70739 | LA | SRMVc | Hot or very hot | SRMVc_Hot or very hot_2A | 2
30489 | 70748 | LA | SRMVc | Hot or very hot | SRMVc_Hot or very hot_2A | 2
30490 | 70767 | LA | SRMVc | Hot or very hot | SRMVc_Hot or very hot_2A | 2
30491 | 70770 | LA | SRMVc | Hot or very hot | SRMVc_Hot or very hot_2A | 2
30492 | 70777 | LA | SRMVc | Hot or very hot | SRMVc_Hot or very hot_2A | 2
30493 | 70791 | LA | SRMVc | Hot or very hot | SRMVc_Hot or very hot_2A | 2
30494 | 70801 | LA | SRMVc | Hot or very hot | SRMVc_Hot or very hot_2A | 2
30495 | 70802 | LA | SRMVc | Hot or very hot | SRMVc_Hot or very hot_2A | 2
30496 | 70803 | LA | SRMVc | Hot or very hot | SRMVc_Hot or very hot_2A | 2
30497 | 70804 | LA | SRMVc | Hot or very hot | SRMVc_Hot or very hot_2A | 2
30498 | 70805 | LA | SRMVc | Hot or very hot | SRMVc_Hot or very hot_2A | 2
30499 | 70806 | LA | SRMVc | Hot or very hot | SRMVc_Hot or very hot_2A | 2
30500 | 70807 | LA | SRMVc | Hot or very hot | SRMVc_Hot or very hot_2A | 2
30501 | 70808 | LA | SRMVc | Hot or very hot | SRMVc_Hot or very hot_2A | 2
30502 | 70809 | LA | SRMVc | Hot or very hot | SRMVc_Hot or very hot_2A | 2
30503 | 70810 | LA | SRMVc | Hot or very hot | SRMVc_Hot or very hot_2A | 2
30504 | 70811 | LA | SRMVc | Hot or very hot | SRMVc_Hot or very hot_2A | 2
30505 | 70812 | LA | SRMVc | Hot or very hot | SRMVc_Hot or very hot_2A | 2
30506 | 70814 | LA | SRMVc | Hot or very hot | SRMVc_Hot or very hot_2A | 2
30507 | 70815 | LA | SRMVc | Hot or very hot | SRMVc_Hot or very hot_2A | 2
30508 | 70816 | LA | SRMVc | Hot or very hot | SRMVc_Hot or very hot_2A | 2
30509 | 70817 | LA | SRMVc | Hot or very hot | SRMVc_Hot or very hot_2A | 2
30510 | 70818 | LA | SRMVc | Hot or very hot | SRMVc_Hot or very hot_2A | 2
30511 | 70819 | LA | SRMVc | Hot or very hot | SRMVc_Hot or very hot_2A | 2
30512 | 70820 | LA | SRMVc | Hot or very hot | SRMVc_Hot or very hot_2A | 2
30513 | 70821 | LA | SRMVc | Hot or very hot | SRMVc_Hot or very hot_2A | 2
30514 | 70825 | LA | SRMVc | Hot or very hot | SRMVc_Hot or very hot_2A | 2
30515 | 70827 | LA | SRMVc | Hot or very hot | SRMVc_Hot or very hot_2A | 2
30516 | 70835 | LA | SRMVc | Hot or very hot | SRMVc_Hot or very hot_2A | 2
30517 | 70836 | LA | SRMVc | Hot or very hot | SRMVc_Hot or very hot_2A | 2
30518 | 70874 | LA | SRMVc | Hot or very hot | SRMVc_Hot or very hot_2A | 2
30519 | 70879 | LA | SRMVc | Hot or very hot | SRMVc_Hot or very hot_2A | 2
30520 | 70884 | LA | SRMVc | Hot or very hot | SRMVc_Hot or very hot_2A | 2
30521 | 70892 | LA | SRMVc | Hot or very hot | SRMVc_Hot or very hot_2A | 2
30522 | 70895 | LA | SRMVc | Hot or very hot | SRMVc_Hot or very hot_2A | 2
30523 | 70896 | LA | SRMVc | Hot or very hot | SRMVc_Hot or very hot_2A | 2
30524 | 70898 | LA | SRMVc | Hot or very hot | SRMVc_Hot or very hot_2A | 2
30525 | 70710 | LA | SRMVc | Hot or very hot | SRMVc_Hot or very hot_2A | 2
30526 | 70719 | LA | SRMVc | Hot or very hot | SRMVc_Hot or very hot_2A | 2
30527 | 70729 | LA | SRMVc | Hot or very hot | SRMVc_Hot or very hot_2A | 2
30528 | 70736 | LA | SRMVc | Hot or very hot | SRMVc_Hot or very hot_2A | 2
30529 | 70764 | LA | SRMVc | Hot or very hot | SRMVc_Hot or very hot_2A | 2
30530 | 70712 | LA | SRMVc | Hot or very hot | SRMVc_Hot or very hot_2A | 2
30531 | 70775 | LA | SRMVc | Hot or very hot | SRMVc_Hot or very hot_2A | 2
30532 | 70782 | LA | SRMVc | Hot or very hot | SRMVc_Hot or very hot_2A | 2
30533 | 70784 | LA | SRMVc | Hot or very hot | SRMVc_Hot or very hot_2A | 2
30534 | 70787 | LA | SRMVc | Hot or very hot | SRMVc_Hot or very hot_2A | 2
30535 | 70715 | LA | SRMVc | Hot or very hot | SRMVc_Hot or very hot_2A | 2
30536 | 70732 | LA | SRMVc | Hot or very hot | SRMVc_Hot or very hot_2A | 2
30537 | 70747 | LA | SRMVc | Hot or very hot | SRMVc_Hot or very hot_2A | 2
30538 | 70749 | LA | SRMVc | Hot or very hot | SRMVc_Hot or very hot_2A | 2
30539 | 70752 | LA | SRMVc | Hot or very hot | SRMVc_Hot or very hot_2A | 2
30540 | 70753 | LA | SRMVc | Hot or very hot | SRMVc_Hot or very hot_2A | 2
30541 | 70755 | LA | SRMVc | Hot or very hot | SRMVc_Hot or very hot_2A | 2
30542 | 70756 | LA | SRMVc | Hot or very hot | SRMVc_Hot or very hot_2A | 2
30543 | 70757 | LA | SRMVc | Hot or very hot | SRMVc_Hot or very hot_2A | 2
30544 | 70759 | LA | SRMVc | Hot or very hot | SRMVc_Hot or very hot_2A | 2
30545 | 70760 | LA | SRMVc | Hot or very hot | SRMVc_Hot or very hot_2A | 2
30546 | 70762 | LA | SRMVc | Hot or very hot | SRMVc_Hot or very hot_2A | 2
30547 | 70773 | LA | SRMVc | Hot or very hot | SRMVc_Hot or very hot_2A | 2
30548 | 70783 | LA | SRMVc | Hot or very hot | SRMVc_Hot or very hot_2A | 2
30549 | 70721 | LA | SRMVc | Hot or very hot | SRMVc_Hot or very hot_2A | 2
30550 | 70740 | LA | SRMVc | Hot or very hot | SRMVc_Hot or very hot_2A | 2
30551 | 70772 | LA | SRMVc | Hot or very hot | SRMVc_Hot or very hot_2A | 2
30552 | 70776 | LA | SRMVc | Hot or very hot | SRMVc_Hot or very hot_2A | 2
30553 | 70780 | LA | SRMVc | Hot or very hot | SRMVc_Hot or very hot_2A | 2
30554 | 70788 | LA | SRMVc | Hot or very hot | SRMVc_Hot or very hot_2A | 2
30555 | 70730 | LA | SRMVc | Hot or very hot | SRMVc_Hot or very hot_2A | 2
30556 | 70761 | LA | SRMVc | Hot or very hot | SRMVc_Hot or very hot_2A | 2
30557 | 70789 | LA | SRMVc | Hot or very hot | SRMVc_Hot or very hot_2A | 2
30558 | 71320 | LA | SRMVc | Hot or very hot | SRMVc_Hot or very hot_2A | 2
30559 | 71327 | LA | SRMVc | Hot or very hot | SRMVc_Hot or very hot_2A | 2
30560 | 71329 | LA | SRMVc | Hot or very hot | SRMVc_Hot or very hot_2A | 2
30561 | 71331 | LA | SRMVc | Hot or very hot | SRMVc_Hot or very hot_2A | 2
30562 | 71333 | LA | SRMVc | Hot or very hot | SRMVc_Hot or very hot_2A | 2
30563 | 71339 | LA | SRMVc | Hot or very hot | SRMVc_Hot or very hot_2A | 2
30564 | 71341 | LA | SRMVc | Hot or very hot | SRMVc_Hot or very hot_2A | 2
30565 | 71350 | LA | SRMVc | Hot or very hot | SRMVc_Hot or very hot_2A | 2
30566 | 71355 | LA | SRMVc | Hot or very hot | SRMVc_Hot or very hot_2A | 2
30567 | 71369 | LA | SRMVc | Hot or very hot | SRMVc_Hot or very hot_2A | 2
30568 | 73301 | TX | ERCTc | Hot or very hot | ERCTc_Hot or very hot_2A/2B | 2
30569 | 76574 | TX | ERCTc | Hot or very hot | ERCTc_Hot or very hot_2A/2B | 2
30570 | 78610 | TX | ERCTc | Hot or very hot | ERCTc_Hot or very hot_2A/2B | 2
30571 | 78612 | TX | ERCTc | Hot or very hot | ERCTc_Hot or very hot_2A/2B | 2
30572 | 78613 | TX | ERCTc | Hot or very hot | ERCTc_Hot or very hot_2A/2B | 2
30573 | 78615 | TX | ERCTc | Hot or very hot | ERCTc_Hot or very hot_2A/2B | 2
30574 | 78616 | TX | ERCTc | Hot or very hot | ERCTc_Hot or very hot_2A/2B | 2
30575 | 78617 | TX | ERCTc | Hot or very hot | ERCTc_Hot or very hot_2A/2B | 2
30576 | 78620 | TX | ERCTc | Hot or very hot | ERCTc_Hot or very hot_2A/2B | 2
30577 | 78621 | TX | ERCTc | Hot or very hot | ERCTc_Hot or very hot_2A/2B | 2
30578 | 78634 | TX | ERCTc | Hot or very hot | ERCTc_Hot or very hot_2A/2B | 2
30579 | 78640 | TX | ERCTc | Hot or very hot | ERCTc_Hot or very hot_2A/2B | 2
30580 | 78641 | TX | ERCTc | Hot or very hot | ERCTc_Hot or very hot_2A/2B | 2
30581 | 78642 | TX | ERCTc | Hot or very hot | ERCTc_Hot or very hot_2A/2B | 2
30582 | 78645 | TX | ERCTc | Hot or very hot | ERCTc_Hot or very hot_2A/2B | 2
30583 | 78652 | TX | ERCTc | Hot or very hot | ERCTc_Hot or very hot_2A/2B | 2
30584 | 78653 | TX | ERCTc | Hot or very hot | ERCTc_Hot or very hot_2A/2B | 2
30585 | 78654 | TX | ERCTc | Hot or very hot | ERCTc_Hot or very hot_2A/2B | 2
30586 | 78660 | TX | ERCTc | Hot or very hot | ERCTc_Hot or very hot_2A/2B | 2
30587 | 78663 | TX | ERCTc | Hot or very hot | ERCTc_Hot or very hot_2A/2B | 2
30588 | 78664 | TX | ERCTc | Hot or very hot | ERCTc_Hot or very hot_2A/2B | 2
30589 | 78669 | TX | ERCTc | Hot or very hot | ERCTc_Hot or very hot_2A/2B | 2
30590 | 78691 | TX | ERCTc | Hot or very hot | ERCTc_Hot or very hot_2A/2B | 2
30591 | 78701 | TX | ERCTc | Hot or very hot | ERCTc_Hot or very hot_2A/2B | 2
30592 | 78702 | TX | ERCTc | Hot or very hot | ERCTc_Hot or very hot_2A/2B | 2
30593 | 78703 | TX | ERCTc | Hot or very hot | ERCTc_Hot or very hot_2A/2B | 2
30594 | 78704 | TX | ERCTc | Hot or very hot | ERCTc_Hot or very hot_2A/2B | 2
30595 | 78705 | TX | ERCTc | Hot or very hot | ERCTc_Hot or very hot_2A/2B | 2
30596 | 78708 | TX | ERCTc | Hot or very hot | ERCTc_Hot or very hot_2A/2B | 2
30597 | 78709 | TX | ERCTc | Hot or very hot | ERCTc_Hot or very hot_2A/2B | 2
30598 | 78710 | TX | ERCTc | Hot or very hot | ERCTc_Hot or very hot_2A/2B | 2
30599 | 78711 | TX | ERCTc | Hot or very hot | ERCTc_Hot or very hot_2A/2B | 2
30600 | 78712 | TX | ERCTc | Hot or very hot | ERCTc_Hot or very hot_2A/2B | 2
30601 | 78713 | TX | ERCTc | Hot or very hot | ERCTc_Hot or very hot_2A/2B | 2
30602 | 78714 | TX | ERCTc | Hot or very hot | ERCTc_Hot or very hot_2A/2B | 2
30603 | 78715 | TX | ERCTc | Hot or very hot | ERCTc_Hot or very hot_2A/2B | 2
30604 | 78716 | TX | ERCTc | Hot or very hot | ERCTc_Hot or very hot_2A/2B | 2
30605 | 78718 | TX | ERCTc | Hot or very hot | ERCTc_Hot or very hot_2A/2B | 2
30606 | 78719 | TX | ERCTc | Hot or very hot | ERCTc_Hot or very hot_2A/2B | 2
30607 | 78720 | TX | ERCTc | Hot or very hot | ERCTc_Hot or very hot_2A/2B | 2
30608 | 78721 | TX | ERCTc | Hot or very hot | ERCTc_Hot or very hot_2A/2B | 2
30609 | 78722 | TX | ERCTc | Hot or very hot | ERCTc_Hot or very hot_2A/2B | 2
30610 | 78723 | TX | ERCTc | Hot or very hot | ERCTc_Hot or very hot_2A/2B | 2
30611 | 78724 | TX | ERCTc | Hot or very hot | ERCTc_Hot or very hot_2A/2B | 2
30612 | 78725 | TX | ERCTc | Hot or very hot | ERCTc_Hot or very hot_2A/2B | 2
30613 | 78726 | TX | ERCTc | Hot or very hot | ERCTc_Hot or very hot_2A/2B | 2
30614 | 78727 | TX | ERCTc | Hot or very hot | ERCTc_Hot or very hot_2A/2B | 2
30615 | 78728 | TX | ERCTc | Hot or very hot | ERCTc_Hot or very hot_2A/2B | 2
30616 | 78729 | TX | ERCTc | Hot or very hot | ERCTc_Hot or very hot_2A/2B | 2
30617 | 78730 | TX | ERCTc | Hot or very hot | ERCTc_Hot or very hot_2A/2B | 2
30618 | 78731 | TX | ERCTc | Hot or very hot | ERCTc_Hot or very hot_2A/2B | 2
30619 | 78732 | TX | ERCTc | Hot or very hot | ERCTc_Hot or very hot_2A/2B | 2
30620 | 78733 | TX | ERCTc | Hot or very hot | ERCTc_Hot or very hot_2A/2B | 2
30621 | 78734 | TX | ERCTc | Hot or very hot | ERCTc_Hot or very hot_2A/2B | 2
30622 | 78735 | TX | ERCTc | Hot or very hot | ERCTc_Hot or very hot_2A/2B | 2
30623 | 78736 | TX | ERCTc | Hot or very hot | ERCTc_Hot or very hot_2A/2B | 2
30624 | 78737 | TX | ERCTc | Hot or very hot | ERCTc_Hot or very hot_2A/2B | 2
30625 | 78738 | TX | ERCTc | Hot or very hot | ERCTc_Hot or very hot_2A/2B | 2
30626 | 78739 | TX | ERCTc | Hot or very hot | ERCTc_Hot or very hot_2A/2B | 2
30627 | 78741 | TX | ERCTc | Hot or very hot | ERCTc_Hot or very hot_2A/2B | 2
30628 | 78742 | TX | ERCTc | Hot or very hot | ERCTc_Hot or very hot_2A/2B | 2
30629 | 78744 | TX | ERCTc | Hot or very hot | ERCTc_Hot or very hot_2A/2B | 2
30630 | 78745 | TX | ERCTc | Hot or very hot | ERCTc_Hot or very hot_2A/2B | 2
30631 | 78746 | TX | ERCTc | Hot or very hot | ERCTc_Hot or very hot_2A/2B | 2
30632 | 78747 | TX | ERCTc | Hot or very hot | ERCTc_Hot or very hot_2A/2B | 2
30633 | 78748 | TX | ERCTc | Hot or very hot | ERCTc_Hot or very hot_2A/2B | 2
30634 | 78749 | TX | ERCTc | Hot or very hot | ERCTc_Hot or very hot_2A/2B | 2
30635 | 78750 | TX | ERCTc | Hot or very hot | ERCTc_Hot or very hot_2A/2B | 2
30636 | 78751 | TX | ERCTc | Hot or very hot | ERCTc_Hot or very hot_2A/2B | 2
30637 | 78752 | TX | ERCTc | Hot or very hot | ERCTc_Hot or very hot_2A/2B | 2
30638 | 78753 | TX | ERCTc | Hot or very hot | ERCTc_Hot or very hot_2A/2B | 2
30639 | 78754 | TX | ERCTc | Hot or very hot | ERCTc_Hot or very hot_2A/2B | 2
30640 | 78755 | TX | ERCTc | Hot or very hot | ERCTc_Hot or very hot_2A/2B | 2
30641 | 78756 | TX | ERCTc | Hot or very hot | ERCTc_Hot or very hot_2A/2B | 2
30642 | 78757 | TX | ERCTc | Hot or very hot | ERCTc_Hot or very hot_2A/2B | 2
30643 | 78758 | TX | ERCTc | Hot or very hot | ERCTc_Hot or very hot_2A/2B | 2
30644 | 78759 | TX | ERCTc | Hot or very hot | ERCTc_Hot or very hot_2A/2B | 2
30645 | 78760 | TX | ERCTc | Hot or very hot | ERCTc_Hot or very hot_2A/2B | 2
30646 | 78761 | TX | ERCTc | Hot or very hot | ERCTc_Hot or very hot_2A/2B | 2
30647 | 78762 | TX | ERCTc | Hot or very hot | ERCTc_Hot or very hot_2A/2B | 2
30648 | 78763 | TX | ERCTc | Hot or very hot | ERCTc_Hot or very hot_2A/2B | 2
30649 | 78764 | TX | ERCTc | Hot or very hot | ERCTc_Hot or very hot_2A/2B | 2
30650 | 78765 | TX | ERCTc | Hot or very hot | ERCTc_Hot or very hot_2A/2B | 2
30651 | 78766 | TX | ERCTc | Hot or very hot | ERCTc_Hot or very hot_2A/2B | 2
30652 | 78767 | TX | ERCTc | Hot or very hot | ERCTc_Hot or very hot_2A/2B | 2
30653 | 78768 | TX | ERCTc | Hot or very hot | ERCTc_Hot or very hot_2A/2B | 2
30654 | 78772 | TX | ERCTc | Hot or very hot | ERCTc_Hot or very hot_2A/2B | 2
30655 | 78774 | TX | ERCTc | Hot or very hot | ERCTc_Hot or very hot_2A/2B | 2
30656 | 78778 | TX | ERCTc | Hot or very hot | ERCTc_Hot or very hot_2A/2B | 2
30657 | 78779 | TX | ERCTc | Hot or very hot | ERCTc_Hot or very hot_2A/2B | 2
30658 | 78783 | TX | ERCTc | Hot or very hot | ERCTc_Hot or very hot_2A/2B | 2
30659 | 78799 | TX | ERCTc | Hot or very hot | ERCTc_Hot or very hot_2A/2B | 2
30660 | 75779 | TX | ERCTc | Hot or very hot | ERCTc_Hot or very hot_2A/2B | 2
30661 | 75801 | TX | ERCTc | Hot or very hot | ERCTc_Hot or very hot_2A/2B | 2
30662 | 75802 | TX | ERCTc | Hot or very hot | ERCTc_Hot or very hot_2A/2B | 2
30663 | 75832 | TX | ERCTc | Hot or very hot | ERCTc_Hot or very hot_2A/2B | 2
30664 | 75839 | TX | ERCTc | Hot or very hot | ERCTc_Hot or very hot_2A/2B | 2
30665 | 75844 | TX | ERCTc | Hot or very hot | ERCTc_Hot or very hot_2A/2B | 2
30666 | 75861 | TX | ERCTc | Hot or very hot | ERCTc_Hot or very hot_2A/2B | 2
30667 | 75880 | TX | ERCTc | Hot or very hot | ERCTc_Hot or very hot_2A/2B | 2
30668 | 75882 | TX | ERCTc | Hot or very hot | ERCTc_Hot or very hot_2A/2B | 2
30669 | 75884 | TX | ERCTc | Hot or very hot | ERCTc_Hot or very hot_2A/2B | 2
30670 | 75886 | TX | ERCTc | Hot or very hot | ERCTc_Hot or very hot_2A/2B | 2
30671 | 75759 | TX | ERCTc | Hot or very hot | ERCTc_Hot or very hot_2A/2B | 2
30672 | 75764 | TX | ERCTc | Hot or very hot | ERCTc_Hot or very hot_2A/2B | 2
30673 | 75766 | TX | ERCTc | Hot or very hot | ERCTc_Hot or very hot_2A/2B | 2
30674 | 75772 | TX | ERCTc | Hot or very hot | ERCTc_Hot or very hot_2A/2B | 2
30675 | 75780 | TX | ERCTc | Hot or very hot | ERCTc_Hot or very hot_2A/2B | 2
30676 | 75785 | TX | ERCTc | Hot or very hot | ERCTc_Hot or very hot_2A/2B | 2
30677 | 75925 | TX | ERCTc | Hot or very hot | ERCTc_Hot or very hot_2A/2B | 2
30678 | 75969 | TX | ERCTc | Hot or very hot | ERCTc_Hot or very hot_2A/2B | 2
30679 | 75976 | TX | ERCTc | Hot or very hot | ERCTc_Hot or very hot_2A/2B | 2
30680 | 75831 | TX | ERCTc | Hot or very hot | ERCTc_Hot or very hot_2A/2B | 2
30681 | 75833 | TX | ERCTc | Hot or very hot | ERCTc_Hot or very hot_2A/2B | 2
30682 | 75846 | TX | ERCTc | Hot or very hot | ERCTc_Hot or very hot_2A/2B | 2
30683 | 75850 | TX | ERCTc | Hot or very hot | ERCTc_Hot or very hot_2A/2B | 2
30684 | 75852 | TX | ERCTc | Hot or very hot | ERCTc_Hot or very hot_2A/2B | 2
30685 | 75855 | TX | ERCTc | Hot or very hot | ERCTc_Hot or very hot_2A/2B | 2
30686 | 77850 | TX | ERCTc | Hot or very hot | ERCTc_Hot or very hot_2A/2B | 2
30687 | 77855 | TX | ERCTc | Hot or very hot | ERCTc_Hot or very hot_2A/2B | 2
30688 | 77864 | TX | ERCTc | Hot or very hot | ERCTc_Hot or very hot_2A/2B | 2
30689 | 77865 | TX | ERCTc | Hot or very hot | ERCTc_Hot or very hot_2A/2B | 2
30690 | 77871 | TX | ERCTc | Hot or very hot | ERCTc_Hot or very hot_2A/2B | 2
30691 | 75838 | TX | ERCTc | Hot or very hot | ERCTc_Hot or very hot_2A/2B | 2
30692 | 75840 | TX | ERCTc | Hot or very hot | ERCTc_Hot or very hot_2A/2B | 2
30693 | 75848 | TX | ERCTc | Hot or very hot | ERCTc_Hot or very hot_2A/2B | 2
30694 | 75860 | TX | ERCTc | Hot or very hot | ERCTc_Hot or very hot_2A/2B | 2
30695 | 76667 | TX | ERCTc | Hot or very hot | ERCTc_Hot or very hot_2A/2B | 2
30696 | 75834 | TX | SRMVc | Hot or very hot | SRMVc_Hot or very hot_2A | 2
30697 | 75845 | TX | SRMVc | Hot or very hot | SRMVc_Hot or very hot_2A | 2
30698 | 75847 | TX | SRMVc | Hot or very hot | SRMVc_Hot or very hot_2A | 2
30699 | 75851 | TX | SRMVc | Hot or very hot | SRMVc_Hot or very hot_2A | 2
30700 | 75856 | TX | SRMVc | Hot or very hot | SRMVc_Hot or very hot_2A | 2
30701 | 75862 | TX | SRMVc | Hot or very hot | SRMVc_Hot or very hot_2A | 2
30702 | 75865 | TX | SRMVc | Hot or very hot | SRMVc_Hot or very hot_2A | 2
30703 | 75904 | TX | SRMVc | Hot or very hot | SRMVc_Hot or very hot_2A | 2
30704 | 75926 | TX | SRMVc | Hot or very hot | SRMVc_Hot or very hot_2A | 2
30705 | 77320 | TX | SRMVc | Hot or very hot | SRMVc_Hot or very hot_2A | 2
30706 | 75835 | TX | ERCTc | Hot or very hot | ERCTc_Hot or very hot_2A/2B | 2
30707 | 75849 | TX | ERCTc | Hot or very hot | ERCTc_Hot or very hot_2A/2B | 2
30708 | 75858 | TX | ERCTc | Hot or very hot | ERCTc_Hot or very hot_2A/2B | 2
30709 | 76624 | TX | ERCTc | Hot or very hot | ERCTc_Hot or very hot_2A/2B | 2
30710 | 76635 | TX | ERCTc | Hot or very hot | ERCTc_Hot or very hot_2A/2B | 2
30711 | 76642 | TX | ERCTc | Hot or very hot | ERCTc_Hot or very hot_2A/2B | 2
30712 | 76653 | TX | ERCTc | Hot or very hot | ERCTc_Hot or very hot_2A/2B | 2
30713 | 76664 | TX | ERCTc | Hot or very hot | ERCTc_Hot or very hot_2A/2B | 2
30714 | 76673 | TX | ERCTc | Hot or very hot | ERCTc_Hot or very hot_2A/2B | 2
30715 | 76678 | TX | ERCTc | Hot or very hot | ERCTc_Hot or very hot_2A/2B | 2
30716 | 76682 | TX | ERCTc | Hot or very hot | ERCTc_Hot or very hot_2A/2B | 2
30717 | 76686 | TX | ERCTc | Hot or very hot | ERCTc_Hot or very hot_2A/2B | 2
30718 | 76687 | TX | ERCTc | Hot or very hot | ERCTc_Hot or very hot_2A/2B | 2
30719 | 77334 | TX | ERCTc | Hot or very hot | ERCTc_Hot or very hot_2A/2B | 2
30720 | 77340 | TX | ERCTc | Hot or very hot | ERCTc_Hot or very hot_2A/2B | 2
30721 | 77341 | TX | ERCTc | Hot or very hot | ERCTc_Hot or very hot_2A/2B | 2
30722 | 77342 | TX | ERCTc | Hot or very hot | ERCTc_Hot or very hot_2A/2B | 2
30723 | 77358 | TX | ERCTc | Hot or very hot | ERCTc_Hot or very hot_2A/2B | 2
30724 | 77367 | TX | ERCTc | Hot or very hot | ERCTc_Hot or very hot_2A/2B | 2
30725 | 77378 | TX | ERCTc | Hot or very hot | ERCTc_Hot or very hot_2A/2B | 2
30726 | 77831 | TX | ERCTc | Hot or very hot | ERCTc_Hot or very hot_2A/2B | 2
30727 | 77873 | TX | ERCTc | Hot or very hot | ERCTc_Hot or very hot_2A/2B | 2
30728 | 77861 | TX | ERCTc | Hot or very hot | ERCTc_Hot or very hot_2A/2B | 2
30729 | 77872 | TX | ERCTc | Hot or very hot | ERCTc_Hot or very hot_2A/2B | 2
30730 | 77327 | TX | SRMVc | Hot or very hot | SRMVc_Hot or very hot_2A | 2
30731 | 77328 | TX | SRMVc | Hot or very hot | SRMVc_Hot or very hot_2A | 2
30732 | 77331 | TX | SRMVc | Hot or very hot | SRMVc_Hot or very hot_2A | 2
30733 | 77359 | TX | SRMVc | Hot or very hot | SRMVc_Hot or very hot_2A | 2
30734 | 77364 | TX | SRMVc | Hot or very hot | SRMVc_Hot or very hot_2A | 2
30735 | 77371 | TX | SRMVc | Hot or very hot | SRMVc_Hot or very hot_2A | 2
30736 | 75901 | TX | ERCTc | Hot or very hot | ERCTc_Hot or very hot_2A/2B | 2
30737 | 75902 | TX | ERCTc | Hot or very hot | ERCTc_Hot or very hot_2A/2B | 2
30738 | 75903 | TX | ERCTc | Hot or very hot | ERCTc_Hot or very hot_2A/2B | 2
30739 | 75915 | TX | ERCTc | Hot or very hot | ERCTc_Hot or very hot_2A/2B | 2
30740 | 75941 | TX | ERCTc | Hot or very hot | ERCTc_Hot or very hot_2A/2B | 2
30741 | 75949 | TX | ERCTc | Hot or very hot | ERCTc_Hot or very hot_2A/2B | 2
30742 | 75951 | TX | ERCTc | Hot or very hot | ERCTc_Hot or very hot_2A/2B | 2
30743 | 75980 | TX | ERCTc | Hot or very hot | ERCTc_Hot or very hot_2A/2B | 2
30744 | 75928 | TX | SRMVc | Hot or very hot | SRMVc_Hot or very hot_2A | 2
30745 | 75932 | TX | SRMVc | Hot or very hot | SRMVc_Hot or very hot_2A | 2
30746 | 75933 | TX | SRMVc | Hot or very hot | SRMVc_Hot or very hot_2A | 2
30747 | 75956 | TX | SRMVc | Hot or very hot | SRMVc_Hot or very hot_2A | 2
30748 | 75966 | TX | SRMVc | Hot or very hot | SRMVc_Hot or very hot_2A | 2
30749 | 75977 | TX | SRMVc | Hot or very hot | SRMVc_Hot or very hot_2A | 2
30750 | 77612 | TX | SRMVc | Hot or very hot | SRMVc_Hot or very hot_2A | 2
30751 | 77614 | TX | SRMVc | Hot or very hot | SRMVc_Hot or very hot_2A | 2
30752 | 77632 | TX | SRMVc | Hot or very hot | SRMVc_Hot or very hot_2A | 2
30753 | 77615 | TX | SRMVc | Hot or very hot | SRMVc_Hot or very hot_2A | 2
30754 | 77662 | TX | SRMVc | Hot or very hot | SRMVc_Hot or very hot_2A | 2
30755 | 75934 | TX | SRMVc | Hot or very hot | SRMVc_Hot or very hot_2A | 2
30756 | 75936 | TX | SRMVc | Hot or very hot | SRMVc_Hot or very hot_2A | 2
30757 | 75939 | TX | SRMVc | Hot or very hot | SRMVc_Hot or very hot_2A | 2
30758 | 75960 | TX | SRMVc | Hot or very hot | SRMVc_Hot or very hot_2A | 2
30759 | 77326 | TX | SRMVc | Hot or very hot | SRMVc_Hot or very hot_2A | 2
30760 | 77332 | TX | SRMVc | Hot or very hot | SRMVc_Hot or very hot_2A | 2
30761 | 77335 | TX | SRMVc | Hot or very hot | SRMVc_Hot or very hot_2A | 2
30762 | 77350 | TX | SRMVc | Hot or very hot | SRMVc_Hot or very hot_2A | 2
30763 | 77351 | TX | SRMVc | Hot or very hot | SRMVc_Hot or very hot_2A | 2
30764 | 77360 | TX | SRMVc | Hot or very hot | SRMVc_Hot or very hot_2A | 2
30765 | 77399 | TX | SRMVc | Hot or very hot | SRMVc_Hot or very hot_2A | 2
30766 | 75938 | TX | SRMVc | Hot or very hot | SRMVc_Hot or very hot_2A | 2
30767 | 75942 | TX | SRMVc | Hot or very hot | SRMVc_Hot or very hot_2A | 2
30768 | 75979 | TX | SRMVc | Hot or very hot | SRMVc_Hot or very hot_2A | 2
30769 | 75990 | TX | SRMVc | Hot or very hot | SRMVc_Hot or very hot_2A | 2
30770 | 77616 | TX | SRMVc | Hot or very hot | SRMVc_Hot or very hot_2A | 2
30771 | 77624 | TX | SRMVc | Hot or very hot | SRMVc_Hot or very hot_2A | 2
30772 | 77660 | TX | SRMVc | Hot or very hot | SRMVc_Hot or very hot_2A | 2
30773 | 77663 | TX | SRMVc | Hot or very hot | SRMVc_Hot or very hot_2A | 2
30774 | 77664 | TX | SRMVc | Hot or very hot | SRMVc_Hot or very hot_2A | 2
30775 | 76457 | TX | ERCTc | Hot or very hot | ERCTc_Hot or very hot_2A/2B | 2
30776 | 76528 | TX | ERCTc | Hot or very hot | ERCTc_Hot or very hot_2A/2B | 2
30777 | 76633 | TX | ERCTc | Hot or very hot | ERCTc_Hot or very hot_2A/2B | 2
30778 | 76634 | TX | ERCTc | Hot or very hot | ERCTc_Hot or very hot_2A/2B | 2
30779 | 76637 | TX | ERCTc | Hot or very hot | ERCTc_Hot or very hot_2A/2B | 2
30780 | 76649 | TX | ERCTc | Hot or very hot | ERCTc_Hot or very hot_2A/2B | 2
30781 | 76652 | TX | ERCTc | Hot or very hot | ERCTc_Hot or very hot_2A/2B | 2
30782 | 76665 | TX | ERCTc | Hot or very hot | ERCTc_Hot or very hot_2A/2B | 2
30783 | 76671 | TX | ERCTc | Hot or very hot | ERCTc_Hot or very hot_2A/2B | 2
30784 | 76689 | TX | ERCTc | Hot or very hot | ERCTc_Hot or very hot_2A/2B | 2
30785 | 76621 | TX | ERCTc | Hot or very hot | ERCTc_Hot or very hot_2A/2B | 2
30786 | 76622 | TX | ERCTc | Hot or very hot | ERCTc_Hot or very hot_2A/2B | 2
30787 | 76627 | TX | ERCTc | Hot or very hot | ERCTc_Hot or very hot_2A/2B | 2
30788 | 76628 | TX | ERCTc | Hot or very hot | ERCTc_Hot or very hot_2A/2B | 2
30789 | 76631 | TX | ERCTc | Hot or very hot | ERCTc_Hot or very hot_2A/2B | 2
30790 | 76636 | TX | ERCTc | Hot or very hot | ERCTc_Hot or very hot_2A/2B | 2
30791 | 76645 | TX | ERCTc | Hot or very hot | ERCTc_Hot or very hot_2A/2B | 2
30792 | 76650 | TX | ERCTc | Hot or very hot | ERCTc_Hot or very hot_2A/2B | 2
30793 | 76660 | TX | ERCTc | Hot or very hot | ERCTc_Hot or very hot_2A/2B | 2
30794 | 76666 | TX | ERCTc | Hot or very hot | ERCTc_Hot or very hot_2A/2B | 2
30795 | 76676 | TX | ERCTc | Hot or very hot | ERCTc_Hot or very hot_2A/2B | 2
30796 | 76691 | TX | ERCTc | Hot or very hot | ERCTc_Hot or very hot_2A/2B | 2
30797 | 76692 | TX | ERCTc | Hot or very hot | ERCTc_Hot or very hot_2A/2B | 2
30798 | 76501 | TX | ERCTc | Hot or very hot | ERCTc_Hot or very hot_2A/2B | 2
30799 | 76502 | TX | ERCTc | Hot or very hot | ERCTc_Hot or very hot_2A/2B | 2
30800 | 76503 | TX | ERCTc | Hot or very hot | ERCTc_Hot or very hot_2A/2B | 2
30801 | 76504 | TX | ERCTc | Hot or very hot | ERCTc_Hot or very hot_2A/2B | 2
30802 | 76508 | TX | ERCTc | Hot or very hot | ERCTc_Hot or very hot_2A/2B | 2
30803 | 76511 | TX | ERCTc | Hot or very hot | ERCTc_Hot or very hot_2A/2B | 2
30804 | 76513 | TX | ERCTc | Hot or very hot | ERCTc_Hot or very hot_2A/2B | 2
30805 | 76519 | TX | ERCTc | Hot or very hot | ERCTc_Hot or very hot_2A/2B | 2
30806 | 76527 | TX | ERCTc | Hot or very hot | ERCTc_Hot or very hot_2A/2B | 2
30807 | 76533 | TX | ERCTc | Hot or very hot | ERCTc_Hot or very hot_2A/2B | 2
30808 | 76534 | TX | ERCTc | Hot or very hot | ERCTc_Hot or very hot_2A/2B | 2
30809 | 76537 | TX | ERCTc | Hot or very hot | ERCTc_Hot or very hot_2A/2B | 2
30810 | 76539 | TX | ERCTc | Hot or very hot | ERCTc_Hot or very hot_2A/2B | 2
30811 | 76540 | TX | ERCTc | Hot or very hot | ERCTc_Hot or very hot_2A/2B | 2
30812 | 76541 | TX | ERCTc | Hot or very hot | ERCTc_Hot or very hot_2A/2B | 2
30813 | 76542 | TX | ERCTc | Hot or very hot | ERCTc_Hot or very hot_2A/2B | 2
30814 | 76543 | TX | ERCTc | Hot or very hot | ERCTc_Hot or very hot_2A/2B | 2
30815 | 76544 | TX | ERCTc | Hot or very hot | ERCTc_Hot or very hot_2A/2B | 2
30816 | 76547 | TX | ERCTc | Hot or very hot | ERCTc_Hot or very hot_2A/2B | 2
30817 | 76548 | TX | ERCTc | Hot or very hot | ERCTc_Hot or very hot_2A/2B | 2
30818 | 76549 | TX | ERCTc | Hot or very hot | ERCTc_Hot or very hot_2A/2B | 2
30819 | 76554 | TX | ERCTc | Hot or very hot | ERCTc_Hot or very hot_2A/2B | 2
30820 | 76557 | TX | ERCTc | Hot or very hot | ERCTc_Hot or very hot_2A/2B | 2
30821 | 76559 | TX | ERCTc | Hot or very hot | ERCTc_Hot or very hot_2A/2B | 2
30822 | 76564 | TX | ERCTc | Hot or very hot | ERCTc_Hot or very hot_2A/2B | 2
30823 | 76569 | TX | ERCTc | Hot or very hot | ERCTc_Hot or very hot_2A/2B | 2
30824 | 76570 | TX | ERCTc | Hot or very hot | ERCTc_Hot or very hot_2A/2B | 2
30825 | 76571 | TX | ERCTc | Hot or very hot | ERCTc_Hot or very hot_2A/2B | 2
30826 | 76579 | TX | ERCTc | Hot or very hot | ERCTc_Hot or very hot_2A/2B | 2
30827 | 76656 | TX | ERCTc | Hot or very hot | ERCTc_Hot or very hot_2A/2B | 2
30828 | 76518 | TX | ERCTc | Hot or very hot | ERCTc_Hot or very hot_2A/2B | 2
30829 | 76520 | TX | ERCTc | Hot or very hot | ERCTc_Hot or very hot_2A/2B | 2
30830 | 76523 | TX | ERCTc | Hot or very hot | ERCTc_Hot or very hot_2A/2B | 2
30831 | 76556 | TX | ERCTc | Hot or very hot | ERCTc_Hot or very hot_2A/2B | 2
30832 | 76567 | TX | ERCTc | Hot or very hot | ERCTc_Hot or very hot_2A/2B | 2
30833 | 76577 | TX | ERCTc | Hot or very hot | ERCTc_Hot or very hot_2A/2B | 2
30834 | 76578 | TX | ERCTc | Hot or very hot | ERCTc_Hot or very hot_2A/2B | 2
30835 | 77836 | TX | ERCTc | Hot or very hot | ERCTc_Hot or very hot_2A/2B | 2
30836 | 77857 | TX | ERCTc | Hot or very hot | ERCTc_Hot or very hot_2A/2B | 2
30837 | 78947 | TX | ERCTc | Hot or very hot | ERCTc_Hot or very hot_2A/2B | 2
30838 | 76530 | TX | ERCTc | Hot or very hot | ERCTc_Hot or very hot_2A/2B | 2
30839 | 76573 | TX | ERCTc | Hot or very hot | ERCTc_Hot or very hot_2A/2B | 2
30840 | 78605 | TX | ERCTc | Hot or very hot | ERCTc_Hot or very hot_2A/2B | 2
30841 | 78626 | TX | ERCTc | Hot or very hot | ERCTc_Hot or very hot_2A/2B | 2
30842 | 78627 | TX | ERCTc | Hot or very hot | ERCTc_Hot or very hot_2A/2B | 2
30843 | 78628 | TX | ERCTc | Hot or very hot | ERCTc_Hot or very hot_2A/2B | 2
30844 | 78630 | TX | ERCTc | Hot or very hot | ERCTc_Hot or very hot_2A/2B | 2
30845 | 78633 | TX | ERCTc | Hot or very hot | ERCTc_Hot or very hot_2A/2B | 2
30846 | 78646 | TX | ERCTc | Hot or very hot | ERCTc_Hot or very hot_2A/2B | 2
30847 | 78651 | TX | ERCTc | Hot or very hot | ERCTc_Hot or very hot_2A/2B | 2
30848 | 78665 | TX | ERCTc | Hot or very hot | ERCTc_Hot or very hot_2A/2B | 2
30849 | 78673 | TX | ERCTc | Hot or very hot | ERCTc_Hot or very hot_2A/2B | 2
30850 | 78674 | TX | ERCTc | Hot or very hot | ERCTc_Hot or very hot_2A/2B | 2
30851 | 78680 | TX | ERCTc | Hot or very hot | ERCTc_Hot or very hot_2A/2B | 2
30852 | 78681 | TX | ERCTc | Hot or very hot | ERCTc_Hot or very hot_2A/2B | 2
30853 | 78682 | TX | ERCTc | Hot or very hot | ERCTc_Hot or very hot_2A/2B | 2
30854 | 78683 | TX | ERCTc | Hot or very hot | ERCTc_Hot or very hot_2A/2B | 2
30855 | 78717 | TX | ERCTc | Hot or very hot | ERCTc_Hot or very hot_2A/2B | 2
30856 | 76524 | TX | ERCTc | Hot or very hot | ERCTc_Hot or very hot_2A/2B | 2
30857 | 76629 | TX | ERCTc | Hot or very hot | ERCTc_Hot or very hot_2A/2B | 2
30858 | 76630 | TX | ERCTc | Hot or very hot | ERCTc_Hot or very hot_2A/2B | 2
30859 | 76632 | TX | ERCTc | Hot or very hot | ERCTc_Hot or very hot_2A/2B | 2
30860 | 76655 | TX | ERCTc | Hot or very hot | ERCTc_Hot or very hot_2A/2B | 2
30861 | 76661 | TX | ERCTc | Hot or very hot | ERCTc_Hot or very hot_2A/2B | 2
30862 | 76680 | TX | ERCTc | Hot or very hot | ERCTc_Hot or very hot_2A/2B | 2
30863 | 76685 | TX | ERCTc | Hot or very hot | ERCTc_Hot or very hot_2A/2B | 2
30864 | 76706 | TX | ERCTc | Hot or very hot | ERCTc_Hot or very hot_2A/2B | 2
30865 | 76526 | TX | ERCTc | Hot or very hot | ERCTc_Hot or very hot_2A/2B | 2
30866 | 76558 | TX | ERCTc | Hot or very hot | ERCTc_Hot or very hot_2A/2B | 2
30867 | 76561 | TX | ERCTc | Hot or very hot | ERCTc_Hot or very hot_2A/2B | 2
30868 | 76566 | TX | ERCTc | Hot or very hot | ERCTc_Hot or very hot_2A/2B | 2
30869 | 76596 | TX | ERCTc | Hot or very hot | ERCTc_Hot or very hot_2A/2B | 2
30870 | 76597 | TX | ERCTc | Hot or very hot | ERCTc_Hot or very hot_2A/2B | 2
30871 | 76598 | TX | ERCTc | Hot or very hot | ERCTc_Hot or very hot_2A/2B | 2
30872 | 76599 | TX | ERCTc | Hot or very hot | ERCTc_Hot or very hot_2A/2B | 2
30873 | 76638 | TX | ERCTc | Hot or very hot | ERCTc_Hot or very hot_2A/2B | 2
30874 | 76657 | TX | ERCTc | Hot or very hot | ERCTc_Hot or very hot_2A/2B | 2
30875 | 76640 | TX | ERCTc | Hot or very hot | ERCTc_Hot or very hot_2A/2B | 2
30876 | 76643 | TX | ERCTc | Hot or very hot | ERCTc_Hot or very hot_2A/2B | 2
30877 | 76654 | TX | ERCTc | Hot or very hot | ERCTc_Hot or very hot_2A/2B | 2
30878 | 76684 | TX | ERCTc | Hot or very hot | ERCTc_Hot or very hot_2A/2B | 2
30879 | 76701 | TX | ERCTc | Hot or very hot | ERCTc_Hot or very hot_2A/2B | 2
30880 | 76702 | TX | ERCTc | Hot or very hot | ERCTc_Hot or very hot_2A/2B | 2
30881 | 76703 | TX | ERCTc | Hot or very hot | ERCTc_Hot or very hot_2A/2B | 2
30882 | 76704 | TX | ERCTc | Hot or very hot | ERCTc_Hot or very hot_2A/2B | 2
30883 | 76705 | TX | ERCTc | Hot or very hot | ERCTc_Hot or very hot_2A/2B | 2
30884 | 76707 | TX | ERCTc | Hot or very hot | ERCTc_Hot or very hot_2A/2B | 2
30885 | 76708 | TX | ERCTc | Hot or very hot | ERCTc_Hot or very hot_2A/2B | 2
30886 | 76710 | TX | ERCTc | Hot or very hot | ERCTc_Hot or very hot_2A/2B | 2
30887 | 76711 | TX | ERCTc | Hot or very hot | ERCTc_Hot or very hot_2A/2B | 2
30888 | 76712 | TX | ERCTc | Hot or very hot | ERCTc_Hot or very hot_2A/2B | 2
30889 | 76714 | TX | ERCTc | Hot or very hot | ERCTc_Hot or very hot_2A/2B | 2
30890 | 76716 | TX | ERCTc | Hot or very hot | ERCTc_Hot or very hot_2A/2B | 2
30891 | 76797 | TX | ERCTc | Hot or very hot | ERCTc_Hot or very hot_2A/2B | 2
30892 | 76798 | TX | ERCTc | Hot or very hot | ERCTc_Hot or very hot_2A/2B | 2
30893 | 76799 | TX | ERCTc | Hot or very hot | ERCTc_Hot or very hot_2A/2B | 2
30894 | 77838 | TX | ERCTc | Hot or very hot | ERCTc_Hot or very hot_2A/2B | 2
30895 | 77852 | TX | ERCTc | Hot or very hot | ERCTc_Hot or very hot_2A/2B | 2
30896 | 77863 | TX | ERCTc | Hot or very hot | ERCTc_Hot or very hot_2A/2B | 2
30897 | 77878 | TX | ERCTc | Hot or very hot | ERCTc_Hot or very hot_2A/2B | 2
30898 | 77879 | TX | ERCTc | Hot or very hot | ERCTc_Hot or very hot_2A/2B | 2
30899 | 77853 | TX | ERCTc | Hot or very hot | ERCTc_Hot or very hot_2A/2B | 2
30900 | 78650 | TX | ERCTc | Hot or very hot | ERCTc_Hot or very hot_2A/2B | 2
30901 | 78659 | TX | ERCTc | Hot or very hot | ERCTc_Hot or very hot_2A/2B | 2
30902 | 78942 | TX | ERCTc | Hot or very hot | ERCTc_Hot or very hot_2A/2B | 2
30903 | 78945 | TX | ERCTc | Hot or very hot | ERCTc_Hot or very hot_2A/2B | 2
30904 | 78946 | TX | ERCTc | Hot or very hot | ERCTc_Hot or very hot_2A/2B | 2
30905 | 78948 | TX | ERCTc | Hot or very hot | ERCTc_Hot or very hot_2A/2B | 2
30906 | 77807 | TX | ERCTc | Hot or very hot | ERCTc_Hot or very hot_2A/2B | 2
30907 | 77808 | TX | ERCTc | Hot or very hot | ERCTc_Hot or very hot_2A/2B | 2
30908 | 77837 | TX | ERCTc | Hot or very hot | ERCTc_Hot or very hot_2A/2B | 2
30909 | 77856 | TX | ERCTc | Hot or very hot | ERCTc_Hot or very hot_2A/2B | 2
30910 | 77859 | TX | ERCTc | Hot or very hot | ERCTc_Hot or very hot_2A/2B | 2
30911 | 77867 | TX | ERCTc | Hot or very hot | ERCTc_Hot or very hot_2A/2B | 2
30912 | 77870 | TX | ERCTc | Hot or very hot | ERCTc_Hot or very hot_2A/2B | 2
30913 | 77882 | TX | ERCTc | Hot or very hot | ERCTc_Hot or very hot_2A/2B | 2
30914 | 77001 | TX | ERCTc | Hot or very hot | ERCTc_Hot or very hot_2A/2B | 2
30915 | 77002 | TX | ERCTc | Hot or very hot | ERCTc_Hot or very hot_2A/2B | 2
30916 | 77003 | TX | ERCTc | Hot or very hot | ERCTc_Hot or very hot_2A/2B | 2
30917 | 77004 | TX | ERCTc | Hot or very hot | ERCTc_Hot or very hot_2A/2B | 2
30918 | 77005 | TX | ERCTc | Hot or very hot | ERCTc_Hot or very hot_2A/2B | 2
30919 | 77006 | TX | ERCTc | Hot or very hot | ERCTc_Hot or very hot_2A/2B | 2
30920 | 77007 | TX | ERCTc | Hot or very hot | ERCTc_Hot or very hot_2A/2B | 2
30921 | 77008 | TX | ERCTc | Hot or very hot | ERCTc_Hot or very hot_2A/2B | 2
30922 | 77009 | TX | ERCTc | Hot or very hot | ERCTc_Hot or very hot_2A/2B | 2
30923 | 77010 | TX | ERCTc | Hot or very hot | ERCTc_Hot or very hot_2A/2B | 2
30924 | 77011 | TX | ERCTc | Hot or very hot | ERCTc_Hot or very hot_2A/2B | 2
30925 | 77012 | TX | ERCTc | Hot or very hot | ERCTc_Hot or very hot_2A/2B | 2
30926 | 77013 | TX | ERCTc | Hot or very hot | ERCTc_Hot or very hot_2A/2B | 2
30927 | 77014 | TX | ERCTc | Hot or very hot | ERCTc_Hot or very hot_2A/2B | 2
30928 | 77015 | TX | ERCTc | Hot or very hot | ERCTc_Hot or very hot_2A/2B | 2
30929 | 77016 | TX | ERCTc | Hot or very hot | ERCTc_Hot or very hot_2A/2B | 2
30930 | 77017 | TX | ERCTc | Hot or very hot | ERCTc_Hot or very hot_2A/2B | 2
30931 | 77018 | TX | ERCTc | Hot or very hot | ERCTc_Hot or very hot_2A/2B | 2
30932 | 77019 | TX | ERCTc | Hot or very hot | ERCTc_Hot or very hot_2A/2B | 2
30933 | 77020 | TX | ERCTc | Hot or very hot | ERCTc_Hot or very hot_2A/2B | 2
30934 | 77021 | TX | ERCTc | Hot or very hot | ERCTc_Hot or very hot_2A/2B | 2
30935 | 77022 | TX | ERCTc | Hot or very hot | ERCTc_Hot or very hot_2A/2B | 2
30936 | 77023 | TX | ERCTc | Hot or very hot | ERCTc_Hot or very hot_2A/2B | 2
30937 | 77024 | TX | ERCTc | Hot or very hot | ERCTc_Hot or very hot_2A/2B | 2
30938 | 77025 | TX | ERCTc | Hot or very hot | ERCTc_Hot or very hot_2A/2B | 2
30939 | 77026 | TX | ERCTc | Hot or very hot | ERCTc_Hot or very hot_2A/2B | 2
30940 | 77027 | TX | ERCTc | Hot or very hot | ERCTc_Hot or very hot_2A/2B | 2
30941 | 77028 | TX | ERCTc | Hot or very hot | ERCTc_Hot or very hot_2A/2B | 2
30942 | 77029 | TX | ERCTc | Hot or very hot | ERCTc_Hot or very hot_2A/2B | 2
30943 | 77030 | TX | ERCTc | Hot or very hot | ERCTc_Hot or very hot_2A/2B | 2
30944 | 77031 | TX | ERCTc | Hot or very hot | ERCTc_Hot or very hot_2A/2B | 2
30945 | 77032 | TX | ERCTc | Hot or very hot | ERCTc_Hot or very hot_2A/2B | 2
30946 | 77033 | TX | ERCTc | Hot or very hot | ERCTc_Hot or very hot_2A/2B | 2
30947 | 77034 | TX | ERCTc | Hot or very hot | ERCTc_Hot or very hot_2A/2B | 2
30948 | 77035 | TX | ERCTc | Hot or very hot | ERCTc_Hot or very hot_2A/2B | 2
30949 | 77036 | TX | ERCTc | Hot or very hot | ERCTc_Hot or very hot_2A/2B | 2
30950 | 77037 | TX | ERCTc | Hot or very hot | ERCTc_Hot or very hot_2A/2B | 2
30951 | 77038 | TX | ERCTc | Hot or very hot | ERCTc_Hot or very hot_2A/2B | 2
30952 | 77039 | TX | ERCTc | Hot or very hot | ERCTc_Hot or very hot_2A/2B | 2
30953 | 77040 | TX | ERCTc | Hot or very hot | ERCTc_Hot or very hot_2A/2B | 2
30954 | 77041 | TX | ERCTc | Hot or very hot | ERCTc_Hot or very hot_2A/2B | 2
30955 | 77042 | TX | ERCTc | Hot or very hot | ERCTc_Hot or very hot_2A/2B | 2
30956 | 77043 | TX | ERCTc | Hot or very hot | ERCTc_Hot or very hot_2A/2B | 2
30957 | 77044 | TX | ERCTc | Hot or very hot | ERCTc_Hot or very hot_2A/2B | 2
30958 | 77045 | TX | ERCTc | Hot or very hot | ERCTc_Hot or very hot_2A/2B | 2
30959 | 77046 | TX | ERCTc | Hot or very hot | ERCTc_Hot or very hot_2A/2B | 2
30960 | 77047 | TX | ERCTc | Hot or very hot | ERCTc_Hot or very hot_2A/2B | 2
30961 | 77048 | TX | ERCTc | Hot or very hot | ERCTc_Hot or very hot_2A/2B | 2
30962 | 77049 | TX | ERCTc | Hot or very hot | ERCTc_Hot or very hot_2A/2B | 2
30963 | 77050 | TX | ERCTc | Hot or very hot | ERCTc_Hot or very hot_2A/2B | 2
30964 | 77051 | TX | ERCTc | Hot or very hot | ERCTc_Hot or very hot_2A/2B | 2
30965 | 77052 | TX | ERCTc | Hot or very hot | ERCTc_Hot or very hot_2A/2B | 2
30966 | 77053 | TX | ERCTc | Hot or very hot | ERCTc_Hot or very hot_2A/2B | 2
30967 | 77054 | TX | ERCTc | Hot or very hot | ERCTc_Hot or very hot_2A/2B | 2
30968 | 77055 | TX | ERCTc | Hot or very hot | ERCTc_Hot or very hot_2A/2B | 2
30969 | 77056 | TX | ERCTc | Hot or very hot | ERCTc_Hot or very hot_2A/2B | 2
30970 | 77057 | TX | ERCTc | Hot or very hot | ERCTc_Hot or very hot_2A/2B | 2
30971 | 77058 | TX | ERCTc | Hot or very hot | ERCTc_Hot or very hot_2A/2B | 2
30972 | 77059 | TX | ERCTc | Hot or very hot | ERCTc_Hot or very hot_2A/2B | 2
30973 | 77060 | TX | ERCTc | Hot or very hot | ERCTc_Hot or very hot_2A/2B | 2
30974 | 77061 | TX | ERCTc | Hot or very hot | ERCTc_Hot or very hot_2A/2B | 2
30975 | 77062 | TX | ERCTc | Hot or very hot | ERCTc_Hot or very hot_2A/2B | 2
30976 | 77063 | TX | ERCTc | Hot or very hot | ERCTc_Hot or very hot_2A/2B | 2
30977 | 77064 | TX | ERCTc | Hot or very hot | ERCTc_Hot or very hot_2A/2B | 2
30978 | 77065 | TX | ERCTc | Hot or very hot | ERCTc_Hot or very hot_2A/2B | 2
30979 | 77066 | TX | ERCTc | Hot or very hot | ERCTc_Hot or very hot_2A/2B | 2
30980 | 77067 | TX | ERCTc | Hot or very hot | ERCTc_Hot or very hot_2A/2B | 2
30981 | 77068 | TX | ERCTc | Hot or very hot | ERCTc_Hot or very hot_2A/2B | 2
30982 | 77069 | TX | ERCTc | Hot or very hot | ERCTc_Hot or very hot_2A/2B | 2
30983 | 77070 | TX | ERCTc | Hot or very hot | ERCTc_Hot or very hot_2A/2B | 2
30984 | 77071 | TX | ERCTc | Hot or very hot | ERCTc_Hot or very hot_2A/2B | 2
30985 | 77072 | TX | ERCTc | Hot or very hot | ERCTc_Hot or very hot_2A/2B | 2
30986 | 77073 | TX | ERCTc | Hot or very hot | ERCTc_Hot or very hot_2A/2B | 2
30987 | 77074 | TX | ERCTc | Hot or very hot | ERCTc_Hot or very hot_2A/2B | 2
30988 | 77075 | TX | ERCTc | Hot or very hot | ERCTc_Hot or very hot_2A/2B | 2
30989 | 77076 | TX | ERCTc | Hot or very hot | ERCTc_Hot or very hot_2A/2B | 2
30990 | 77077 | TX | ERCTc | Hot or very hot | ERCTc_Hot or very hot_2A/2B | 2
30991 | 77078 | TX | ERCTc | Hot or very hot | ERCTc_Hot or very hot_2A/2B | 2
30992 | 77079 | TX | ERCTc | Hot or very hot | ERCTc_Hot or very hot_2A/2B | 2
30993 | 77080 | TX | ERCTc | Hot or very hot | ERCTc_Hot or very hot_2A/2B | 2
30994 | 77081 | TX | ERCTc | Hot or very hot | ERCTc_Hot or very hot_2A/2B | 2
30995 | 77082 | TX | ERCTc | Hot or very hot | ERCTc_Hot or very hot_2A/2B | 2
30996 | 77083 | TX | ERCTc | Hot or very hot | ERCTc_Hot or very hot_2A/2B | 2
30997 | 77084 | TX | ERCTc | Hot or very hot | ERCTc_Hot or very hot_2A/2B | 2
30998 | 77085 | TX | ERCTc | Hot or very hot | ERCTc_Hot or very hot_2A/2B | 2
30999 | 77086 | TX | ERCTc | Hot or very hot | ERCTc_Hot or very hot_2A/2B | 2
31000 | 77087 | TX | ERCTc | Hot or very hot | ERCTc_Hot or very hot_2A/2B | 2
31001 | 77088 | TX | ERCTc | Hot or very hot | ERCTc_Hot or very hot_2A/2B | 2
31002 | 77089 | TX | ERCTc | Hot or very hot | ERCTc_Hot or very hot_2A/2B | 2
31003 | 77090 | TX | ERCTc | Hot or very hot | ERCTc_Hot or very hot_2A/2B | 2
31004 | 77091 | TX | ERCTc | Hot or very hot | ERCTc_Hot or very hot_2A/2B | 2
31005 | 77092 | TX | ERCTc | Hot or very hot | ERCTc_Hot or very hot_2A/2B | 2
31006 | 77093 | TX | ERCTc | Hot or very hot | ERCTc_Hot or very hot_2A/2B | 2
31007 | 77094 | TX | ERCTc | Hot or very hot | ERCTc_Hot or very hot_2A/2B | 2
31008 | 77095 | TX | ERCTc | Hot or very hot | ERCTc_Hot or very hot_2A/2B | 2
31009 | 77096 | TX | ERCTc | Hot or very hot | ERCTc_Hot or very hot_2A/2B | 2
31010 | 77098 | TX | ERCTc | Hot or very hot | ERCTc_Hot or very hot_2A/2B | 2
31011 | 77099 | TX | ERCTc | Hot or very hot | ERCTc_Hot or very hot_2A/2B | 2
31012 | 77204 | TX | ERCTc | Hot or very hot | ERCTc_Hot or very hot_2A/2B | 2
31013 | 77205 | TX | ERCTc | Hot or very hot | ERCTc_Hot or very hot_2A/2B | 2
31014 | 77206 | TX | ERCTc | Hot or very hot | ERCTc_Hot or very hot_2A/2B | 2
31015 | 77207 | TX | ERCTc | Hot or very hot | ERCTc_Hot or very hot_2A/2B | 2
31016 | 77208 | TX | ERCTc | Hot or very hot | ERCTc_Hot or very hot_2A/2B | 2
31017 | 77210 | TX | ERCTc | Hot or very hot | ERCTc_Hot or very hot_2A/2B | 2
31018 | 77215 | TX | ERCTc | Hot or very hot | ERCTc_Hot or very hot_2A/2B | 2
31019 | 77217 | TX | ERCTc | Hot or very hot | ERCTc_Hot or very hot_2A/2B | 2
31020 | 77218 | TX | ERCTc | Hot or very hot | ERCTc_Hot or very hot_2A/2B | 2
31021 | 77219 | TX | ERCTc | Hot or very hot | ERCTc_Hot or very hot_2A/2B | 2
31022 | 77220 | TX | ERCTc | Hot or very hot | ERCTc_Hot or very hot_2A/2B | 2
31023 | 77221 | TX | ERCTc | Hot or very hot | ERCTc_Hot or very hot_2A/2B | 2
31024 | 77222 | TX | ERCTc | Hot or very hot | ERCTc_Hot or very hot_2A/2B | 2
31025 | 77223 | TX | ERCTc | Hot or very hot | ERCTc_Hot or very hot_2A/2B | 2
31026 | 77224 | TX | ERCTc | Hot or very hot | ERCTc_Hot or very hot_2A/2B | 2
31027 | 77225 | TX | ERCTc | Hot or very hot | ERCTc_Hot or very hot_2A/2B | 2
31028 | 77226 | TX | ERCTc | Hot or very hot | ERCTc_Hot or very hot_2A/2B | 2
31029 | 77227 | TX | ERCTc | Hot or very hot | ERCTc_Hot or very hot_2A/2B | 2
31030 | 77228 | TX | ERCTc | Hot or very hot | ERCTc_Hot or very hot_2A/2B | 2
31031 | 77230 | TX | ERCTc | Hot or very hot | ERCTc_Hot or very hot_2A/2B | 2
31032 | 77231 | TX | ERCTc | Hot or very hot | ERCTc_Hot or very hot_2A/2B | 2
31033 | 77233 | TX | ERCTc | Hot or very hot | ERCTc_Hot or very hot_2A/2B | 2
31034 | 77234 | TX | ERCTc | Hot or very hot | ERCTc_Hot or very hot_2A/2B | 2
31035 | 77235 | TX | ERCTc | Hot or very hot | ERCTc_Hot or very hot_2A/2B | 2
31036 | 77236 | TX | ERCTc | Hot or very hot | ERCTc_Hot or very hot_2A/2B | 2
31037 | 77237 | TX | ERCTc | Hot or very hot | ERCTc_Hot or very hot_2A/2B | 2
31038 | 77238 | TX | ERCTc | Hot or very hot | ERCTc_Hot or very hot_2A/2B | 2
31039 | 77240 | TX | ERCTc | Hot or very hot | ERCTc_Hot or very hot_2A/2B | 2
31040 | 77241 | TX | ERCTc | Hot or very hot | ERCTc_Hot or very hot_2A/2B | 2
31041 | 77242 | TX | ERCTc | Hot or very hot | ERCTc_Hot or very hot_2A/2B | 2
31042 | 77243 | TX | ERCTc | Hot or very hot | ERCTc_Hot or very hot_2A/2B | 2
31043 | 77244 | TX | ERCTc | Hot or very hot | ERCTc_Hot or very hot_2A/2B | 2
31044 | 77245 | TX | ERCTc | Hot or very hot | ERCTc_Hot or very hot_2A/2B | 2
31045 | 77248 | TX | ERCTc | Hot or very hot | ERCTc_Hot or very hot_2A/2B | 2
31046 | 77249 | TX | ERCTc | Hot or very hot | ERCTc_Hot or very hot_2A/2B | 2
31047 | 77251 | TX | ERCTc | Hot or very hot | ERCTc_Hot or very hot_2A/2B | 2
31048 | 77252 | TX | ERCTc | Hot or very hot | ERCTc_Hot or very hot_2A/2B | 2
31049 | 77253 | TX | ERCTc | Hot or very hot | ERCTc_Hot or very hot_2A/2B | 2
31050 | 77254 | TX | ERCTc | Hot or very hot | ERCTc_Hot or very hot_2A/2B | 2
31051 | 77255 | TX | ERCTc | Hot or very hot | ERCTc_Hot or very hot_2A/2B | 2
31052 | 77256 | TX | ERCTc | Hot or very hot | ERCTc_Hot or very hot_2A/2B | 2
31053 | 77257 | TX | ERCTc | Hot or very hot | ERCTc_Hot or very hot_2A/2B | 2
31054 | 77258 | TX | ERCTc | Hot or very hot | ERCTc_Hot or very hot_2A/2B | 2
31055 | 77259 | TX | ERCTc | Hot or very hot | ERCTc_Hot or very hot_2A/2B | 2
31056 | 77261 | TX | ERCTc | Hot or very hot | ERCTc_Hot or very hot_2A/2B | 2
31057 | 77262 | TX | ERCTc | Hot or very hot | ERCTc_Hot or very hot_2A/2B | 2
31058 | 77263 | TX | ERCTc | Hot or very hot | ERCTc_Hot or very hot_2A/2B | 2
31059 | 77265 | TX | ERCTc | Hot or very hot | ERCTc_Hot or very hot_2A/2B | 2
31060 | 77266 | TX | ERCTc | Hot or very hot | ERCTc_Hot or very hot_2A/2B | 2
31061 | 77267 | TX | ERCTc | Hot or very hot | ERCTc_Hot or very hot_2A/2B | 2
31062 | 77268 | TX | ERCTc | Hot or very hot | ERCTc_Hot or very hot_2A/2B | 2
31063 | 77269 | TX | ERCTc | Hot or very hot | ERCTc_Hot or very hot_2A/2B | 2
31064 | 77270 | TX | ERCTc | Hot or very hot | ERCTc_Hot or very hot_2A/2B | 2
31065 | 77271 | TX | ERCTc | Hot or very hot | ERCTc_Hot or very hot_2A/2B | 2
31066 | 77272 | TX | ERCTc | Hot or very hot | ERCTc_Hot or very hot_2A/2B | 2
31067 | 77273 | TX | ERCTc | Hot or very hot | ERCTc_Hot or very hot_2A/2B | 2
31068 | 77274 | TX | ERCTc | Hot or very hot | ERCTc_Hot or very hot_2A/2B | 2
31069 | 77275 | TX | ERCTc | Hot or very hot | ERCTc_Hot or very hot_2A/2B | 2
31070 | 77277 | TX | ERCTc | Hot or very hot | ERCTc_Hot or very hot_2A/2B | 2
31071 | 77279 | TX | ERCTc | Hot or very hot | ERCTc_Hot or very hot_2A/2B | 2
31072 | 77280 | TX | ERCTc | Hot or very hot | ERCTc_Hot or very hot_2A/2B | 2
31073 | 77282 | TX | ERCTc | Hot or very hot | ERCTc_Hot or very hot_2A/2B | 2
31074 | 77284 | TX | ERCTc | Hot or very hot | ERCTc_Hot or very hot_2A/2B | 2
31075 | 77287 | TX | ERCTc | Hot or very hot | ERCTc_Hot or very hot_2A/2B | 2
31076 | 77288 | TX | ERCTc | Hot or very hot | ERCTc_Hot or very hot_2A/2B | 2
31077 | 77289 | TX | ERCTc | Hot or very hot | ERCTc_Hot or very hot_2A/2B | 2
31078 | 77290 | TX | ERCTc | Hot or very hot | ERCTc_Hot or very hot_2A/2B | 2
31079 | 77291 | TX | ERCTc | Hot or very hot | ERCTc_Hot or very hot_2A/2B | 2
31080 | 77292 | TX | ERCTc | Hot or very hot | ERCTc_Hot or very hot_2A/2B | 2
31081 | 77293 | TX | ERCTc | Hot or very hot | ERCTc_Hot or very hot_2A/2B | 2
31082 | 77315 | TX | ERCTc | Hot or very hot | ERCTc_Hot or very hot_2A/2B | 2
31083 | 77325 | TX | ERCTc | Hot or very hot | ERCTc_Hot or very hot_2A/2B | 2
31084 | 77336 | TX | ERCTc | Hot or very hot | ERCTc_Hot or very hot_2A/2B | 2
31085 | 77338 | TX | ERCTc | Hot or very hot | ERCTc_Hot or very hot_2A/2B | 2
31086 | 77339 | TX | ERCTc | Hot or very hot | ERCTc_Hot or very hot_2A/2B | 2
31087 | 77345 | TX | ERCTc | Hot or very hot | ERCTc_Hot or very hot_2A/2B | 2
31088 | 77346 | TX | ERCTc | Hot or very hot | ERCTc_Hot or very hot_2A/2B | 2
31089 | 77347 | TX | ERCTc | Hot or very hot | ERCTc_Hot or very hot_2A/2B | 2
31090 | 77357 | TX | ERCTc | Hot or very hot | ERCTc_Hot or very hot_2A/2B | 2
31091 | 77365 | TX | ERCTc | Hot or very hot | ERCTc_Hot or very hot_2A/2B | 2
31092 | 77373 | TX | ERCTc | Hot or very hot | ERCTc_Hot or very hot_2A/2B | 2
31093 | 77375 | TX | ERCTc | Hot or very hot | ERCTc_Hot or very hot_2A/2B | 2
31094 | 77377 | TX | ERCTc | Hot or very hot | ERCTc_Hot or very hot_2A/2B | 2
31095 | 77379 | TX | ERCTc | Hot or very hot | ERCTc_Hot or very hot_2A/2B | 2
31096 | 77383 | TX | ERCTc | Hot or very hot | ERCTc_Hot or very hot_2A/2B | 2
31097 | 77388 | TX | ERCTc | Hot or very hot | ERCTc_Hot or very hot_2A/2B | 2
31098 | 77389 | TX | ERCTc | Hot or very hot | ERCTc_Hot or very hot_2A/2B | 2
31099 | 77391 | TX | ERCTc | Hot or very hot | ERCTc_Hot or very hot_2A/2B | 2
31100 | 77396 | TX | ERCTc | Hot or very hot | ERCTc_Hot or very hot_2A/2B | 2
31101 | 77401 | TX | ERCTc | Hot or very hot | ERCTc_Hot or very hot_2A/2B | 2
31102 | 77402 | TX | ERCTc | Hot or very hot | ERCTc_Hot or very hot_2A/2B | 2
31103 | 77410 | TX | ERCTc | Hot or very hot | ERCTc_Hot or very hot_2A/2B | 2
31104 | 77411 | TX | ERCTc | Hot or very hot | ERCTc_Hot or very hot_2A/2B | 2
31105 | 77413 | TX | ERCTc | Hot or very hot | ERCTc_Hot or very hot_2A/2B | 2
31106 | 77429 | TX | ERCTc | Hot or very hot | ERCTc_Hot or very hot_2A/2B | 2
31107 | 77433 | TX | ERCTc | Hot or very hot | ERCTc_Hot or very hot_2A/2B | 2
31108 | 77445 | TX | ERCTc | Hot or very hot | ERCTc_Hot or very hot_2A/2B | 2
31109 | 77447 | TX | ERCTc | Hot or very hot | ERCTc_Hot or very hot_2A/2B | 2
31110 | 77449 | TX | ERCTc | Hot or very hot | ERCTc_Hot or very hot_2A/2B | 2
31111 | 77450 | TX | ERCTc | Hot or very hot | ERCTc_Hot or very hot_2A/2B | 2
31112 | 77477 | TX | ERCTc | Hot or very hot | ERCTc_Hot or very hot_2A/2B | 2
31113 | 77484 | TX | ERCTc | Hot or very hot | ERCTc_Hot or very hot_2A/2B | 2
31114 | 77489 | TX | ERCTc | Hot or very hot | ERCTc_Hot or very hot_2A/2B | 2
31115 | 77491 | TX | ERCTc | Hot or very hot | ERCTc_Hot or very hot_2A/2B | 2
31116 | 77492 | TX | ERCTc | Hot or very hot | ERCTc_Hot or very hot_2A/2B | 2
31117 | 77493 | TX | ERCTc | Hot or very hot | ERCTc_Hot or very hot_2A/2B | 2
31118 | 77494 | TX | ERCTc | Hot or very hot | ERCTc_Hot or very hot_2A/2B | 2
31119 | 77501 | TX | ERCTc | Hot or very hot | ERCTc_Hot or very hot_2A/2B | 2
31120 | 77502 | TX | ERCTc | Hot or very hot | ERCTc_Hot or very hot_2A/2B | 2
31121 | 77503 | TX | ERCTc | Hot or very hot | ERCTc_Hot or very hot_2A/2B | 2
31122 | 77504 | TX | ERCTc | Hot or very hot | ERCTc_Hot or very hot_2A/2B | 2
31123 | 77505 | TX | ERCTc | Hot or very hot | ERCTc_Hot or very hot_2A/2B | 2
31124 | 77506 | TX | ERCTc | Hot or very hot | ERCTc_Hot or very hot_2A/2B | 2
31125 | 77507 | TX | ERCTc | Hot or very hot | ERCTc_Hot or very hot_2A/2B | 2
31126 | 77508 | TX | ERCTc | Hot or very hot | ERCTc_Hot or very hot_2A/2B | 2
31127 | 77520 | TX | ERCTc | Hot or very hot | ERCTc_Hot or very hot_2A/2B | 2
31128 | 77521 | TX | ERCTc | Hot or very hot | ERCTc_Hot or very hot_2A/2B | 2
31129 | 77522 | TX | ERCTc | Hot or very hot | ERCTc_Hot or very hot_2A/2B | 2
31130 | 77523 | TX | ERCTc | Hot or very hot | ERCTc_Hot or very hot_2A/2B | 2
31131 | 77530 | TX | ERCTc | Hot or very hot | ERCTc_Hot or very hot_2A/2B | 2
31132 | 77532 | TX | ERCTc | Hot or very hot | ERCTc_Hot or very hot_2A/2B | 2
31133 | 77536 | TX | ERCTc | Hot or very hot | ERCTc_Hot or very hot_2A/2B | 2
31134 | 77546 | TX | ERCTc | Hot or very hot | ERCTc_Hot or very hot_2A/2B | 2
31135 | 77547 | TX | ERCTc | Hot or very hot | ERCTc_Hot or very hot_2A/2B | 2
31136 | 77562 | TX | ERCTc | Hot or very hot | ERCTc_Hot or very hot_2A/2B | 2
31137 | 77571 | TX | ERCTc | Hot or very hot | ERCTc_Hot or very hot_2A/2B | 2
31138 | 77572 | TX | ERCTc | Hot or very hot | ERCTc_Hot or very hot_2A/2B | 2
31139 | 77581 | TX | ERCTc | Hot or very hot | ERCTc_Hot or very hot_2A/2B | 2
31140 | 77586 | TX | ERCTc | Hot or very hot | ERCTc_Hot or very hot_2A/2B | 2
31141 | 77587 | TX | ERCTc | Hot or very hot | ERCTc_Hot or very hot_2A/2B | 2
31142 | 77598 | TX | ERCTc | Hot or very hot | ERCTc_Hot or very hot_2A/2B | 2
31143 | 77406 | TX | ERCTc | Hot or very hot | ERCTc_Hot or very hot_2A/2B | 2
31144 | 77407 | TX | ERCTc | Hot or very hot | ERCTc_Hot or very hot_2A/2B | 2
31145 | 77417 | TX | ERCTc | Hot or very hot | ERCTc_Hot or very hot_2A/2B | 2
31146 | 77420 | TX | ERCTc | Hot or very hot | ERCTc_Hot or very hot_2A/2B | 2
31147 | 77423 | TX | ERCTc | Hot or very hot | ERCTc_Hot or very hot_2A/2B | 2
31148 | 77430 | TX | ERCTc | Hot or very hot | ERCTc_Hot or very hot_2A/2B | 2
31149 | 77435 | TX | ERCTc | Hot or very hot | ERCTc_Hot or very hot_2A/2B | 2
31150 | 77441 | TX | ERCTc | Hot or very hot | ERCTc_Hot or very hot_2A/2B | 2
31151 | 77444 | TX | ERCTc | Hot or very hot | ERCTc_Hot or very hot_2A/2B | 2
31152 | 77451 | TX | ERCTc | Hot or very hot | ERCTc_Hot or very hot_2A/2B | 2
31153 | 77459 | TX | ERCTc | Hot or very hot | ERCTc_Hot or very hot_2A/2B | 2
31154 | 77461 | TX | ERCTc | Hot or very hot | ERCTc_Hot or very hot_2A/2B | 2
31155 | 77464 | TX | ERCTc | Hot or very hot | ERCTc_Hot or very hot_2A/2B | 2
31156 | 77469 | TX | ERCTc | Hot or very hot | ERCTc_Hot or very hot_2A/2B | 2
31157 | 77471 | TX | ERCTc | Hot or very hot | ERCTc_Hot or very hot_2A/2B | 2
31158 | 77476 | TX | ERCTc | Hot or very hot | ERCTc_Hot or very hot_2A/2B | 2
31159 | 77478 | TX | ERCTc | Hot or very hot | ERCTc_Hot or very hot_2A/2B | 2
31160 | 77479 | TX | ERCTc | Hot or very hot | ERCTc_Hot or very hot_2A/2B | 2
31161 | 77481 | TX | ERCTc | Hot or very hot | ERCTc_Hot or very hot_2A/2B | 2
31162 | 77485 | TX | ERCTc | Hot or very hot | ERCTc_Hot or very hot_2A/2B | 2
31163 | 77487 | TX | ERCTc | Hot or very hot | ERCTc_Hot or very hot_2A/2B | 2
31164 | 77496 | TX | ERCTc | Hot or very hot | ERCTc_Hot or very hot_2A/2B | 2
31165 | 77497 | TX | ERCTc | Hot or very hot | ERCTc_Hot or very hot_2A/2B | 2
31166 | 77498 | TX | ERCTc | Hot or very hot | ERCTc_Hot or very hot_2A/2B | 2
31167 | 77545 | TX | ERCTc | Hot or very hot | ERCTc_Hot or very hot_2A/2B | 2
31168 | 77583 | TX | ERCTc | Hot or very hot | ERCTc_Hot or very hot_2A/2B | 2
31169 | 77584 | TX | ERCTc | Hot or very hot | ERCTc_Hot or very hot_2A/2B | 2
31170 | 77301 | TX | SRMVc | Hot or very hot | SRMVc_Hot or very hot_2A | 2
31171 | 77302 | TX | SRMVc | Hot or very hot | SRMVc_Hot or very hot_2A | 2
31172 | 77303 | TX | SRMVc | Hot or very hot | SRMVc_Hot or very hot_2A | 2
31173 | 77304 | TX | SRMVc | Hot or very hot | SRMVc_Hot or very hot_2A | 2
31174 | 77305 | TX | SRMVc | Hot or very hot | SRMVc_Hot or very hot_2A | 2
31175 | 77306 | TX | SRMVc | Hot or very hot | SRMVc_Hot or very hot_2A | 2
31176 | 77316 | TX | SRMVc | Hot or very hot | SRMVc_Hot or very hot_2A | 2
31177 | 77318 | TX | SRMVc | Hot or very hot | SRMVc_Hot or very hot_2A | 2
31178 | 77333 | TX | SRMVc | Hot or very hot | SRMVc_Hot or very hot_2A | 2
31179 | 77353 | TX | SRMVc | Hot or very hot | SRMVc_Hot or very hot_2A | 2
31180 | 77354 | TX | SRMVc | Hot or very hot | SRMVc_Hot or very hot_2A | 2
31181 | 77355 | TX | SRMVc | Hot or very hot | SRMVc_Hot or very hot_2A | 2
31182 | 77356 | TX | SRMVc | Hot or very hot | SRMVc_Hot or very hot_2A | 2
31183 | 77362 | TX | SRMVc | Hot or very hot | SRMVc_Hot or very hot_2A | 2
31184 | 77372 | TX | SRMVc | Hot or very hot | SRMVc_Hot or very hot_2A | 2
31185 | 77380 | TX | SRMVc | Hot or very hot | SRMVc_Hot or very hot_2A | 2
31186 | 77381 | TX | SRMVc | Hot or very hot | SRMVc_Hot or very hot_2A | 2
31187 | 77382 | TX | SRMVc | Hot or very hot | SRMVc_Hot or very hot_2A | 2
31188 | 77384 | TX | SRMVc | Hot or very hot | SRMVc_Hot or very hot_2A | 2
31189 | 77385 | TX | SRMVc | Hot or very hot | SRMVc_Hot or very hot_2A | 2
31190 | 77386 | TX | SRMVc | Hot or very hot | SRMVc_Hot or very hot_2A | 2
31191 | 77387 | TX | SRMVc | Hot or very hot | SRMVc_Hot or very hot_2A | 2
31192 | 77393 | TX | SRMVc | Hot or very hot | SRMVc_Hot or very hot_2A | 2
31193 | 77363 | TX | ERCTc | Hot or very hot | ERCTc_Hot or very hot_2A/2B | 2
31194 | 77830 | TX | ERCTc | Hot or very hot | ERCTc_Hot or very hot_2A/2B | 2
31195 | 77868 | TX | ERCTc | Hot or very hot | ERCTc_Hot or very hot_2A/2B | 2
31196 | 77875 | TX | ERCTc | Hot or very hot | ERCTc_Hot or very hot_2A/2B | 2
31197 | 77876 | TX | ERCTc | Hot or very hot | ERCTc_Hot or very hot_2A/2B | 2
31198 | 77368 | TX | SRMVc | Hot or very hot | SRMVc_Hot or very hot_2A | 2
31199 | 77369 | TX | SRMVc | Hot or very hot | SRMVc_Hot or very hot_2A | 2
31200 | 77533 | TX | SRMVc | Hot or very hot | SRMVc_Hot or very hot_2A | 2
31201 | 77535 | TX | SRMVc | Hot or very hot | SRMVc_Hot or very hot_2A | 2
31202 | 77538 | TX | SRMVc | Hot or very hot | SRMVc_Hot or very hot_2A | 2
31203 | 77561 | TX | SRMVc | Hot or very hot | SRMVc_Hot or very hot_2A | 2
31204 | 77564 | TX | SRMVc | Hot or very hot | SRMVc_Hot or very hot_2A | 2
31205 | 77575 | TX | SRMVc | Hot or very hot | SRMVc_Hot or very hot_2A | 2
31206 | 77582 | TX | SRMVc | Hot or very hot | SRMVc_Hot or very hot_2A | 2
31207 | 77597 | TX | SRMVc | Hot or very hot | SRMVc_Hot or very hot_2A | 2
31208 | 77446 | TX | ERCTc | Hot or very hot | ERCTc_Hot or very hot_2A/2B | 2
31209 | 77466 | TX | ERCTc | Hot or very hot | ERCTc_Hot or very hot_2A/2B | 2
31210 | 77374 | TX | SRMVc | Hot or very hot | SRMVc_Hot or very hot_2A | 2
31211 | 77376 | TX | SRMVc | Hot or very hot | SRMVc_Hot or very hot_2A | 2
31212 | 77519 | TX | SRMVc | Hot or very hot | SRMVc_Hot or very hot_2A | 2
31213 | 77585 | TX | SRMVc | Hot or very hot | SRMVc_Hot or very hot_2A | 2
31214 | 77625 | TX | SRMVc | Hot or very hot | SRMVc_Hot or very hot_2A | 2
31215 | 77656 | TX | SRMVc | Hot or very hot | SRMVc_Hot or very hot_2A | 2
31216 | 77657 | TX | SRMVc | Hot or very hot | SRMVc_Hot or very hot_2A | 2
31217 | 77659 | TX | SRMVc | Hot or very hot | SRMVc_Hot or very hot_2A | 2
31218 | 77404 | TX | ERCTc | Hot or very hot | ERCTc_Hot or very hot_2A/2B | 2
31219 | 77414 | TX | ERCTc | Hot or very hot | ERCTc_Hot or very hot_2A/2B | 2
31220 | 77415 | TX | ERCTc | Hot or very hot | ERCTc_Hot or very hot_2A/2B | 2
31221 | 77419 | TX | ERCTc | Hot or very hot | ERCTc_Hot or very hot_2A/2B | 2
31222 | 77428 | TX | ERCTc | Hot or very hot | ERCTc_Hot or very hot_2A/2B | 2
31223 | 77440 | TX | ERCTc | Hot or very hot | ERCTc_Hot or very hot_2A/2B | 2
31224 | 77456 | TX | ERCTc | Hot or very hot | ERCTc_Hot or very hot_2A/2B | 2
31225 | 77457 | TX | ERCTc | Hot or very hot | ERCTc_Hot or very hot_2A/2B | 2
31226 | 77458 | TX | ERCTc | Hot or very hot | ERCTc_Hot or very hot_2A/2B | 2
31227 | 77465 | TX | ERCTc | Hot or very hot | ERCTc_Hot or very hot_2A/2B | 2
31228 | 77468 | TX | ERCTc | Hot or very hot | ERCTc_Hot or very hot_2A/2B | 2
31229 | 77480 | TX | ERCTc | Hot or very hot | ERCTc_Hot or very hot_2A/2B | 2
31230 | 77482 | TX | ERCTc | Hot or very hot | ERCTc_Hot or very hot_2A/2B | 2
31231 | 77483 | TX | ERCTc | Hot or very hot | ERCTc_Hot or very hot_2A/2B | 2
31232 | 77412 | TX | ERCTc | Hot or very hot | ERCTc_Hot or very hot_2A/2B | 2
31233 | 77434 | TX | ERCTc | Hot or very hot | ERCTc_Hot or very hot_2A/2B | 2
31234 | 77442 | TX | ERCTc | Hot or very hot | ERCTc_Hot or very hot_2A/2B | 2
31235 | 77460 | TX | ERCTc | Hot or very hot | ERCTc_Hot or very hot_2A/2B | 2
31236 | 77470 | TX | ERCTc | Hot or very hot | ERCTc_Hot or very hot_2A/2B | 2
31237 | 77474 | TX | ERCTc | Hot or very hot | ERCTc_Hot or very hot_2A/2B | 2
31238 | 77475 | TX | ERCTc | Hot or very hot | ERCTc_Hot or very hot_2A/2B | 2
31239 | 78933 | TX | ERCTc | Hot or very hot | ERCTc_Hot or very hot_2A/2B | 2
31240 | 78934 | TX | ERCTc | Hot or very hot | ERCTc_Hot or very hot_2A/2B | 2
31241 | 78935 | TX | ERCTc | Hot or very hot | ERCTc_Hot or very hot_2A/2B | 2
31242 | 78940 | TX | ERCTc | Hot or very hot | ERCTc_Hot or very hot_2A/2B | 2
31243 | 78943 | TX | ERCTc | Hot or very hot | ERCTc_Hot or very hot_2A/2B | 2
31244 | 78950 | TX | ERCTc | Hot or very hot | ERCTc_Hot or very hot_2A/2B | 2
31245 | 78951 | TX | ERCTc | Hot or very hot | ERCTc_Hot or very hot_2A/2B | 2
31246 | 78956 | TX | ERCTc | Hot or very hot | ERCTc_Hot or very hot_2A/2B | 2
31247 | 78962 | TX | ERCTc | Hot or very hot | ERCTc_Hot or very hot_2A/2B | 2
31248 | 77418 | TX | ERCTc | Hot or very hot | ERCTc_Hot or very hot_2A/2B | 2
31249 | 77426 | TX | ERCTc | Hot or very hot | ERCTc_Hot or very hot_2A/2B | 2
31250 | 77452 | TX | ERCTc | Hot or very hot | ERCTc_Hot or very hot_2A/2B | 2
31251 | 77473 | TX | ERCTc | Hot or very hot | ERCTc_Hot or very hot_2A/2B | 2
31252 | 77833 | TX | ERCTc | Hot or very hot | ERCTc_Hot or very hot_2A/2B | 2
31253 | 77835 | TX | ERCTc | Hot or very hot | ERCTc_Hot or very hot_2A/2B | 2
31254 | 78931 | TX | ERCTc | Hot or very hot | ERCTc_Hot or very hot_2A/2B | 2
31255 | 78944 | TX | ERCTc | Hot or very hot | ERCTc_Hot or very hot_2A/2B | 2
31256 | 78954 | TX | ERCTc | Hot or very hot | ERCTc_Hot or very hot_2A/2B | 2
31257 | 77432 | TX | ERCTc | Hot or very hot | ERCTc_Hot or very hot_2A/2B | 2
31258 | 77436 | TX | ERCTc | Hot or very hot | ERCTc_Hot or very hot_2A/2B | 2
31259 | 77437 | TX | ERCTc | Hot or very hot | ERCTc_Hot or very hot_2A/2B | 2
31260 | 77443 | TX | ERCTc | Hot or very hot | ERCTc_Hot or very hot_2A/2B | 2
31261 | 77448 | TX | ERCTc | Hot or very hot | ERCTc_Hot or very hot_2A/2B | 2
31262 | 77453 | TX | ERCTc | Hot or very hot | ERCTc_Hot or very hot_2A/2B | 2
31263 | 77454 | TX | ERCTc | Hot or very hot | ERCTc_Hot or very hot_2A/2B | 2
31264 | 77455 | TX | ERCTc | Hot or very hot | ERCTc_Hot or very hot_2A/2B | 2
31265 | 77467 | TX | ERCTc | Hot or very hot | ERCTc_Hot or very hot_2A/2B | 2
31266 | 77488 | TX | ERCTc | Hot or very hot | ERCTc_Hot or very hot_2A/2B | 2
31267 | 77422 | TX | ERCTc | Hot or very hot | ERCTc_Hot or very hot_2A/2B | 2
31268 | 77431 | TX | ERCTc | Hot or very hot | ERCTc_Hot or very hot_2A/2B | 2
31269 | 77463 | TX | ERCTc | Hot or very hot | ERCTc_Hot or very hot_2A/2B | 2
31270 | 77486 | TX | ERCTc | Hot or very hot | ERCTc_Hot or very hot_2A/2B | 2
31271 | 77510 | TX | ERCTc | Hot or very hot | ERCTc_Hot or very hot_2A/2B | 2
31272 | 77511 | TX | ERCTc | Hot or very hot | ERCTc_Hot or very hot_2A/2B | 2
31273 | 77512 | TX | ERCTc | Hot or very hot | ERCTc_Hot or very hot_2A/2B | 2
31274 | 77515 | TX | ERCTc | Hot or very hot | ERCTc_Hot or very hot_2A/2B | 2
31275 | 77516 | TX | ERCTc | Hot or very hot | ERCTc_Hot or very hot_2A/2B | 2
31276 | 77517 | TX | ERCTc | Hot or very hot | ERCTc_Hot or very hot_2A/2B | 2
31277 | 77531 | TX | ERCTc | Hot or very hot | ERCTc_Hot or very hot_2A/2B | 2
31278 | 77534 | TX | ERCTc | Hot or very hot | ERCTc_Hot or very hot_2A/2B | 2
31279 | 77541 | TX | ERCTc | Hot or very hot | ERCTc_Hot or very hot_2A/2B | 2
31280 | 77542 | TX | ERCTc | Hot or very hot | ERCTc_Hot or very hot_2A/2B | 2
31281 | 77566 | TX | ERCTc | Hot or very hot | ERCTc_Hot or very hot_2A/2B | 2
31282 | 77577 | TX | ERCTc | Hot or very hot | ERCTc_Hot or very hot_2A/2B | 2
31283 | 77578 | TX | ERCTc | Hot or very hot | ERCTc_Hot or very hot_2A/2B | 2
31284 | 77588 | TX | ERCTc | Hot or very hot | ERCTc_Hot or very hot_2A/2B | 2
31285 | 77834 | TX | ERCTc | Hot or very hot | ERCTc_Hot or very hot_2A/2B | 2
31286 | 77880 | TX | ERCTc | Hot or very hot | ERCTc_Hot or very hot_2A/2B | 2
31287 | 78932 | TX | ERCTc | Hot or very hot | ERCTc_Hot or very hot_2A/2B | 2
31288 | 77957 | TX | ERCTc | Hot or very hot | ERCTc_Hot or very hot_2A/2B | 2
31289 | 77961 | TX | ERCTc | Hot or very hot | ERCTc_Hot or very hot_2A/2B | 2
31290 | 77962 | TX | ERCTc | Hot or very hot | ERCTc_Hot or very hot_2A/2B | 2
31291 | 77969 | TX | ERCTc | Hot or very hot | ERCTc_Hot or very hot_2A/2B | 2
31292 | 77970 | TX | ERCTc | Hot or very hot | ERCTc_Hot or very hot_2A/2B | 2
31293 | 77971 | TX | ERCTc | Hot or very hot | ERCTc_Hot or very hot_2A/2B | 2
31294 | 77979 | TX | ERCTc | Hot or very hot | ERCTc_Hot or very hot_2A/2B | 2
31295 | 77991 | TX | ERCTc | Hot or very hot | ERCTc_Hot or very hot_2A/2B | 2
31296 | 77978 | TX | ERCTc | Hot or very hot | ERCTc_Hot or very hot_2A/2B | 2
31297 | 77982 | TX | ERCTc | Hot or very hot | ERCTc_Hot or very hot_2A/2B | 2
31298 | 77983 | TX | ERCTc | Hot or very hot | ERCTc_Hot or very hot_2A/2B | 2
31299 | 77990 | TX | ERCTc | Hot or very hot | ERCTc_Hot or very hot_2A/2B | 2
31300 | 77518 | TX | ERCTc | Hot or very hot | ERCTc_Hot or very hot_2A/2B | 2
31301 | 77539 | TX | ERCTc | Hot or very hot | ERCTc_Hot or very hot_2A/2B | 2
31302 | 77549 | TX | ERCTc | Hot or very hot | ERCTc_Hot or very hot_2A/2B | 2
31303 | 77550 | TX | ERCTc | Hot or very hot | ERCTc_Hot or very hot_2A/2B | 2
31304 | 77551 | TX | ERCTc | Hot or very hot | ERCTc_Hot or very hot_2A/2B | 2
31305 | 77552 | TX | ERCTc | Hot or very hot | ERCTc_Hot or very hot_2A/2B | 2
31306 | 77553 | TX | ERCTc | Hot or very hot | ERCTc_Hot or very hot_2A/2B | 2
31307 | 77554 | TX | ERCTc | Hot or very hot | ERCTc_Hot or very hot_2A/2B | 2
31308 | 77555 | TX | ERCTc | Hot or very hot | ERCTc_Hot or very hot_2A/2B | 2
31309 | 77563 | TX | ERCTc | Hot or very hot | ERCTc_Hot or very hot_2A/2B | 2
31310 | 77565 | TX | ERCTc | Hot or very hot | ERCTc_Hot or very hot_2A/2B | 2
31311 | 77568 | TX | ERCTc | Hot or very hot | ERCTc_Hot or very hot_2A/2B | 2
31312 | 77573 | TX | ERCTc | Hot or very hot | ERCTc_Hot or very hot_2A/2B | 2
31313 | 77574 | TX | ERCTc | Hot or very hot | ERCTc_Hot or very hot_2A/2B | 2
31314 | 77590 | TX | ERCTc | Hot or very hot | ERCTc_Hot or very hot_2A/2B | 2
31315 | 77591 | TX | ERCTc | Hot or very hot | ERCTc_Hot or very hot_2A/2B | 2
31316 | 77592 | TX | ERCTc | Hot or very hot | ERCTc_Hot or very hot_2A/2B | 2
31317 | 77617 | TX | ERCTc | Hot or very hot | ERCTc_Hot or very hot_2A/2B | 2
31318 | 77623 | TX | ERCTc | Hot or very hot | ERCTc_Hot or very hot_2A/2B | 2
31319 | 77650 | TX | ERCTc | Hot or very hot | ERCTc_Hot or very hot_2A/2B | 2
31320 | 77514 | TX | SRMVc | Hot or very hot | SRMVc_Hot or very hot_2A | 2
31321 | 77560 | TX | SRMVc | Hot or very hot | SRMVc_Hot or very hot_2A | 2
31322 | 77580 | TX | SRMVc | Hot or very hot | SRMVc_Hot or very hot_2A | 2
31323 | 77661 | TX | SRMVc | Hot or very hot | SRMVc_Hot or very hot_2A | 2
31324 | 77665 | TX | SRMVc | Hot or very hot | SRMVc_Hot or very hot_2A | 2
31325 | 77611 | TX | SRMVc | Hot or very hot | SRMVc_Hot or very hot_2A | 2
31326 | 77626 | TX | SRMVc | Hot or very hot | SRMVc_Hot or very hot_2A | 2
31327 | 77630 | TX | SRMVc | Hot or very hot | SRMVc_Hot or very hot_2A | 2
31328 | 77631 | TX | SRMVc | Hot or very hot | SRMVc_Hot or very hot_2A | 2
31329 | 77639 | TX | SRMVc | Hot or very hot | SRMVc_Hot or very hot_2A | 2
31330 | 77670 | TX | SRMVc | Hot or very hot | SRMVc_Hot or very hot_2A | 2
31331 | 77613 | TX | SRMVc | Hot or very hot | SRMVc_Hot or very hot_2A | 2
31332 | 77619 | TX | SRMVc | Hot or very hot | SRMVc_Hot or very hot_2A | 2
31333 | 77622 | TX | SRMVc | Hot or very hot | SRMVc_Hot or very hot_2A | 2
31334 | 77627 | TX | SRMVc | Hot or very hot | SRMVc_Hot or very hot_2A | 2
31335 | 77629 | TX | SRMVc | Hot or very hot | SRMVc_Hot or very hot_2A | 2
31336 | 77640 | TX | SRMVc | Hot or very hot | SRMVc_Hot or very hot_2A | 2
31337 | 77641 | TX | SRMVc | Hot or very hot | SRMVc_Hot or very hot_2A | 2
31338 | 77642 | TX | SRMVc | Hot or very hot | SRMVc_Hot or very hot_2A | 2
31339 | 77643 | TX | SRMVc | Hot or very hot | SRMVc_Hot or very hot_2A | 2
31340 | 77651 | TX | SRMVc | Hot or very hot | SRMVc_Hot or very hot_2A | 2
31341 | 77655 | TX | SRMVc | Hot or very hot | SRMVc_Hot or very hot_2A | 2
31342 | 77701 | TX | SRMVc | Hot or very hot | SRMVc_Hot or very hot_2A | 2
31343 | 77702 | TX | SRMVc | Hot or very hot | SRMVc_Hot or very hot_2A | 2
31344 | 77703 | TX | SRMVc | Hot or very hot | SRMVc_Hot or very hot_2A | 2
31345 | 77704 | TX | SRMVc | Hot or very hot | SRMVc_Hot or very hot_2A | 2
31346 | 77705 | TX | SRMVc | Hot or very hot | SRMVc_Hot or very hot_2A | 2
31347 | 77706 | TX | SRMVc | Hot or very hot | SRMVc_Hot or very hot_2A | 2
31348 | 77707 | TX | SRMVc | Hot or very hot | SRMVc_Hot or very hot_2A | 2
31349 | 77708 | TX | SRMVc | Hot or very hot | SRMVc_Hot or very hot_2A | 2
31350 | 77713 | TX | SRMVc | Hot or very hot | SRMVc_Hot or very hot_2A | 2
31351 | 77720 | TX | SRMVc | Hot or very hot | SRMVc_Hot or very hot_2A | 2
31352 | 77725 | TX | SRMVc | Hot or very hot | SRMVc_Hot or very hot_2A | 2
31353 | 77726 | TX | SRMVc | Hot or very hot | SRMVc_Hot or very hot_2A | 2
31354 | 77801 | TX | ERCTc | Hot or very hot | ERCTc_Hot or very hot_2A/2B | 2
31355 | 77802 | TX | ERCTc | Hot or very hot | ERCTc_Hot or very hot_2A/2B | 2
31356 | 77803 | TX | ERCTc | Hot or very hot | ERCTc_Hot or very hot_2A/2B | 2
31357 | 77805 | TX | ERCTc | Hot or very hot | ERCTc_Hot or very hot_2A/2B | 2
31358 | 77806 | TX | ERCTc | Hot or very hot | ERCTc_Hot or very hot_2A/2B | 2
31359 | 77840 | TX | ERCTc | Hot or very hot | ERCTc_Hot or very hot_2A/2B | 2
31360 | 77841 | TX | ERCTc | Hot or very hot | ERCTc_Hot or very hot_2A/2B | 2
31361 | 77842 | TX | ERCTc | Hot or very hot | ERCTc_Hot or very hot_2A/2B | 2
31362 | 77843 | TX | ERCTc | Hot or very hot | ERCTc_Hot or very hot_2A/2B | 2
31363 | 77844 | TX | ERCTc | Hot or very hot | ERCTc_Hot or very hot_2A/2B | 2
31364 | 77845 | TX | ERCTc | Hot or very hot | ERCTc_Hot or very hot_2A/2B | 2
31365 | 77862 | TX | ERCTc | Hot or very hot | ERCTc_Hot or very hot_2A/2B | 2
31366 | 77866 | TX | ERCTc | Hot or very hot | ERCTc_Hot or very hot_2A/2B | 2
31367 | 77881 | TX | ERCTc | Hot or very hot | ERCTc_Hot or very hot_2A/2B | 2
31368 | 78938 | TX | ERCTc | Hot or very hot | ERCTc_Hot or very hot_2A/2B | 2
31369 | 78941 | TX | ERCTc | Hot or very hot | ERCTc_Hot or very hot_2A/2B | 2
31370 | 78949 | TX | ERCTc | Hot or very hot | ERCTc_Hot or very hot_2A/2B | 2
31371 | 78952 | TX | ERCTc | Hot or very hot | ERCTc_Hot or very hot_2A/2B | 2
31372 | 78957 | TX | ERCTc | Hot or very hot | ERCTc_Hot or very hot_2A/2B | 2
31373 | 78959 | TX | ERCTc | Hot or very hot | ERCTc_Hot or very hot_2A/2B | 2
31374 | 78960 | TX | ERCTc | Hot or very hot | ERCTc_Hot or very hot_2A/2B | 2
31375 | 78963 | TX | ERCTc | Hot or very hot | ERCTc_Hot or very hot_2A/2B | 2
31376 | 77901 | TX | ERCTc | Hot or very hot | ERCTc_Hot or very hot_2A/2B | 2
31377 | 77902 | TX | ERCTc | Hot or very hot | ERCTc_Hot or very hot_2A/2B | 2
31378 | 77903 | TX | ERCTc | Hot or very hot | ERCTc_Hot or very hot_2A/2B | 2
31379 | 77904 | TX | ERCTc | Hot or very hot | ERCTc_Hot or very hot_2A/2B | 2
31380 | 77905 | TX | ERCTc | Hot or very hot | ERCTc_Hot or very hot_2A/2B | 2
31381 | 77951 | TX | ERCTc | Hot or very hot | ERCTc_Hot or very hot_2A/2B | 2
31382 | 77968 | TX | ERCTc | Hot or very hot | ERCTc_Hot or very hot_2A/2B | 2
31383 | 77973 | TX | ERCTc | Hot or very hot | ERCTc_Hot or very hot_2A/2B | 2
31384 | 77974 | TX | ERCTc | Hot or very hot | ERCTc_Hot or very hot_2A/2B | 2
31385 | 77976 | TX | ERCTc | Hot or very hot | ERCTc_Hot or very hot_2A/2B | 2
31386 | 77977 | TX | ERCTc | Hot or very hot | ERCTc_Hot or very hot_2A/2B | 2
31387 | 77988 | TX | ERCTc | Hot or very hot | ERCTc_Hot or very hot_2A/2B | 2
31388 | 77995 | TX | ERCTc | Hot or very hot | ERCTc_Hot or very hot_2A/2B | 2
31389 | 77960 | TX | ERCTc | Hot or very hot | ERCTc_Hot or very hot_2A/2B | 2
31390 | 77963 | TX | ERCTc | Hot or very hot | ERCTc_Hot or very hot_2A/2B | 2
31391 | 77993 | TX | ERCTc | Hot or very hot | ERCTc_Hot or very hot_2A/2B | 2
31392 | 78107 | TX | ERCTc | Hot or very hot | ERCTc_Hot or very hot_2A/2B | 2
31393 | 78119 | TX | ERCTc | Hot or very hot | ERCTc_Hot or very hot_2A/2B | 2
31394 | 78164 | TX | ERCTc | Hot or very hot | ERCTc_Hot or very hot_2A/2B | 2
31395 | 77950 | TX | ERCTc | Hot or very hot | ERCTc_Hot or very hot_2A/2B | 2
31396 | 78340 | TX | ERCTc | Hot or very hot | ERCTc_Hot or very hot_2A/2B | 2
31397 | 78377 | TX | ERCTc | Hot or very hot | ERCTc_Hot or very hot_2A/2B | 2
31398 | 78393 | TX | ERCTc | Hot or very hot | ERCTc_Hot or very hot_2A/2B | 2
31399 | 77954 | TX | ERCTc | Hot or very hot | ERCTc_Hot or very hot_2A/2B | 2
31400 | 77984 | TX | ERCTc | Hot or very hot | ERCTc_Hot or very hot_2A/2B | 2
31401 | 77994 | TX | ERCTc | Hot or very hot | ERCTc_Hot or very hot_2A/2B | 2
31402 | 78122 | TX | ERCTc | Hot or very hot | ERCTc_Hot or very hot_2A/2B | 2
31403 | 78140 | TX | ERCTc | Hot or very hot | ERCTc_Hot or very hot_2A/2B | 2
31404 | 78159 | TX | ERCTc | Hot or very hot | ERCTc_Hot or very hot_2A/2B | 2
31405 | 78604 | TX | ERCTc | Hot or very hot | ERCTc_Hot or very hot_2A/2B | 2
31406 | 78614 | TX | ERCTc | Hot or very hot | ERCTc_Hot or very hot_2A/2B | 2
31407 | 78629 | TX | ERCTc | Hot or very hot | ERCTc_Hot or very hot_2A/2B | 2
31408 | 78632 | TX | ERCTc | Hot or very hot | ERCTc_Hot or very hot_2A/2B | 2
31409 | 78648 | TX | ERCTc | Hot or very hot | ERCTc_Hot or very hot_2A/2B | 2
31410 | 78677 | TX | ERCTc | Hot or very hot | ERCTc_Hot or very hot_2A/2B | 2
31411 | 77967 | TX | ERCTc | Hot or very hot | ERCTc_Hot or very hot_2A/2B | 2
31412 | 77989 | TX | ERCTc | Hot or very hot | ERCTc_Hot or very hot_2A/2B | 2
31413 | 78141 | TX | ERCTc | Hot or very hot | ERCTc_Hot or very hot_2A/2B | 2
31414 | 78151 | TX | ERCTc | Hot or very hot | ERCTc_Hot or very hot_2A/2B | 2
31415 | 77964 | TX | ERCTc | Hot or very hot | ERCTc_Hot or very hot_2A/2B | 2
31416 | 77975 | TX | ERCTc | Hot or very hot | ERCTc_Hot or very hot_2A/2B | 2
31417 | 77986 | TX | ERCTc | Hot or very hot | ERCTc_Hot or very hot_2A/2B | 2
31418 | 77987 | TX | ERCTc | Hot or very hot | ERCTc_Hot or very hot_2A/2B | 2
31419 | 78002 | TX | ERCTc | Hot or very hot | ERCTc_Hot or very hot_2A/2B | 2
31420 | 78005 | TX | ERCTc | Hot or very hot | ERCTc_Hot or very hot_2A/2B | 2
31421 | 78008 | TX | ERCTc | Hot or very hot | ERCTc_Hot or very hot_2A/2B | 2
31422 | 78011 | TX | ERCTc | Hot or very hot | ERCTc_Hot or very hot_2A/2B | 2
31423 | 78012 | TX | ERCTc | Hot or very hot | ERCTc_Hot or very hot_2A/2B | 2
31424 | 78026 | TX | ERCTc | Hot or very hot | ERCTc_Hot or very hot_2A/2B | 2
31425 | 78050 | TX | ERCTc | Hot or very hot | ERCTc_Hot or very hot_2A/2B | 2
31426 | 78052 | TX | ERCTc | Hot or very hot | ERCTc_Hot or very hot_2A/2B | 2
31427 | 78064 | TX | ERCTc | Hot or very hot | ERCTc_Hot or very hot_2A/2B | 2
31428 | 78065 | TX | ERCTc | Hot or very hot | ERCTc_Hot or very hot_2A/2B | 2
31429 | 78069 | TX | ERCTc | Hot or very hot | ERCTc_Hot or very hot_2A/2B | 2
31430 | 78073 | TX | ERCTc | Hot or very hot | ERCTc_Hot or very hot_2A/2B | 2
31431 | 78113 | TX | ERCTc | Hot or very hot | ERCTc_Hot or very hot_2A/2B | 2
31432 | 78114 | TX | ERCTc | Hot or very hot | ERCTc_Hot or very hot_2A/2B | 2
31433 | 78118 | TX | ERCTc | Hot or very hot | ERCTc_Hot or very hot_2A/2B | 2
31434 | 78264 | TX | ERCTc | Hot or very hot | ERCTc_Hot or very hot_2A/2B | 2
31435 | 78006 | TX | ERCTc | Hot or very hot | ERCTc_Hot or very hot_2A/2B | 2
31436 | 78009 | TX | ERCTc | Hot or very hot | ERCTc_Hot or very hot_2A/2B | 2
31437 | 78015 | TX | ERCTc | Hot or very hot | ERCTc_Hot or very hot_2A/2B | 2
31438 | 78023 | TX | ERCTc | Hot or very hot | ERCTc_Hot or very hot_2A/2B | 2
31439 | 78039 | TX | ERCTc | Hot or very hot | ERCTc_Hot or very hot_2A/2B | 2
31440 | 78054 | TX | ERCTc | Hot or very hot | ERCTc_Hot or very hot_2A/2B | 2
31441 | 78101 | TX | ERCTc | Hot or very hot | ERCTc_Hot or very hot_2A/2B | 2
31442 | 78108 | TX | ERCTc | Hot or very hot | ERCTc_Hot or very hot_2A/2B | 2
31443 | 78109 | TX | ERCTc | Hot or very hot | ERCTc_Hot or very hot_2A/2B | 2
31444 | 78112 | TX | ERCTc | Hot or very hot | ERCTc_Hot or very hot_2A/2B | 2
31445 | 78124 | TX | ERCTc | Hot or very hot | ERCTc_Hot or very hot_2A/2B | 2
31446 | 78148 | TX | ERCTc | Hot or very hot | ERCTc_Hot or very hot_2A/2B | 2
31447 | 78150 | TX | ERCTc | Hot or very hot | ERCTc_Hot or very hot_2A/2B | 2
31448 | 78152 | TX | ERCTc | Hot or very hot | ERCTc_Hot or very hot_2A/2B | 2
31449 | 78154 | TX | ERCTc | Hot or very hot | ERCTc_Hot or very hot_2A/2B | 2
31450 | 78163 | TX | ERCTc | Hot or very hot | ERCTc_Hot or very hot_2A/2B | 2
31451 | 78201 | TX | ERCTc | Hot or very hot | ERCTc_Hot or very hot_2A/2B | 2
31452 | 78202 | TX | ERCTc | Hot or very hot | ERCTc_Hot or very hot_2A/2B | 2
31453 | 78203 | TX | ERCTc | Hot or very hot | ERCTc_Hot or very hot_2A/2B | 2
31454 | 78204 | TX | ERCTc | Hot or very hot | ERCTc_Hot or very hot_2A/2B | 2
31455 | 78205 | TX | ERCTc | Hot or very hot | ERCTc_Hot or very hot_2A/2B | 2
31456 | 78206 | TX | ERCTc | Hot or very hot | ERCTc_Hot or very hot_2A/2B | 2
31457 | 78207 | TX | ERCTc | Hot or very hot | ERCTc_Hot or very hot_2A/2B | 2
31458 | 78208 | TX | ERCTc | Hot or very hot | ERCTc_Hot or very hot_2A/2B | 2
31459 | 78209 | TX | ERCTc | Hot or very hot | ERCTc_Hot or very hot_2A/2B | 2
31460 | 78210 | TX | ERCTc | Hot or very hot | ERCTc_Hot or very hot_2A/2B | 2
31461 | 78211 | TX | ERCTc | Hot or very hot | ERCTc_Hot or very hot_2A/2B | 2
31462 | 78212 | TX | ERCTc | Hot or very hot | ERCTc_Hot or very hot_2A/2B | 2
31463 | 78213 | TX | ERCTc | Hot or very hot | ERCTc_Hot or very hot_2A/2B | 2
31464 | 78214 | TX | ERCTc | Hot or very hot | ERCTc_Hot or very hot_2A/2B | 2
31465 | 78215 | TX | ERCTc | Hot or very hot | ERCTc_Hot or very hot_2A/2B | 2
31466 | 78216 | TX | ERCTc | Hot or very hot | ERCTc_Hot or very hot_2A/2B | 2
31467 | 78217 | TX | ERCTc | Hot or very hot | ERCTc_Hot or very hot_2A/2B | 2
31468 | 78218 | TX | ERCTc | Hot or very hot | ERCTc_Hot or very hot_2A/2B | 2
31469 | 78219 | TX | ERCTc | Hot or very hot | ERCTc_Hot or very hot_2A/2B | 2
31470 | 78220 | TX | ERCTc | Hot or very hot | ERCTc_Hot or very hot_2A/2B | 2
31471 | 78221 | TX | ERCTc | Hot or very hot | ERCTc_Hot or very hot_2A/2B | 2
31472 | 78222 | TX | ERCTc | Hot or very hot | ERCTc_Hot or very hot_2A/2B | 2
31473 | 78223 | TX | ERCTc | Hot or very hot | ERCTc_Hot or very hot_2A/2B | 2
31474 | 78224 | TX | ERCTc | Hot or very hot | ERCTc_Hot or very hot_2A/2B | 2
31475 | 78225 | TX | ERCTc | Hot or very hot | ERCTc_Hot or very hot_2A/2B | 2
31476 | 78226 | TX | ERCTc | Hot or very hot | ERCTc_Hot or very hot_2A/2B | 2
31477 | 78227 | TX | ERCTc | Hot or very hot | ERCTc_Hot or very hot_2A/2B | 2
31478 | 78228 | TX | ERCTc | Hot or very hot | ERCTc_Hot or very hot_2A/2B | 2
31479 | 78229 | TX | ERCTc | Hot or very hot | ERCTc_Hot or very hot_2A/2B | 2
31480 | 78230 | TX | ERCTc | Hot or very hot | ERCTc_Hot or very hot_2A/2B | 2
31481 | 78231 | TX | ERCTc | Hot or very hot | ERCTc_Hot or very hot_2A/2B | 2
31482 | 78232 | TX | ERCTc | Hot or very hot | ERCTc_Hot or very hot_2A/2B | 2
31483 | 78233 | TX | ERCTc | Hot or very hot | ERCTc_Hot or very hot_2A/2B | 2
31484 | 78234 | TX | ERCTc | Hot or very hot | ERCTc_Hot or very hot_2A/2B | 2
31485 | 78235 | TX | ERCTc | Hot or very hot | ERCTc_Hot or very hot_2A/2B | 2
31486 | 78236 | TX | ERCTc | Hot or very hot | ERCTc_Hot or very hot_2A/2B | 2
31487 | 78237 | TX | ERCTc | Hot or very hot | ERCTc_Hot or very hot_2A/2B | 2
31488 | 78238 | TX | ERCTc | Hot or very hot | ERCTc_Hot or very hot_2A/2B | 2
31489 | 78239 | TX | ERCTc | Hot or very hot | ERCTc_Hot or very hot_2A/2B | 2
31490 | 78240 | TX | ERCTc | Hot or very hot | ERCTc_Hot or very hot_2A/2B | 2
31491 | 78241 | TX | ERCTc | Hot or very hot | ERCTc_Hot or very hot_2A/2B | 2
31492 | 78242 | TX | ERCTc | Hot or very hot | ERCTc_Hot or very hot_2A/2B | 2
31493 | 78243 | TX | ERCTc | Hot or very hot | ERCTc_Hot or very hot_2A/2B | 2
31494 | 78244 | TX | ERCTc | Hot or very hot | ERCTc_Hot or very hot_2A/2B | 2
31495 | 78245 | TX | ERCTc | Hot or very hot | ERCTc_Hot or very hot_2A/2B | 2
31496 | 78246 | TX | ERCTc | Hot or very hot | ERCTc_Hot or very hot_2A/2B | 2
31497 | 78247 | TX | ERCTc | Hot or very hot | ERCTc_Hot or very hot_2A/2B | 2
31498 | 78248 | TX | ERCTc | Hot or very hot | ERCTc_Hot or very hot_2A/2B | 2
31499 | 78249 | TX | ERCTc | Hot or very hot | ERCTc_Hot or very hot_2A/2B | 2
31500 | 78250 | TX | ERCTc | Hot or very hot | ERCTc_Hot or very hot_2A/2B | 2
31501 | 78251 | TX | ERCTc | Hot or very hot | ERCTc_Hot or very hot_2A/2B | 2
31502 | 78252 | TX | ERCTc | Hot or very hot | ERCTc_Hot or very hot_2A/2B | 2
31503 | 78253 | TX | ERCTc | Hot or very hot | ERCTc_Hot or very hot_2A/2B | 2
31504 | 78254 | TX | ERCTc | Hot or very hot | ERCTc_Hot or very hot_2A/2B | 2
31505 | 78255 | TX | ERCTc | Hot or very hot | ERCTc_Hot or very hot_2A/2B | 2
31506 | 78256 | TX | ERCTc | Hot or very hot | ERCTc_Hot or very hot_2A/2B | 2
31507 | 78257 | TX | ERCTc | Hot or very hot | ERCTc_Hot or very hot_2A/2B | 2
31508 | 78258 | TX | ERCTc | Hot or very hot | ERCTc_Hot or very hot_2A/2B | 2
31509 | 78259 | TX | ERCTc | Hot or very hot | ERCTc_Hot or very hot_2A/2B | 2
31510 | 78260 | TX | ERCTc | Hot or very hot | ERCTc_Hot or very hot_2A/2B | 2
31511 | 78261 | TX | ERCTc | Hot or very hot | ERCTc_Hot or very hot_2A/2B | 2
31512 | 78263 | TX | ERCTc | Hot or very hot | ERCTc_Hot or very hot_2A/2B | 2
31513 | 78265 | TX | ERCTc | Hot or very hot | ERCTc_Hot or very hot_2A/2B | 2
31514 | 78266 | TX | ERCTc | Hot or very hot | ERCTc_Hot or very hot_2A/2B | 2
31515 | 78268 | TX | ERCTc | Hot or very hot | ERCTc_Hot or very hot_2A/2B | 2
31516 | 78269 | TX | ERCTc | Hot or very hot | ERCTc_Hot or very hot_2A/2B | 2
31517 | 78270 | TX | ERCTc | Hot or very hot | ERCTc_Hot or very hot_2A/2B | 2
31518 | 78278 | TX | ERCTc | Hot or very hot | ERCTc_Hot or very hot_2A/2B | 2
31519 | 78279 | TX | ERCTc | Hot or very hot | ERCTc_Hot or very hot_2A/2B | 2
31520 | 78280 | TX | ERCTc | Hot or very hot | ERCTc_Hot or very hot_2A/2B | 2
31521 | 78283 | TX | ERCTc | Hot or very hot | ERCTc_Hot or very hot_2A/2B | 2
31522 | 78284 | TX | ERCTc | Hot or very hot | ERCTc_Hot or very hot_2A/2B | 2
31523 | 78285 | TX | ERCTc | Hot or very hot | ERCTc_Hot or very hot_2A/2B | 2
31524 | 78288 | TX | ERCTc | Hot or very hot | ERCTc_Hot or very hot_2A/2B | 2
31525 | 78291 | TX | ERCTc | Hot or very hot | ERCTc_Hot or very hot_2A/2B | 2
31526 | 78292 | TX | ERCTc | Hot or very hot | ERCTc_Hot or very hot_2A/2B | 2
31527 | 78293 | TX | ERCTc | Hot or very hot | ERCTc_Hot or very hot_2A/2B | 2
31528 | 78294 | TX | ERCTc | Hot or very hot | ERCTc_Hot or very hot_2A/2B | 2
31529 | 78295 | TX | ERCTc | Hot or very hot | ERCTc_Hot or very hot_2A/2B | 2
31530 | 78296 | TX | ERCTc | Hot or very hot | ERCTc_Hot or very hot_2A/2B | 2
31531 | 78297 | TX | ERCTc | Hot or very hot | ERCTc_Hot or very hot_2A/2B | 2
31532 | 78298 | TX | ERCTc | Hot or very hot | ERCTc_Hot or very hot_2A/2B | 2
31533 | 78299 | TX | ERCTc | Hot or very hot | ERCTc_Hot or very hot_2A/2B | 2
31534 | 78130 | TX | ERCTc | Hot or very hot | ERCTc_Hot or very hot_2A/2B | 2
31535 | 78131 | TX | ERCTc | Hot or very hot | ERCTc_Hot or very hot_2A/2B | 2
31536 | 78132 | TX | ERCTc | Hot or very hot | ERCTc_Hot or very hot_2A/2B | 2
31537 | 78133 | TX | ERCTc | Hot or very hot | ERCTc_Hot or very hot_2A/2B | 2
31538 | 78135 | TX | ERCTc | Hot or very hot | ERCTc_Hot or very hot_2A/2B | 2
31539 | 78623 | TX | ERCTc | Hot or very hot | ERCTc_Hot or very hot_2A/2B | 2
31540 | 78666 | TX | ERCTc | Hot or very hot | ERCTc_Hot or very hot_2A/2B | 2
31541 | 78676 | TX | ERCTc | Hot or very hot | ERCTc_Hot or very hot_2A/2B | 2
31542 | 78007 | TX | ERCTc | Hot or very hot | ERCTc_Hot or very hot_2A/2B | 2
31543 | 78072 | TX | ERCTc | Hot or very hot | ERCTc_Hot or very hot_2A/2B | 2
31544 | 78022 | TX | ERCTc | Hot or very hot | ERCTc_Hot or very hot_2A/2B | 2
31545 | 78060 | TX | ERCTc | Hot or very hot | ERCTc_Hot or very hot_2A/2B | 2
31546 | 78071 | TX | ERCTc | Hot or very hot | ERCTc_Hot or very hot_2A/2B | 2
31547 | 78075 | TX | ERCTc | Hot or very hot | ERCTc_Hot or very hot_2A/2B | 2
31548 | 78102 | TX | ERCTc | Hot or very hot | ERCTc_Hot or very hot_2A/2B | 2
31549 | 78350 | TX | ERCTc | Hot or very hot | ERCTc_Hot or very hot_2A/2B | 2
31550 | 78368 | TX | ERCTc | Hot or very hot | ERCTc_Hot or very hot_2A/2B | 2
31551 | 78372 | TX | ERCTc | Hot or very hot | ERCTc_Hot or very hot_2A/2B | 2
31552 | 78383 | TX | ERCTc | Hot or very hot | ERCTc_Hot or very hot_2A/2B | 2
31553 | 78389 | TX | ERCTc | Hot or very hot | ERCTc_Hot or very hot_2A/2B | 2
31554 | 78062 | TX | ERCTc | Hot or very hot | ERCTc_Hot or very hot_2A/2B | 2
31555 | 78111 | TX | ERCTc | Hot or very hot | ERCTc_Hot or very hot_2A/2B | 2
31556 | 78116 | TX | ERCTc | Hot or very hot | ERCTc_Hot or very hot_2A/2B | 2
31557 | 78117 | TX | ERCTc | Hot or very hot | ERCTc_Hot or very hot_2A/2B | 2
31558 | 78144 | TX | ERCTc | Hot or very hot | ERCTc_Hot or very hot_2A/2B | 2
31559 | 78121 | TX | ERCTc | Hot or very hot | ERCTc_Hot or very hot_2A/2B | 2
31560 | 78143 | TX | ERCTc | Hot or very hot | ERCTc_Hot or very hot_2A/2B | 2
31561 | 78147 | TX | ERCTc | Hot or very hot | ERCTc_Hot or very hot_2A/2B | 2
31562 | 78160 | TX | ERCTc | Hot or very hot | ERCTc_Hot or very hot_2A/2B | 2
31563 | 78161 | TX | ERCTc | Hot or very hot | ERCTc_Hot or very hot_2A/2B | 2
31564 | 78104 | TX | ERCTc | Hot or very hot | ERCTc_Hot or very hot_2A/2B | 2
31565 | 78125 | TX | ERCTc | Hot or very hot | ERCTc_Hot or very hot_2A/2B | 2
31566 | 78142 | TX | ERCTc | Hot or very hot | ERCTc_Hot or very hot_2A/2B | 2
31567 | 78145 | TX | ERCTc | Hot or very hot | ERCTc_Hot or very hot_2A/2B | 2
31568 | 78146 | TX | ERCTc | Hot or very hot | ERCTc_Hot or very hot_2A/2B | 2
31569 | 78162 | TX | ERCTc | Hot or very hot | ERCTc_Hot or very hot_2A/2B | 2
31570 | 78387 | TX | ERCTc | Hot or very hot | ERCTc_Hot or very hot_2A/2B | 2
31571 | 78391 | TX | ERCTc | Hot or very hot | ERCTc_Hot or very hot_2A/2B | 2
31572 | 78115 | TX | ERCTc | Hot or very hot | ERCTc_Hot or very hot_2A/2B | 2
31573 | 78123 | TX | ERCTc | Hot or very hot | ERCTc_Hot or very hot_2A/2B | 2
31574 | 78155 | TX | ERCTc | Hot or very hot | ERCTc_Hot or very hot_2A/2B | 2
31575 | 78156 | TX | ERCTc | Hot or very hot | ERCTc_Hot or very hot_2A/2B | 2
31576 | 78638 | TX | ERCTc | Hot or very hot | ERCTc_Hot or very hot_2A/2B | 2
31577 | 78655 | TX | ERCTc | Hot or very hot | ERCTc_Hot or very hot_2A/2B | 2
31578 | 78670 | TX | ERCTc | Hot or very hot | ERCTc_Hot or very hot_2A/2B | 2
31579 | 78619 | TX | ERCTc | Hot or very hot | ERCTc_Hot or very hot_2A/2B | 2
31580 | 78656 | TX | ERCTc | Hot or very hot | ERCTc_Hot or very hot_2A/2B | 2
31581 | 78667 | TX | ERCTc | Hot or very hot | ERCTc_Hot or very hot_2A/2B | 2
31582 | 78330 | TX | ERCTc | Hot or very hot | ERCTc_Hot or very hot_2A/2B | 2
31583 | 78336 | TX | ERCTc | Hot or very hot | ERCTc_Hot or very hot_2A/2B | 2
31584 | 78339 | TX | ERCTc | Hot or very hot | ERCTc_Hot or very hot_2A/2B | 2
31585 | 78343 | TX | ERCTc | Hot or very hot | ERCTc_Hot or very hot_2A/2B | 2
31586 | 78347 | TX | ERCTc | Hot or very hot | ERCTc_Hot or very hot_2A/2B | 2
31587 | 78351 | TX | ERCTc | Hot or very hot | ERCTc_Hot or very hot_2A/2B | 2
31588 | 78362 | TX | ERCTc | Hot or very hot | ERCTc_Hot or very hot_2A/2B | 2
31589 | 78363 | TX | ERCTc | Hot or very hot | ERCTc_Hot or very hot_2A/2B | 2
31590 | 78373 | TX | ERCTc | Hot or very hot | ERCTc_Hot or very hot_2A/2B | 2
31591 | 78380 | TX | ERCTc | Hot or very hot | ERCTc_Hot or very hot_2A/2B | 2
31592 | 78401 | TX | ERCTc | Hot or very hot | ERCTc_Hot or very hot_2A/2B | 2
31593 | 78402 | TX | ERCTc | Hot or very hot | ERCTc_Hot or very hot_2A/2B | 2
31594 | 78403 | TX | ERCTc | Hot or very hot | ERCTc_Hot or very hot_2A/2B | 2
31595 | 78404 | TX | ERCTc | Hot or very hot | ERCTc_Hot or very hot_2A/2B | 2
31596 | 78405 | TX | ERCTc | Hot or very hot | ERCTc_Hot or very hot_2A/2B | 2
31597 | 78406 | TX | ERCTc | Hot or very hot | ERCTc_Hot or very hot_2A/2B | 2
31598 | 78407 | TX | ERCTc | Hot or very hot | ERCTc_Hot or very hot_2A/2B | 2
31599 | 78408 | TX | ERCTc | Hot or very hot | ERCTc_Hot or very hot_2A/2B | 2
31600 | 78409 | TX | ERCTc | Hot or very hot | ERCTc_Hot or very hot_2A/2B | 2
31601 | 78410 | TX | ERCTc | Hot or very hot | ERCTc_Hot or very hot_2A/2B | 2
31602 | 78411 | TX | ERCTc | Hot or very hot | ERCTc_Hot or very hot_2A/2B | 2
31603 | 78412 | TX | ERCTc | Hot or very hot | ERCTc_Hot or very hot_2A/2B | 2
31604 | 78413 | TX | ERCTc | Hot or very hot | ERCTc_Hot or very hot_2A/2B | 2
31605 | 78414 | TX | ERCTc | Hot or very hot | ERCTc_Hot or very hot_2A/2B | 2
31606 | 78415 | TX | ERCTc | Hot or very hot | ERCTc_Hot or very hot_2A/2B | 2
31607 | 78416 | TX | ERCTc | Hot or very hot | ERCTc_Hot or very hot_2A/2B | 2
31608 | 78417 | TX | ERCTc | Hot or very hot | ERCTc_Hot or very hot_2A/2B | 2
31609 | 78418 | TX | ERCTc | Hot or very hot | ERCTc_Hot or very hot_2A/2B | 2
31610 | 78419 | TX | ERCTc | Hot or very hot | ERCTc_Hot or very hot_2A/2B | 2
31611 | 78426 | TX | ERCTc | Hot or very hot | ERCTc_Hot or very hot_2A/2B | 2
31612 | 78427 | TX | ERCTc | Hot or very hot | ERCTc_Hot or very hot_2A/2B | 2
31613 | 78460 | TX | ERCTc | Hot or very hot | ERCTc_Hot or very hot_2A/2B | 2
31614 | 78463 | TX | ERCTc | Hot or very hot | ERCTc_Hot or very hot_2A/2B | 2
31615 | 78465 | TX | ERCTc | Hot or very hot | ERCTc_Hot or very hot_2A/2B | 2
31616 | 78466 | TX | ERCTc | Hot or very hot | ERCTc_Hot or very hot_2A/2B | 2
31617 | 78467 | TX | ERCTc | Hot or very hot | ERCTc_Hot or very hot_2A/2B | 2
31618 | 78468 | TX | ERCTc | Hot or very hot | ERCTc_Hot or very hot_2A/2B | 2
31619 | 78469 | TX | ERCTc | Hot or very hot | ERCTc_Hot or very hot_2A/2B | 2
31620 | 78480 | TX | ERCTc | Hot or very hot | ERCTc_Hot or very hot_2A/2B | 2
31621 | 78332 | TX | ERCTc | Hot or very hot | ERCTc_Hot or very hot_2A/2B | 2
31622 | 78342 | TX | ERCTc | Hot or very hot | ERCTc_Hot or very hot_2A/2B | 2
31623 | 78355 | TX | ERCTc | Hot or very hot | ERCTc_Hot or very hot_2A/2B | 2
31624 | 78375 | TX | ERCTc | Hot or very hot | ERCTc_Hot or very hot_2A/2B | 2
31625 | 78384 | TX | ERCTc | Hot or very hot | ERCTc_Hot or very hot_2A/2B | 2
31626 | 78341 | TX | ERCTc | Hot or very hot | ERCTc_Hot or very hot_2A/2B | 2
31627 | 78349 | TX | ERCTc | Hot or very hot | ERCTc_Hot or very hot_2A/2B | 2
31628 | 78357 | TX | ERCTc | Hot or very hot | ERCTc_Hot or very hot_2A/2B | 2
31629 | 78376 | TX | ERCTc | Hot or very hot | ERCTc_Hot or very hot_2A/2B | 2
31630 | 78335 | TX | ERCTc | Hot or very hot | ERCTc_Hot or very hot_2A/2B | 2
31631 | 78352 | TX | ERCTc | Hot or very hot | ERCTc_Hot or very hot_2A/2B | 2
31632 | 78359 | TX | ERCTc | Hot or very hot | ERCTc_Hot or very hot_2A/2B | 2
31633 | 78370 | TX | ERCTc | Hot or very hot | ERCTc_Hot or very hot_2A/2B | 2
31634 | 78374 | TX | ERCTc | Hot or very hot | ERCTc_Hot or very hot_2A/2B | 2
31635 | 78390 | TX | ERCTc | Hot or very hot | ERCTc_Hot or very hot_2A/2B | 2
31636 | 78358 | TX | ERCTc | Hot or very hot | ERCTc_Hot or very hot_2A/2B | 2
31637 | 78381 | TX | ERCTc | Hot or very hot | ERCTc_Hot or very hot_2A/2B | 2
31638 | 78382 | TX | ERCTc | Hot or very hot | ERCTc_Hot or very hot_2A/2B | 2
31639 | 78338 | TX | ERCTc | Hot or very hot | ERCTc_Hot or very hot_2A/2B | 2
31640 | 78385 | TX | ERCTc | Hot or very hot | ERCTc_Hot or very hot_2A/2B | 2
31641 | 78353 | TX | ERCTc | Hot or very hot | ERCTc_Hot or very hot_2A/2B | 2
31642 | 78379 | TX | ERCTc | Hot or very hot | ERCTc_Hot or very hot_2A/2B | 2
31643 | 78501 | TX | ERCTc | Hot or very hot | ERCTc_Hot or very hot_2A/2B | 2
31644 | 78502 | TX | ERCTc | Hot or very hot | ERCTc_Hot or very hot_2A/2B | 2
31645 | 78503 | TX | ERCTc | Hot or very hot | ERCTc_Hot or very hot_2A/2B | 2
31646 | 78504 | TX | ERCTc | Hot or very hot | ERCTc_Hot or very hot_2A/2B | 2
31647 | 78505 | TX | ERCTc | Hot or very hot | ERCTc_Hot or very hot_2A/2B | 2
31648 | 78516 | TX | ERCTc | Hot or very hot | ERCTc_Hot or very hot_2A/2B | 2
31649 | 78537 | TX | ERCTc | Hot or very hot | ERCTc_Hot or very hot_2A/2B | 2
31650 | 78538 | TX | ERCTc | Hot or very hot | ERCTc_Hot or very hot_2A/2B | 2
31651 | 78539 | TX | ERCTc | Hot or very hot | ERCTc_Hot or very hot_2A/2B | 2
31652 | 78540 | TX | ERCTc | Hot or very hot | ERCTc_Hot or very hot_2A/2B | 2
31653 | 78541 | TX | ERCTc | Hot or very hot | ERCTc_Hot or very hot_2A/2B | 2
31654 | 78542 | TX | ERCTc | Hot or very hot | ERCTc_Hot or very hot_2A/2B | 2
31655 | 78543 | TX | ERCTc | Hot or very hot | ERCTc_Hot or very hot_2A/2B | 2
31656 | 78549 | TX | ERCTc | Hot or very hot | ERCTc_Hot or very hot_2A/2B | 2
31657 | 78557 | TX | ERCTc | Hot or very hot | ERCTc_Hot or very hot_2A/2B | 2
31658 | 78558 | TX | ERCTc | Hot or very hot | ERCTc_Hot or very hot_2A/2B | 2
31659 | 78559 | TX | ERCTc | Hot or very hot | ERCTc_Hot or very hot_2A/2B | 2
31660 | 78560 | TX | ERCTc | Hot or very hot | ERCTc_Hot or very hot_2A/2B | 2
31661 | 78562 | TX | ERCTc | Hot or very hot | ERCTc_Hot or very hot_2A/2B | 2
31662 | 78563 | TX | ERCTc | Hot or very hot | ERCTc_Hot or very hot_2A/2B | 2
31663 | 78565 | TX | ERCTc | Hot or very hot | ERCTc_Hot or very hot_2A/2B | 2
31664 | 78569 | TX | ERCTc | Hot or very hot | ERCTc_Hot or very hot_2A/2B | 2
31665 | 78570 | TX | ERCTc | Hot or very hot | ERCTc_Hot or very hot_2A/2B | 2
31666 | 78572 | TX | ERCTc | Hot or very hot | ERCTc_Hot or very hot_2A/2B | 2
31667 | 78573 | TX | ERCTc | Hot or very hot | ERCTc_Hot or very hot_2A/2B | 2
31668 | 78574 | TX | ERCTc | Hot or very hot | ERCTc_Hot or very hot_2A/2B | 2
31669 | 78576 | TX | ERCTc | Hot or very hot | ERCTc_Hot or very hot_2A/2B | 2
31670 | 78577 | TX | ERCTc | Hot or very hot | ERCTc_Hot or very hot_2A/2B | 2
31671 | 78579 | TX | ERCTc | Hot or very hot | ERCTc_Hot or very hot_2A/2B | 2
31672 | 78589 | TX | ERCTc | Hot or very hot | ERCTc_Hot or very hot_2A/2B | 2
31673 | 78595 | TX | ERCTc | Hot or very hot | ERCTc_Hot or very hot_2A/2B | 2
31674 | 78596 | TX | ERCTc | Hot or very hot | ERCTc_Hot or very hot_2A/2B | 2
31675 | 78599 | TX | ERCTc | Hot or very hot | ERCTc_Hot or very hot_2A/2B | 2
31676 | 78520 | TX | ERCTc | Hot or very hot | ERCTc_Hot or very hot_2A/2B | 2
31677 | 78521 | TX | ERCTc | Hot or very hot | ERCTc_Hot or very hot_2A/2B | 2
31678 | 78522 | TX | ERCTc | Hot or very hot | ERCTc_Hot or very hot_2A/2B | 2
31679 | 78523 | TX | ERCTc | Hot or very hot | ERCTc_Hot or very hot_2A/2B | 2
31680 | 78526 | TX | ERCTc | Hot or very hot | ERCTc_Hot or very hot_2A/2B | 2
31681 | 78535 | TX | ERCTc | Hot or very hot | ERCTc_Hot or very hot_2A/2B | 2
31682 | 78550 | TX | ERCTc | Hot or very hot | ERCTc_Hot or very hot_2A/2B | 2
31683 | 78551 | TX | ERCTc | Hot or very hot | ERCTc_Hot or very hot_2A/2B | 2
31684 | 78552 | TX | ERCTc | Hot or very hot | ERCTc_Hot or very hot_2A/2B | 2
31685 | 78553 | TX | ERCTc | Hot or very hot | ERCTc_Hot or very hot_2A/2B | 2
31686 | 78566 | TX | ERCTc | Hot or very hot | ERCTc_Hot or very hot_2A/2B | 2
31687 | 78567 | TX | ERCTc | Hot or very hot | ERCTc_Hot or very hot_2A/2B | 2
31688 | 78568 | TX | ERCTc | Hot or very hot | ERCTc_Hot or very hot_2A/2B | 2
31689 | 78575 | TX | ERCTc | Hot or very hot | ERCTc_Hot or very hot_2A/2B | 2
31690 | 78578 | TX | ERCTc | Hot or very hot | ERCTc_Hot or very hot_2A/2B | 2
31691 | 78583 | TX | ERCTc | Hot or very hot | ERCTc_Hot or very hot_2A/2B | 2
31692 | 78586 | TX | ERCTc | Hot or very hot | ERCTc_Hot or very hot_2A/2B | 2
31693 | 78592 | TX | ERCTc | Hot or very hot | ERCTc_Hot or very hot_2A/2B | 2
31694 | 78593 | TX | ERCTc | Hot or very hot | ERCTc_Hot or very hot_2A/2B | 2
31695 | 78597 | TX | ERCTc | Hot or very hot | ERCTc_Hot or very hot_2A/2B | 2
31696 | 78536 | TX | ERCTc | Hot or very hot | ERCTc_Hot or very hot_2A/2B | 2
31697 | 78545 | TX | ERCTc | Hot or very hot | ERCTc_Hot or very hot_2A/2B | 2
31698 | 78547 | TX | ERCTc | Hot or very hot | ERCTc_Hot or very hot_2A/2B | 2
31699 | 78548 | TX | ERCTc | Hot or very hot | ERCTc_Hot or very hot_2A/2B | 2
31700 | 78582 | TX | ERCTc | Hot or very hot | ERCTc_Hot or very hot_2A/2B | 2
31701 | 78585 | TX | ERCTc | Hot or very hot | ERCTc_Hot or very hot_2A/2B | 2
31702 | 78588 | TX | ERCTc | Hot or very hot | ERCTc_Hot or very hot_2A/2B | 2
31703 | 78591 | TX | ERCTc | Hot or very hot | ERCTc_Hot or very hot_2A/2B | 2
31704 | 78561 | TX | ERCTc | Hot or very hot | ERCTc_Hot or very hot_2A/2B | 2
31705 | 78580 | TX | ERCTc | Hot or very hot | ERCTc_Hot or very hot_2A/2B | 2
31706 | 78590 | TX | ERCTc | Hot or very hot | ERCTc_Hot or very hot_2A/2B | 2
31707 | 78594 | TX | ERCTc | Hot or very hot | ERCTc_Hot or very hot_2A/2B | 2
31708 | 78598 | TX | ERCTc | Hot or very hot | ERCTc_Hot or very hot_2A/2B | 2
31709 | 78602 | TX | ERCTc | Hot or very hot | ERCTc_Hot or very hot_2A/2B | 2
31710 | 78662 | TX | ERCTc | Hot or very hot | ERCTc_Hot or very hot_2A/2B | 2
31711 | 78953 | TX | ERCTc | Hot or very hot | ERCTc_Hot or very hot_2A/2B | 2
31712 | 78622 | TX | ERCTc | Hot or very hot | ERCTc_Hot or very hot_2A/2B | 2
31713 | 78644 | TX | ERCTc | Hot or very hot | ERCTc_Hot or very hot_2A/2B | 2
31714 | 78661 | TX | ERCTc | Hot or very hot | ERCTc_Hot or very hot_2A/2B | 2
31715 | 33001 | FL | FRCCc | Hot or very hot | FRCCc_Hot or very hot_1A/2A | 1
31716 | 33034 | FL | FRCCc | Hot or very hot | FRCCc_Hot or very hot_1A/2A | 1
31717 | 33036 | FL | FRCCc | Hot or very hot | FRCCc_Hot or very hot_1A/2A | 1
31718 | 33037 | FL | FRCCc | Hot or very hot | FRCCc_Hot or very hot_1A/2A | 1
31719 | 33040 | FL | FRCCc | Hot or very hot | FRCCc_Hot or very hot_1A/2A | 1
31720 | 33041 | FL | FRCCc | Hot or very hot | FRCCc_Hot or very hot_1A/2A | 1
31721 | 33042 | FL | FRCCc | Hot or very hot | FRCCc_Hot or very hot_1A/2A | 1
31722 | 33043 | FL | FRCCc | Hot or very hot | FRCCc_Hot or very hot_1A/2A | 1
31723 | 33045 | FL | FRCCc | Hot or very hot | FRCCc_Hot or very hot_1A/2A | 1
31724 | 33050 | FL | FRCCc | Hot or very hot | FRCCc_Hot or very hot_1A/2A | 1
31725 | 33051 | FL | FRCCc | Hot or very hot | FRCCc_Hot or very hot_1A/2A | 1
31726 | 33052 | FL | FRCCc | Hot or very hot | FRCCc_Hot or very hot_1A/2A | 1
31727 | 33070 | FL | FRCCc | Hot or very hot | FRCCc_Hot or very hot_1A/2A | 1
31728 | 33002 | FL | FRCCc | Hot or very hot | FRCCc_Hot or very hot_1A/2A | 1
31729 | 33010 | FL | FRCCc | Hot or very hot | FRCCc_Hot or very hot_1A/2A | 1
31730 | 33011 | FL | FRCCc | Hot or very hot | FRCCc_Hot or very hot_1A/2A | 1
31731 | 33012 | FL | FRCCc | Hot or very hot | FRCCc_Hot or very hot_1A/2A | 1
31732 | 33013 | FL | FRCCc | Hot or very hot | FRCCc_Hot or very hot_1A/2A | 1
31733 | 33014 | FL | FRCCc | Hot or very hot | FRCCc_Hot or very hot_1A/2A | 1
31734 | 33015 | FL | FRCCc | Hot or very hot | FRCCc_Hot or very hot_1A/2A | 1
31735 | 33016 | FL | FRCCc | Hot or very hot | FRCCc_Hot or very hot_1A/2A | 1
31736 | 33017 | FL | FRCCc | Hot or very hot | FRCCc_Hot or very hot_1A/2A | 1
31737 | 33018 | FL | FRCCc | Hot or very hot | FRCCc_Hot or very hot_1A/2A | 1
31738 | 33023 | FL | FRCCc | Hot or very hot | FRCCc_Hot or very hot_1A/2A | 1
31739 | 33030 | FL | FRCCc | Hot or very hot | FRCCc_Hot or very hot_1A/2A | 1
31740 | 33031 | FL | FRCCc | Hot or very hot | FRCCc_Hot or very hot_1A/2A | 1
31741 | 33032 | FL | FRCCc | Hot or very hot | FRCCc_Hot or very hot_1A/2A | 1
31742 | 33033 | FL | FRCCc | Hot or very hot | FRCCc_Hot or very hot_1A/2A | 1
31743 | 33035 | FL | FRCCc | Hot or very hot | FRCCc_Hot or very hot_1A/2A | 1
31744 | 33039 | FL | FRCCc | Hot or very hot | FRCCc_Hot or very hot_1A/2A | 1
31745 | 33054 | FL | FRCCc | Hot or very hot | FRCCc_Hot or very hot_1A/2A | 1
31746 | 33055 | FL | FRCCc | Hot or very hot | FRCCc_Hot or very hot_1A/2A | 1
31747 | 33056 | FL | FRCCc | Hot or very hot | FRCCc_Hot or very hot_1A/2A | 1
31748 | 33090 | FL | FRCCc | Hot or very hot | FRCCc_Hot or very hot_1A/2A | 1
31749 | 33092 | FL | FRCCc | Hot or very hot | FRCCc_Hot or very hot_1A/2A | 1
31750 | 33101 | FL | FRCCc | Hot or very hot | FRCCc_Hot or very hot_1A/2A | 1
31751 | 33106 | FL | FRCCc | Hot or very hot | FRCCc_Hot or very hot_1A/2A | 1
31752 | 33109 | FL | FRCCc | Hot or very hot | FRCCc_Hot or very hot_1A/2A | 1
31753 | 33112 | FL | FRCCc | Hot or very hot | FRCCc_Hot or very hot_1A/2A | 1
31754 | 33114 | FL | FRCCc | Hot or very hot | FRCCc_Hot or very hot_1A/2A | 1
31755 | 33116 | FL | FRCCc | Hot or very hot | FRCCc_Hot or very hot_1A/2A | 1
31756 | 33119 | FL | FRCCc | Hot or very hot | FRCCc_Hot or very hot_1A/2A | 1
31757 | 33122 | FL | FRCCc | Hot or very hot | FRCCc_Hot or very hot_1A/2A | 1
31758 | 33124 | FL | FRCCc | Hot or very hot | FRCCc_Hot or very hot_1A/2A | 1
31759 | 33125 | FL | FRCCc | Hot or very hot | FRCCc_Hot or very hot_1A/2A | 1
31760 | 33126 | FL | FRCCc | Hot or very hot | FRCCc_Hot or very hot_1A/2A | 1
31761 | 33127 | FL | FRCCc | Hot or very hot | FRCCc_Hot or very hot_1A/2A | 1
31762 | 33128 | FL | FRCCc | Hot or very hot | FRCCc_Hot or very hot_1A/2A | 1
31763 | 33129 | FL | FRCCc | Hot or very hot | FRCCc_Hot or very hot_1A/2A | 1
31764 | 33130 | FL | FRCCc | Hot or very hot | FRCCc_Hot or very hot_1A/2A | 1
31765 | 33131 | FL | FRCCc | Hot or very hot | FRCCc_Hot or very hot_1A/2A | 1
31766 | 33132 | FL | FRCCc | Hot or very hot | FRCCc_Hot or very hot_1A/2A | 1
31767 | 33133 | FL | FRCCc | Hot or very hot | FRCCc_Hot or very hot_1A/2A | 1
31768 | 33134 | FL | FRCCc | Hot or very hot | FRCCc_Hot or very hot_1A/2A | 1
31769 | 33135 | FL | FRCCc | Hot or very hot | FRCCc_Hot or very hot_1A/2A | 1
31770 | 33136 | FL | FRCCc | Hot or very hot | FRCCc_Hot or very hot_1A/2A | 1
31771 | 33137 | FL | FRCCc | Hot or very hot | FRCCc_Hot or very hot_1A/2A | 1
31772 | 33138 | FL | FRCCc | Hot or very hot | FRCCc_Hot or very hot_1A/2A | 1
31773 | 33139 | FL | FRCCc | Hot or very hot | FRCCc_Hot or very hot_1A/2A | 1
31774 | 33140 | FL | FRCCc | Hot or very hot | FRCCc_Hot or very hot_1A/2A | 1
31775 | 33141 | FL | FRCCc | Hot or very hot | FRCCc_Hot or very hot_1A/2A | 1
31776 | 33142 | FL | FRCCc | Hot or very hot | FRCCc_Hot or very hot_1A/2A | 1
31777 | 33143 | FL | FRCCc | Hot or very hot | FRCCc_Hot or very hot_1A/2A | 1
31778 | 33144 | FL | FRCCc | Hot or very hot | FRCCc_Hot or very hot_1A/2A | 1
31779 | 33145 | FL | FRCCc | Hot or very hot | FRCCc_Hot or very hot_1A/2A | 1
31780 | 33146 | FL | FRCCc | Hot or very hot | FRCCc_Hot or very hot_1A/2A | 1
31781 | 33147 | FL | FRCCc | Hot or very hot | FRCCc_Hot or very hot_1A/2A | 1
31782 | 33149 | FL | FRCCc | Hot or very hot | FRCCc_Hot or very hot_1A/2A | 1
31783 | 33150 | FL | FRCCc | Hot or very hot | FRCCc_Hot or very hot_1A/2A | 1
31784 | 33152 | FL | FRCCc | Hot or very hot | FRCCc_Hot or very hot_1A/2A | 1
31785 | 33153 | FL | FRCCc | Hot or very hot | FRCCc_Hot or very hot_1A/2A | 1
31786 | 33154 | FL | FRCCc | Hot or very hot | FRCCc_Hot or very hot_1A/2A | 1
31787 | 33155 | FL | FRCCc | Hot or very hot | FRCCc_Hot or very hot_1A/2A | 1
31788 | 33156 | FL | FRCCc | Hot or very hot | FRCCc_Hot or very hot_1A/2A | 1
31789 | 33157 | FL | FRCCc | Hot or very hot | FRCCc_Hot or very hot_1A/2A | 1
31790 | 33158 | FL | FRCCc | Hot or very hot | FRCCc_Hot or very hot_1A/2A | 1
31791 | 33160 | FL | FRCCc | Hot or very hot | FRCCc_Hot or very hot_1A/2A | 1
31792 | 33161 | FL | FRCCc | Hot or very hot | FRCCc_Hot or very hot_1A/2A | 1
31793 | 33162 | FL | FRCCc | Hot or very hot | FRCCc_Hot or very hot_1A/2A | 1
31794 | 33163 | FL | FRCCc | Hot or very hot | FRCCc_Hot or very hot_1A/2A | 1
31795 | 33164 | FL | FRCCc | Hot or very hot | FRCCc_Hot or very hot_1A/2A | 1
31796 | 33165 | FL | FRCCc | Hot or very hot | FRCCc_Hot or very hot_1A/2A | 1
31797 | 33166 | FL | FRCCc | Hot or very hot | FRCCc_Hot or very hot_1A/2A | 1
31798 | 33167 | FL | FRCCc | Hot or very hot | FRCCc_Hot or very hot_1A/2A | 1
31799 | 33168 | FL | FRCCc | Hot or very hot | FRCCc_Hot or very hot_1A/2A | 1
31800 | 33169 | FL | FRCCc | Hot or very hot | FRCCc_Hot or very hot_1A/2A | 1
31801 | 33170 | FL | FRCCc | Hot or very hot | FRCCc_Hot or very hot_1A/2A | 1
31802 | 33172 | FL | FRCCc | Hot or very hot | FRCCc_Hot or very hot_1A/2A | 1
31803 | 33173 | FL | FRCCc | Hot or very hot | FRCCc_Hot or very hot_1A/2A | 1
31804 | 33174 | FL | FRCCc | Hot or very hot | FRCCc_Hot or very hot_1A/2A | 1
31805 | 33175 | FL | FRCCc | Hot or very hot | FRCCc_Hot or very hot_1A/2A | 1
31806 | 33176 | FL | FRCCc | Hot or very hot | FRCCc_Hot or very hot_1A/2A | 1
31807 | 33177 | FL | FRCCc | Hot or very hot | FRCCc_Hot or very hot_1A/2A | 1
31808 | 33178 | FL | FRCCc | Hot or very hot | FRCCc_Hot or very hot_1A/2A | 1
31809 | 33179 | FL | FRCCc | Hot or very hot | FRCCc_Hot or very hot_1A/2A | 1
31810 | 33180 | FL | FRCCc | Hot or very hot | FRCCc_Hot or very hot_1A/2A | 1
31811 | 33181 | FL | FRCCc | Hot or very hot | FRCCc_Hot or very hot_1A/2A | 1
31812 | 33182 | FL | FRCCc | Hot or very hot | FRCCc_Hot or very hot_1A/2A | 1
31813 | 33183 | FL | FRCCc | Hot or very hot | FRCCc_Hot or very hot_1A/2A | 1
31814 | 33184 | FL | FRCCc | Hot or very hot | FRCCc_Hot or very hot_1A/2A | 1
31815 | 33185 | FL | FRCCc | Hot or very hot | FRCCc_Hot or very hot_1A/2A | 1
31816 | 33186 | FL | FRCCc | Hot or very hot | FRCCc_Hot or very hot_1A/2A | 1
31817 | 33187 | FL | FRCCc | Hot or very hot | FRCCc_Hot or very hot_1A/2A | 1
31818 | 33189 | FL | FRCCc | Hot or very hot | FRCCc_Hot or very hot_1A/2A | 1
31819 | 33190 | FL | FRCCc | Hot or very hot | FRCCc_Hot or very hot_1A/2A | 1
31820 | 33191 | FL | FRCCc | Hot or very hot | FRCCc_Hot or very hot_1A/2A | 1
31821 | 33192 | FL | FRCCc | Hot or very hot | FRCCc_Hot or very hot_1A/2A | 1
31822 | 33193 | FL | FRCCc | Hot or very hot | FRCCc_Hot or very hot_1A/2A | 1
31823 | 33194 | FL | FRCCc | Hot or very hot | FRCCc_Hot or very hot_1A/2A | 1
31824 | 33195 | FL | FRCCc | Hot or very hot | FRCCc_Hot or very hot_1A/2A | 1
31825 | 33196 | FL | FRCCc | Hot or very hot | FRCCc_Hot or very hot_1A/2A | 1
31826 | 33197 | FL | FRCCc | Hot or very hot | FRCCc_Hot or very hot_1A/2A | 1
31827 | 33198 | FL | FRCCc | Hot or very hot | FRCCc_Hot or very hot_1A/2A | 1
31828 | 33199 | FL | FRCCc | Hot or very hot | FRCCc_Hot or very hot_1A/2A | 1
31829 | 33206 | FL | FRCCc | Hot or very hot | FRCCc_Hot or very hot_1A/2A | 1
31830 | 33222 | FL | FRCCc | Hot or very hot | FRCCc_Hot or very hot_1A/2A | 1
31831 | 33231 | FL | FRCCc | Hot or very hot | FRCCc_Hot or very hot_1A/2A | 1
31832 | 33233 | FL | FRCCc | Hot or very hot | FRCCc_Hot or very hot_1A/2A | 1
31833 | 33234 | FL | FRCCc | Hot or very hot | FRCCc_Hot or very hot_1A/2A | 1
31834 | 33238 | FL | FRCCc | Hot or very hot | FRCCc_Hot or very hot_1A/2A | 1
31835 | 33239 | FL | FRCCc | Hot or very hot | FRCCc_Hot or very hot_1A/2A | 1
31836 | 33242 | FL | FRCCc | Hot or very hot | FRCCc_Hot or very hot_1A/2A | 1
31837 | 33243 | FL | FRCCc | Hot or very hot | FRCCc_Hot or very hot_1A/2A | 1
31838 | 33245 | FL | FRCCc | Hot or very hot | FRCCc_Hot or very hot_1A/2A | 1
31839 | 33247 | FL | FRCCc | Hot or very hot | FRCCc_Hot or very hot_1A/2A | 1
31840 | 33255 | FL | FRCCc | Hot or very hot | FRCCc_Hot or very hot_1A/2A | 1
31841 | 33256 | FL | FRCCc | Hot or very hot | FRCCc_Hot or very hot_1A/2A | 1
31842 | 33257 | FL | FRCCc | Hot or very hot | FRCCc_Hot or very hot_1A/2A | 1
31843 | 33261 | FL | FRCCc | Hot or very hot | FRCCc_Hot or very hot_1A/2A | 1
31844 | 33265 | FL | FRCCc | Hot or very hot | FRCCc_Hot or very hot_1A/2A | 1
31845 | 33266 | FL | FRCCc | Hot or very hot | FRCCc_Hot or very hot_1A/2A | 1
31846 | 33269 | FL | FRCCc | Hot or very hot | FRCCc_Hot or very hot_1A/2A | 1
31847 | 33280 | FL | FRCCc | Hot or very hot | FRCCc_Hot or very hot_1A/2A | 1
31848 | 33283 | FL | FRCCc | Hot or very hot | FRCCc_Hot or very hot_1A/2A | 1
31849 | 33296 | FL | FRCCc | Hot or very hot | FRCCc_Hot or very hot_1A/2A | 1
31850 | 33004 | FL | FRCCc | Hot or very hot | FRCCc_Hot or very hot_1A/2A | 1
31851 | 33008 | FL | FRCCc | Hot or very hot | FRCCc_Hot or very hot_1A/2A | 1
31852 | 33009 | FL | FRCCc | Hot or very hot | FRCCc_Hot or very hot_1A/2A | 1
31853 | 33019 | FL | FRCCc | Hot or very hot | FRCCc_Hot or very hot_1A/2A | 1
31854 | 33020 | FL | FRCCc | Hot or very hot | FRCCc_Hot or very hot_1A/2A | 1
31855 | 33021 | FL | FRCCc | Hot or very hot | FRCCc_Hot or very hot_1A/2A | 1
31856 | 33022 | FL | FRCCc | Hot or very hot | FRCCc_Hot or very hot_1A/2A | 1
31857 | 33024 | FL | FRCCc | Hot or very hot | FRCCc_Hot or very hot_1A/2A | 1
31858 | 33025 | FL | FRCCc | Hot or very hot | FRCCc_Hot or very hot_1A/2A | 1
31859 | 33026 | FL | FRCCc | Hot or very hot | FRCCc_Hot or very hot_1A/2A | 1
31860 | 33027 | FL | FRCCc | Hot or very hot | FRCCc_Hot or very hot_1A/2A | 1
31861 | 33028 | FL | FRCCc | Hot or very hot | FRCCc_Hot or very hot_1A/2A | 1
31862 | 33029 | FL | FRCCc | Hot or very hot | FRCCc_Hot or very hot_1A/2A | 1
31863 | 33060 | FL | FRCCc | Hot or very hot | FRCCc_Hot or very hot_1A/2A | 1
31864 | 33061 | FL | FRCCc | Hot or very hot | FRCCc_Hot or very hot_1A/2A | 1
31865 | 33062 | FL | FRCCc | Hot or very hot | FRCCc_Hot or very hot_1A/2A | 1
31866 | 33063 | FL | FRCCc | Hot or very hot | FRCCc_Hot or very hot_1A/2A | 1
31867 | 33064 | FL | FRCCc | Hot or very hot | FRCCc_Hot or very hot_1A/2A | 1
31868 | 33065 | FL | FRCCc | Hot or very hot | FRCCc_Hot or very hot_1A/2A | 1
31869 | 33066 | FL | FRCCc | Hot or very hot | FRCCc_Hot or very hot_1A/2A | 1
31870 | 33067 | FL | FRCCc | Hot or very hot | FRCCc_Hot or very hot_1A/2A | 1
31871 | 33068 | FL | FRCCc | Hot or very hot | FRCCc_Hot or very hot_1A/2A | 1
31872 | 33069 | FL | FRCCc | Hot or very hot | FRCCc_Hot or very hot_1A/2A | 1
31873 | 33071 | FL | FRCCc | Hot or very hot | FRCCc_Hot or very hot_1A/2A | 1
31874 | 33073 | FL | FRCCc | Hot or very hot | FRCCc_Hot or very hot_1A/2A | 1
31875 | 33074 | FL | FRCCc | Hot or very hot | FRCCc_Hot or very hot_1A/2A | 1
31876 | 33075 | FL | FRCCc | Hot or very hot | FRCCc_Hot or very hot_1A/2A | 1
31877 | 33076 | FL | FRCCc | Hot or very hot | FRCCc_Hot or very hot_1A/2A | 1
31878 | 33077 | FL | FRCCc | Hot or very hot | FRCCc_Hot or very hot_1A/2A | 1
31879 | 33081 | FL | FRCCc | Hot or very hot | FRCCc_Hot or very hot_1A/2A | 1
31880 | 33082 | FL | FRCCc | Hot or very hot | FRCCc_Hot or very hot_1A/2A | 1
31881 | 33083 | FL | FRCCc | Hot or very hot | FRCCc_Hot or very hot_1A/2A | 1
31882 | 33084 | FL | FRCCc | Hot or very hot | FRCCc_Hot or very hot_1A/2A | 1
31883 | 33093 | FL | FRCCc | Hot or very hot | FRCCc_Hot or very hot_1A/2A | 1
31884 | 33097 | FL | FRCCc | Hot or very hot | FRCCc_Hot or very hot_1A/2A | 1
31885 | 33301 | FL | FRCCc | Hot or very hot | FRCCc_Hot or very hot_1A/2A | 1
31886 | 33302 | FL | FRCCc | Hot or very hot | FRCCc_Hot or very hot_1A/2A | 1
31887 | 33303 | FL | FRCCc | Hot or very hot | FRCCc_Hot or very hot_1A/2A | 1
31888 | 33304 | FL | FRCCc | Hot or very hot | FRCCc_Hot or very hot_1A/2A | 1
31889 | 33305 | FL | FRCCc | Hot or very hot | FRCCc_Hot or very hot_1A/2A | 1
31890 | 33306 | FL | FRCCc | Hot or very hot | FRCCc_Hot or very hot_1A/2A | 1
31891 | 33307 | FL | FRCCc | Hot or very hot | FRCCc_Hot or very hot_1A/2A | 1
31892 | 33308 | FL | FRCCc | Hot or very hot | FRCCc_Hot or very hot_1A/2A | 1
31893 | 33309 | FL | FRCCc | Hot or very hot | FRCCc_Hot or very hot_1A/2A | 1
31894 | 33310 | FL | FRCCc | Hot or very hot | FRCCc_Hot or very hot_1A/2A | 1
31895 | 33311 | FL | FRCCc | Hot or very hot | FRCCc_Hot or very hot_1A/2A | 1
31896 | 33312 | FL | FRCCc | Hot or very hot | FRCCc_Hot or very hot_1A/2A | 1
31897 | 33313 | FL | FRCCc | Hot or very hot | FRCCc_Hot or very hot_1A/2A | 1
31898 | 33314 | FL | FRCCc | Hot or very hot | FRCCc_Hot or very hot_1A/2A | 1
31899 | 33315 | FL | FRCCc | Hot or very hot | FRCCc_Hot or very hot_1A/2A | 1
31900 | 33316 | FL | FRCCc | Hot or very hot | FRCCc_Hot or very hot_1A/2A | 1
31901 | 33317 | FL | FRCCc | Hot or very hot | FRCCc_Hot or very hot_1A/2A | 1
31902 | 33318 | FL | FRCCc | Hot or very hot | FRCCc_Hot or very hot_1A/2A | 1
31903 | 33319 | FL | FRCCc | Hot or very hot | FRCCc_Hot or very hot_1A/2A | 1
31904 | 33320 | FL | FRCCc | Hot or very hot | FRCCc_Hot or very hot_1A/2A | 1
31905 | 33321 | FL | FRCCc | Hot or very hot | FRCCc_Hot or very hot_1A/2A | 1
31906 | 33322 | FL | FRCCc | Hot or very hot | FRCCc_Hot or very hot_1A/2A | 1
31907 | 33323 | FL | FRCCc | Hot or very hot | FRCCc_Hot or very hot_1A/2A | 1
31908 | 33324 | FL | FRCCc | Hot or very hot | FRCCc_Hot or very hot_1A/2A | 1
31909 | 33325 | FL | FRCCc | Hot or very hot | FRCCc_Hot or very hot_1A/2A | 1
31910 | 33326 | FL | FRCCc | Hot or very hot | FRCCc_Hot or very hot_1A/2A | 1
31911 | 33327 | FL | FRCCc | Hot or very hot | FRCCc_Hot or very hot_1A/2A | 1
31912 | 33328 | FL | FRCCc | Hot or very hot | FRCCc_Hot or very hot_1A/2A | 1
31913 | 33329 | FL | FRCCc | Hot or very hot | FRCCc_Hot or very hot_1A/2A | 1
31914 | 33330 | FL | FRCCc | Hot or very hot | FRCCc_Hot or very hot_1A/2A | 1
31915 | 33331 | FL | FRCCc | Hot or very hot | FRCCc_Hot or very hot_1A/2A | 1
31916 | 33332 | FL | FRCCc | Hot or very hot | FRCCc_Hot or very hot_1A/2A | 1
31917 | 33334 | FL | FRCCc | Hot or very hot | FRCCc_Hot or very hot_1A/2A | 1
31918 | 33335 | FL | FRCCc | Hot or very hot | FRCCc_Hot or very hot_1A/2A | 1
31919 | 33338 | FL | FRCCc | Hot or very hot | FRCCc_Hot or very hot_1A/2A | 1
31920 | 33339 | FL | FRCCc | Hot or very hot | FRCCc_Hot or very hot_1A/2A | 1
31921 | 33345 | FL | FRCCc | Hot or very hot | FRCCc_Hot or very hot_1A/2A | 1
31922 | 33346 | FL | FRCCc | Hot or very hot | FRCCc_Hot or very hot_1A/2A | 1
31923 | 33348 | FL | FRCCc | Hot or very hot | FRCCc_Hot or very hot_1A/2A | 1
31924 | 33351 | FL | FRCCc | Hot or very hot | FRCCc_Hot or very hot_1A/2A | 1
31925 | 33355 | FL | FRCCc | Hot or very hot | FRCCc_Hot or very hot_1A/2A | 1
31926 | 33359 | FL | FRCCc | Hot or very hot | FRCCc_Hot or very hot_1A/2A | 1
31927 | 33388 | FL | FRCCc | Hot or very hot | FRCCc_Hot or very hot_1A/2A | 1
31928 | 33394 | FL | FRCCc | Hot or very hot | FRCCc_Hot or very hot_1A/2A | 1
31929 | 33432 | FL | FRCCc | Hot or very hot | FRCCc_Hot or very hot_1A/2A | 1
31930 | 33441 | FL | FRCCc | Hot or very hot | FRCCc_Hot or very hot_1A/2A | 1
31931 | 33442 | FL | FRCCc | Hot or very hot | FRCCc_Hot or very hot_1A/2A | 1
31932 | 33443 | FL | FRCCc | Hot or very hot | FRCCc_Hot or very hot_1A/2A | 1
31933 | 96701 | HI | HIOA | Hot or very hot | HIOA_Hot or very hot_1A | 1
31934 | 96706 | HI | HIOA | Hot or very hot | HIOA_Hot or very hot_1A | 1
31935 | 96707 | HI | HIOA | Hot or very hot | HIOA_Hot or very hot_1A | 1
31936 | 96709 | HI | HIOA | Hot or very hot | HIOA_Hot or very hot_1A | 1
31937 | 96712 | HI | HIOA | Hot or very hot | HIOA_Hot or very hot_1A | 1
31938 | 96717 | HI | HIOA | Hot or very hot | HIOA_Hot or very hot_1A | 1
31939 | 96730 | HI | HIOA | Hot or very hot | HIOA_Hot or very hot_1A | 1
31940 | 96731 | HI | HIOA | Hot or very hot | HIOA_Hot or very hot_1A | 1
31941 | 96734 | HI | HIOA | Hot or very hot | HIOA_Hot or very hot_1A | 1
31942 | 96744 | HI | HIOA | Hot or very hot | HIOA_Hot or very hot_1A | 1
31943 | 96759 | HI | HIOA | Hot or very hot | HIOA_Hot or very hot_1A | 1
31944 | 96762 | HI | HIOA | Hot or very hot | HIOA_Hot or very hot_1A | 1
31945 | 96782 | HI | HIOA | Hot or very hot | HIOA_Hot or very hot_1A | 1
31946 | 96786 | HI | HIOA | Hot or very hot | HIOA_Hot or very hot_1A | 1
31947 | 96789 | HI | HIOA | Hot or very hot | HIOA_Hot or very hot_1A | 1
31948 | 96791 | HI | HIOA | Hot or very hot | HIOA_Hot or very hot_1A | 1
31949 | 96792 | HI | HIOA | Hot or very hot | HIOA_Hot or very hot_1A | 1
31950 | 96795 | HI | HIOA | Hot or very hot | HIOA_Hot or very hot_1A | 1
31951 | 96797 | HI | HIOA | Hot or very hot | HIOA_Hot or very hot_1A | 1
31952 | 96801 | HI | HIOA | Hot or very hot | HIOA_Hot or very hot_1A | 1
31953 | 96802 | HI | HIOA | Hot or very hot | HIOA_Hot or very hot_1A | 1
31954 | 96803 | HI | HIOA | Hot or very hot | HIOA_Hot or very hot_1A | 1
31955 | 96804 | HI | HIOA | Hot or very hot | HIOA_Hot or very hot_1A | 1
31956 | 96805 | HI | HIOA | Hot or very hot | HIOA_Hot or very hot_1A | 1
31957 | 96806 | HI | HIOA | Hot or very hot | HIOA_Hot or very hot_1A | 1
31958 | 96807 | HI | HIOA | Hot or very hot | HIOA_Hot or very hot_1A | 1
31959 | 96808 | HI | HIOA | Hot or very hot | HIOA_Hot or very hot_1A | 1
31960 | 96809 | HI | HIOA | Hot or very hot | HIOA_Hot or very hot_1A | 1
31961 | 96810 | HI | HIOA | Hot or very hot | HIOA_Hot or very hot_1A | 1
31962 | 96811 | HI | HIOA | Hot or very hot | HIOA_Hot or very hot_1A | 1
31963 | 96812 | HI | HIOA | Hot or very hot | HIOA_Hot or very hot_1A | 1
31964 | 96813 | HI | HIOA | Hot or very hot | HIOA_Hot or very hot_1A | 1
31965 | 96814 | HI | HIOA | Hot or very hot | HIOA_Hot or very hot_1A | 1
31966 | 96815 | HI | HIOA | Hot or very hot | HIOA_Hot or very hot_1A | 1
31967 | 96816 | HI | HIOA | Hot or very hot | HIOA_Hot or very hot_1A | 1
31968 | 96817 | HI | HIOA | Hot or very hot | HIOA_Hot or very hot_1A | 1
31969 | 96818 | HI | HIOA | Hot or very hot | HIOA_Hot or very hot_1A | 1
31970 | 96819 | HI | HIOA | Hot or very hot | HIOA_Hot or very hot_1A | 1
31971 | 96820 | HI | HIOA | Hot or very hot | HIOA_Hot or very hot_1A | 1
31972 | 96821 | HI | HIOA | Hot or very hot | HIOA_Hot or very hot_1A | 1
31973 | 96822 | HI | HIOA | Hot or very hot | HIOA_Hot or very hot_1A | 1
31974 | 96823 | HI | HIOA | Hot or very hot | HIOA_Hot or very hot_1A | 1
31975 | 96824 | HI | HIOA | Hot or very hot | HIOA_Hot or very hot_1A | 1
31976 | 96825 | HI | HIOA | Hot or very hot | HIOA_Hot or very hot_1A | 1
31977 | 96826 | HI | HIOA | Hot or very hot | HIOA_Hot or very hot_1A | 1
31978 | 96828 | HI | HIOA | Hot or very hot | HIOA_Hot or very hot_1A | 1
31979 | 96830 | HI | HIOA | Hot or very hot | HIOA_Hot or very hot_1A | 1
31980 | 96836 | HI | HIOA | Hot or very hot | HIOA_Hot or very hot_1A | 1
31981 | 96837 | HI | HIOA | Hot or very hot | HIOA_Hot or very hot_1A | 1
31982 | 96839 | HI | HIOA | Hot or very hot | HIOA_Hot or very hot_1A | 1
31983 | 96848 | HI | HIOA | Hot or very hot | HIOA_Hot or very hot_1A | 1
31984 | 96850 | HI | HIOA | Hot or very hot | HIOA_Hot or very hot_1A | 1
31985 | 96853 | HI | HIOA | Hot or very hot | HIOA_Hot or very hot_1A | 1
31986 | 96854 | HI | HIOA | Hot or very hot | HIOA_Hot or very hot_1A | 1
31987 | 96857 | HI | HIOA | Hot or very hot | HIOA_Hot or very hot_1A | 1
31988 | 96858 | HI | HIOA | Hot or very hot | HIOA_Hot or very hot_1A | 1
31989 | 96859 | HI | HIOA | Hot or very hot | HIOA_Hot or very hot_1A | 1
31990 | 96860 | HI | HIOA | Hot or very hot | HIOA_Hot or very hot_1A | 1
31991 | 96861 | HI | HIOA | Hot or very hot | HIOA_Hot or very hot_1A | 1
31992 | 96863 | HI | HIOA | Hot or very hot | HIOA_Hot or very hot_1A | 1
31993 | 96898 | HI | HIOA | Hot or very hot | HIOA_Hot or very hot_1A | 1
31994 | 96703 | HI | HIMS | Hot or very hot | HIMS_Hot or very hot_1A | 1
31995 | 96705 | HI | HIMS | Hot or very hot | HIMS_Hot or very hot_1A | 1
31996 | 96714 | HI | HIMS | Hot or very hot | HIMS_Hot or very hot_1A | 1
31997 | 96715 | HI | HIMS | Hot or very hot | HIMS_Hot or very hot_1A | 1
31998 | 96716 | HI | HIMS | Hot or very hot | HIMS_Hot or very hot_1A | 1
31999 | 96722 | HI | HIMS | Hot or very hot | HIMS_Hot or very hot_1A | 1
32000 | 96741 | HI | HIMS | Hot or very hot | HIMS_Hot or very hot_1A | 1
32001 | 96746 | HI | HIMS | Hot or very hot | HIMS_Hot or very hot_1A | 1
32002 | 96747 | HI | HIMS | Hot or very hot | HIMS_Hot or very hot_1A | 1
32003 | 96751 | HI | HIMS | Hot or very hot | HIMS_Hot or very hot_1A | 1
32004 | 96752 | HI | HIMS | Hot or very hot | HIMS_Hot or very hot_1A | 1
32005 | 96754 | HI | HIMS | Hot or very hot | HIMS_Hot or very hot_1A | 1
32006 | 96756 | HI | HIMS | Hot or very hot | HIMS_Hot or very hot_1A | 1
32007 | 96765 | HI | HIMS | Hot or very hot | HIMS_Hot or very hot_1A | 1
32008 | 96766 | HI | HIMS | Hot or very hot | HIMS_Hot or very hot_1A | 1
32009 | 96769 | HI | HIMS | Hot or very hot | HIMS_Hot or very hot_1A | 1
32010 | 96796 | HI | HIMS | Hot or very hot | HIMS_Hot or very hot_1A | 1
32011 | 96704 | HI | HIMS | Hot or very hot | HIMS_Hot or very hot_1A | 1
32012 | 96710 | HI | HIMS | Hot or very hot | HIMS_Hot or very hot_1A | 1
32013 | 96718 | HI | HIMS | Hot or very hot | HIMS_Hot or very hot_1A | 1
32014 | 96719 | HI | HIMS | Hot or very hot | HIMS_Hot or very hot_1A | 1
32015 | 96720 | HI | HIMS | Hot or very hot | HIMS_Hot or very hot_1A | 1
32016 | 96721 | HI | HIMS | Hot or very hot | HIMS_Hot or very hot_1A | 1
32017 | 96725 | HI | HIMS | Hot or very hot | HIMS_Hot or very hot_1A | 1
32018 | 96726 | HI | HIMS | Hot or very hot | HIMS_Hot or very hot_1A | 1
32019 | 96727 | HI | HIMS | Hot or very hot | HIMS_Hot or very hot_1A | 1
32020 | 96728 | HI | HIMS | Hot or very hot | HIMS_Hot or very hot_1A | 1
32021 | 96737 | HI | HIMS | Hot or very hot | HIMS_Hot or very hot_1A | 1
32022 | 96738 | HI | HIMS | Hot or very hot | HIMS_Hot or very hot_1A | 1
32023 | 96739 | HI | HIMS | Hot or very hot | HIMS_Hot or very hot_1A | 1
32024 | 96740 | HI | HIMS | Hot or very hot | HIMS_Hot or very hot_1A | 1
32025 | 96743 | HI | HIMS | Hot or very hot | HIMS_Hot or very hot_1A | 1
32026 | 96745 | HI | HIMS | Hot or very hot | HIMS_Hot or very hot_1A | 1
32027 | 96749 | HI | HIMS | Hot or very hot | HIMS_Hot or very hot_1A | 1
32028 | 96750 | HI | HIMS | Hot or very hot | HIMS_Hot or very hot_1A | 1
32029 | 96755 | HI | HIMS | Hot or very hot | HIMS_Hot or very hot_1A | 1
32030 | 96760 | HI | HIMS | Hot or very hot | HIMS_Hot or very hot_1A | 1
32031 | 96764 | HI | HIMS | Hot or very hot | HIMS_Hot or very hot_1A | 1
32032 | 96771 | HI | HIMS | Hot or very hot | HIMS_Hot or very hot_1A | 1
32033 | 96772 | HI | HIMS | Hot or very hot | HIMS_Hot or very hot_1A | 1
32034 | 96773 | HI | HIMS | Hot or very hot | HIMS_Hot or very hot_1A | 1
32035 | 96774 | HI | HIMS | Hot or very hot | HIMS_Hot or very hot_1A | 1
32036 | 96776 | HI | HIMS | Hot or very hot | HIMS_Hot or very hot_1A | 1
32037 | 96777 | HI | HIMS | Hot or very hot | HIMS_Hot or very hot_1A | 1
32038 | 96778 | HI | HIMS | Hot or very hot | HIMS_Hot or very hot_1A | 1
32039 | 96780 | HI | HIMS | Hot or very hot | HIMS_Hot or very hot_1A | 1
32040 | 96781 | HI | HIMS | Hot or very hot | HIMS_Hot or very hot_1A | 1
32041 | 96783 | HI | HIMS | Hot or very hot | HIMS_Hot or very hot_1A | 1
32042 | 96785 | HI | HIMS | Hot or very hot | HIMS_Hot or very hot_1A | 1
32043 | 96708 | HI | HIMS | Hot or very hot | HIMS_Hot or very hot_1A | 1
32044 | 96713 | HI | HIMS | Hot or very hot | HIMS_Hot or very hot_1A | 1
32045 | 96729 | HI | HIMS | Hot or very hot | HIMS_Hot or very hot_1A | 1
32046 | 96732 | HI | HIMS | Hot or very hot | HIMS_Hot or very hot_1A | 1
32047 | 96733 | HI | HIMS | Hot or very hot | HIMS_Hot or very hot_1A | 1
32048 | 96748 | HI | HIMS | Hot or very hot | HIMS_Hot or very hot_1A | 1
32049 | 96753 | HI | HIMS | Hot or very hot | HIMS_Hot or very hot_1A | 1
32050 | 96757 | HI | HIMS | Hot or very hot | HIMS_Hot or very hot_1A | 1
32051 | 96761 | HI | HIMS | Hot or very hot | HIMS_Hot or very hot_1A | 1
32052 | 96763 | HI | HIMS | Hot or very hot | HIMS_Hot or very hot_1A | 1
32053 | 96767 | HI | HIMS | Hot or very hot | HIMS_Hot or very hot_1A | 1
32054 | 96768 | HI | HIMS | Hot or very hot | HIMS_Hot or very hot_1A | 1
32055 | 96770 | HI | HIMS | Hot or very hot | HIMS_Hot or very hot_1A | 1
32056 | 96779 | HI | HIMS | Hot or very hot | HIMS_Hot or very hot_1A | 1
32057 | 96784 | HI | HIMS | Hot or very hot | HIMS_Hot or very hot_1A | 1
32058 | 96788 | HI | HIMS | Hot or very hot | HIMS_Hot or very hot_1A | 1
32059 | 96790 | HI | HIMS | Hot or very hot | HIMS_Hot or very hot_1A | 1
32060 | 96793 | HI | HIMS | Hot or very hot | HIMS_Hot or very hot_1A | 1
32061 | 96742 | HI | HIMS | Hot or very hot | HIMS_Hot or very hot_1A | 1
32062 | 59001 | MT | NWPPc | Cold or very cold | NWPPc_Cold or very cold_6B/7 | 6
32063 | 59007 | MT | NWPPc | Cold or very cold | NWPPc_Cold or very cold_6B/7 | 6
32064 | 59008 | MT | NWPPc | Cold or very cold | NWPPc_Cold or very cold_6B/7 | 6
32065 | 59013 | MT | NWPPc | Cold or very cold | NWPPc_Cold or very cold_6B/7 | 6
32066 | 59014 | MT | NWPPc | Cold or very cold | NWPPc_Cold or very cold_6B/7 | 6
32067 | 59019 | MT | NWPPc | Cold or very cold | NWPPc_Cold or very cold_6B/7 | 6
32068 | 59026 | MT | NWPPc | Cold or very cold | NWPPc_Cold or very cold_6B/7 | 6
32069 | 59029 | MT | NWPPc | Cold or very cold | NWPPc_Cold or very cold_6B/7 | 6
32070 | 59041 | MT | NWPPc | Cold or very cold | NWPPc_Cold or very cold_6B/7 | 6
32071 | 59044 | MT | NWPPc | Cold or very cold | NWPPc_Cold or very cold_6B/7 | 6
32072 | 59068 | MT | NWPPc | Cold or very cold | NWPPc_Cold or very cold_6B/7 | 6
32073 | 59070 | MT | NWPPc | Cold or very cold | NWPPc_Cold or very cold_6B/7 | 6
32074 | 59071 | MT | NWPPc | Cold or very cold | NWPPc_Cold or very cold_6B/7 | 6
32075 | 59011 | MT | NWPPc | Cold or very cold | NWPPc_Cold or very cold_6B/7 | 6
32076 | 59015 | MT | NWPPc | Cold or very cold | NWPPc_Cold or very cold_6B/7 | 6
32077 | 59028 | MT | NWPPc | Cold or very cold | NWPPc_Cold or very cold_6B/7 | 6
32078 | 59046 | MT | NWPPc | Cold or very cold | NWPPc_Cold or very cold_6B/7 | 6
32079 | 59057 | MT | NWPPc | Cold or very cold | NWPPc_Cold or very cold_6B/7 | 6
32080 | 59061 | MT | NWPPc | Cold or very cold | NWPPc_Cold or very cold_6B/7 | 6
32081 | 59063 | MT | NWPPc | Cold or very cold | NWPPc_Cold or very cold_6B/7 | 6
32082 | 59067 | MT | NWPPc | Cold or very cold | NWPPc_Cold or very cold_6B/7 | 6
32083 | 59069 | MT | NWPPc | Cold or very cold | NWPPc_Cold or very cold_6B/7 | 6
32084 | 59074 | MT | NWPPc | Cold or very cold | NWPPc_Cold or very cold_6B/7 | 6
32085 | 59002 | MT | NWPPc | Cold or very cold | NWPPc_Cold or very cold_6B/7 | 6
32086 | 59006 | MT | NWPPc | Cold or very cold | NWPPc_Cold or very cold_6B/7 | 6
32087 | 59024 | MT | NWPPc | Cold or very cold | NWPPc_Cold or very cold_6B/7 | 6
32088 | 59037 | MT | NWPPc | Cold or very cold | NWPPc_Cold or very cold_6B/7 | 6
32089 | 59064 | MT | NWPPc | Cold or very cold | NWPPc_Cold or very cold_6B/7 | 6
32090 | 59079 | MT | NWPPc | Cold or very cold | NWPPc_Cold or very cold_6B/7 | 6
32091 | 59088 | MT | NWPPc | Cold or very cold | NWPPc_Cold or very cold_6B/7 | 6
32092 | 59101 | MT | NWPPc | Cold or very cold | NWPPc_Cold or very cold_6B/7 | 6
32093 | 59102 | MT | NWPPc | Cold or very cold | NWPPc_Cold or very cold_6B/7 | 6
32094 | 59103 | MT | NWPPc | Cold or very cold | NWPPc_Cold or very cold_6B/7 | 6
32095 | 59104 | MT | NWPPc | Cold or very cold | NWPPc_Cold or very cold_6B/7 | 6
32096 | 59105 | MT | NWPPc | Cold or very cold | NWPPc_Cold or very cold_6B/7 | 6
32097 | 59106 | MT | NWPPc | Cold or very cold | NWPPc_Cold or very cold_6B/7 | 6
32098 | 59107 | MT | NWPPc | Cold or very cold | NWPPc_Cold or very cold_6B/7 | 6
32099 | 59108 | MT | NWPPc | Cold or very cold | NWPPc_Cold or very cold_6B/7 | 6
32100 | 59111 | MT | NWPPc | Cold or very cold | NWPPc_Cold or very cold_6B/7 | 6
32101 | 59003 | MT | NWPPc | Cold or very cold | NWPPc_Cold or very cold_6B/7 | 6
32102 | 59004 | MT | NWPPc | Cold or very cold | NWPPc_Cold or very cold_6B/7 | 6
32103 | 59012 | MT | NWPPc | Cold or very cold | NWPPc_Cold or very cold_6B/7 | 6
32104 | 59039 | MT | NWPPc | Cold or very cold | NWPPc_Cold or very cold_6B/7 | 6
32105 | 59043 | MT | NWPPc | Cold or very cold | NWPPc_Cold or very cold_6B/7 | 6
32106 | 59083 | MT | NWPPc | Cold or very cold | NWPPc_Cold or very cold_6B/7 | 6
32107 | 59312 | MT | NWPPc | Cold or very cold | NWPPc_Cold or very cold_6B/7 | 6
32108 | 59323 | MT | NWPPc | Cold or very cold | NWPPc_Cold or very cold_6B/7 | 6
32109 | 59327 | MT | NWPPc | Cold or very cold | NWPPc_Cold or very cold_6B/7 | 6
32110 | 59333 | MT | NWPPc | Cold or very cold | NWPPc_Cold or very cold_6B/7 | 6
32111 | 59347 | MT | NWPPc | Cold or very cold | NWPPc_Cold or very cold_6B/7 | 6
32112 | 59010 | MT | NWPPc | Cold or very cold | NWPPc_Cold or very cold_6B/7 | 6
32113 | 59016 | MT | NWPPc | Cold or very cold | NWPPc_Cold or very cold_6B/7 | 6
32114 | 59022 | MT | NWPPc | Cold or very cold | NWPPc_Cold or very cold_6B/7 | 6
32115 | 59025 | MT | NWPPc | Cold or very cold | NWPPc_Cold or very cold_6B/7 | 6
32116 | 59031 | MT | NWPPc | Cold or very cold | NWPPc_Cold or very cold_6B/7 | 6
32117 | 59034 | MT | NWPPc | Cold or very cold | NWPPc_Cold or very cold_6B/7 | 6
32118 | 59035 | MT | NWPPc | Cold or very cold | NWPPc_Cold or very cold_6B/7 | 6
32119 | 59050 | MT | NWPPc | Cold or very cold | NWPPc_Cold or very cold_6B/7 | 6
32120 | 59066 | MT | NWPPc | Cold or very cold | NWPPc_Cold or very cold_6B/7 | 6
32121 | 59075 | MT | NWPPc | Cold or very cold | NWPPc_Cold or very cold_6B/7 | 6
32122 | 59089 | MT | NWPPc | Cold or very cold | NWPPc_Cold or very cold_6B/7 | 6
32123 | 59038 | MT | NWPPc | Cold or very cold | NWPPc_Cold or very cold_6B/7 | 6
32124 | 59076 | MT | NWPPc | Cold or very cold | NWPPc_Cold or very cold_6B/7 | 6
32125 | 59033 | MT | NWPPc | Cold or very cold | NWPPc_Cold or very cold_6B/7 | 6
32126 | 59052 | MT | NWPPc | Cold or very cold | NWPPc_Cold or very cold_6B/7 | 6
32127 | 59055 | MT | NWPPc | Cold or very cold | NWPPc_Cold or very cold_6B/7 | 6
32128 | 59078 | MT | NWPPc | Cold or very cold | NWPPc_Cold or very cold_6B/7 | 6
32129 | 59082 | MT | NWPPc | Cold or very cold | NWPPc_Cold or very cold_6B/7 | 6
32130 | 59072 | MT | NWPPc | Cold or very cold | NWPPc_Cold or very cold_6B/7 | 6
32131 | 59054 | MT | NWPPc | Cold or very cold | NWPPc_Cold or very cold_6B/7 | 6
32132 | 59059 | MT | NWPPc | Cold or very cold | NWPPc_Cold or very cold_6B/7 | 6
32133 | 59018 | MT | NWPPc | Cold or very cold | NWPPc_Cold or very cold_6B/7 | 6
32134 | 59020 | MT | NWPPc | Cold or very cold | NWPPc_Cold or very cold_6B/7 | 6
32135 | 59027 | MT | NWPPc | Cold or very cold | NWPPc_Cold or very cold_6B/7 | 6
32136 | 59030 | MT | NWPPc | Cold or very cold | NWPPc_Cold or very cold_6B/7 | 6
32137 | 59047 | MT | NWPPc | Cold or very cold | NWPPc_Cold or very cold_6B/7 | 6
32138 | 59065 | MT | NWPPc | Cold or very cold | NWPPc_Cold or very cold_6B/7 | 6
32139 | 59081 | MT | NWPPc | Cold or very cold | NWPPc_Cold or very cold_6B/7 | 6
32140 | 59086 | MT | NWPPc | Cold or very cold | NWPPc_Cold or very cold_6B/7 | 6
32141 | 59715 | MT | NWPPc | Cold or very cold | NWPPc_Cold or very cold_6B/7 | 6
32142 | 59032 | MT | NWPPc | Cold or very cold | NWPPc_Cold or very cold_6B/7 | 6
32143 | 59058 | MT | NWPPc | Cold or very cold | NWPPc_Cold or very cold_6B/7 | 6
32144 | 59084 | MT | NWPPc | Cold or very cold | NWPPc_Cold or very cold_6B/7 | 6
32145 | 59087 | MT | NWPPc | Cold or very cold | NWPPc_Cold or very cold_6B/7 | 6
32146 | 59418 | MT | NWPPc | Cold or very cold | NWPPc_Cold or very cold_6B/7 | 6
32147 | 59424 | MT | NWPPc | Cold or very cold | NWPPc_Cold or very cold_6B/7 | 6
32148 | 59430 | MT | NWPPc | Cold or very cold | NWPPc_Cold or very cold_6B/7 | 6
32149 | 59441 | MT | NWPPc | Cold or very cold | NWPPc_Cold or very cold_6B/7 | 6
32150 | 59451 | MT | NWPPc | Cold or very cold | NWPPc_Cold or very cold_6B/7 | 6
32151 | 59453 | MT | NWPPc | Cold or very cold | NWPPc_Cold or very cold_6B/7 | 6
32152 | 59457 | MT | NWPPc | Cold or very cold | NWPPc_Cold or very cold_6B/7 | 6
32153 | 59462 | MT | NWPPc | Cold or very cold | NWPPc_Cold or very cold_6B/7 | 6
32154 | 59464 | MT | NWPPc | Cold or very cold | NWPPc_Cold or very cold_6B/7 | 6
32155 | 59471 | MT | NWPPc | Cold or very cold | NWPPc_Cold or very cold_6B/7 | 6
32156 | 59489 | MT | NWPPc | Cold or very cold | NWPPc_Cold or very cold_6B/7 | 6
32157 | 59036 | MT | NWPPc | Cold or very cold | NWPPc_Cold or very cold_6B/7 | 6
32158 | 59085 | MT | NWPPc | Cold or very cold | NWPPc_Cold or very cold_6B/7 | 6
32159 | 59053 | MT | NWPPc | Cold or very cold | NWPPc_Cold or very cold_6B/7 | 6
32160 | 59642 | MT | NWPPc | Cold or very cold | NWPPc_Cold or very cold_6B/7 | 6
32161 | 59645 | MT | NWPPc | Cold or very cold | NWPPc_Cold or very cold_6B/7 | 6
32162 | 59077 | MT | NWPPc | Cold or very cold | NWPPc_Cold or very cold_6B/7 | 6
32163 | 59318 | MT | NWPPc | Cold or very cold | NWPPc_Cold or very cold_6B/7 | 6
32164 | 59322 | MT | NWPPc | Cold or very cold | NWPPc_Cold or very cold_6B/7 | 6
32165 | 59337 | MT | NWPPc | Cold or very cold | NWPPc_Cold or very cold_6B/7 | 6
32166 | 59062 | MT | NWPPc | Cold or very cold | NWPPc_Cold or very cold_6B/7 | 6
32167 | 59314 | MT | NWPPc | Cold or very cold | NWPPc_Cold or very cold_6B/7 | 6
32168 | 59317 | MT | NWPPc | Cold or very cold | NWPPc_Cold or very cold_6B/7 | 6
32169 | 59343 | MT | NWPPc | Cold or very cold | NWPPc_Cold or very cold_6B/7 | 6
32170 | 59345 | MT | NWPPc | Cold or very cold | NWPPc_Cold or very cold_6B/7 | 6
32171 | 59351 | MT | NWPPc | Cold or very cold | NWPPc_Cold or very cold_6B/7 | 6
32172 | 59714 | MT | NWPPc | Cold or very cold | NWPPc_Cold or very cold_6B/7 | 6
32173 | 59716 | MT | NWPPc | Cold or very cold | NWPPc_Cold or very cold_6B/7 | 6
32174 | 59717 | MT | NWPPc | Cold or very cold | NWPPc_Cold or very cold_6B/7 | 6
32175 | 59718 | MT | NWPPc | Cold or very cold | NWPPc_Cold or very cold_6B/7 | 6
32176 | 59719 | MT | NWPPc | Cold or very cold | NWPPc_Cold or very cold_6B/7 | 6
32177 | 59729 | MT | NWPPc | Cold or very cold | NWPPc_Cold or very cold_6B/7 | 6
32178 | 59730 | MT | NWPPc | Cold or very cold | NWPPc_Cold or very cold_6B/7 | 6
32179 | 59741 | MT | NWPPc | Cold or very cold | NWPPc_Cold or very cold_6B/7 | 6
32180 | 59752 | MT | NWPPc | Cold or very cold | NWPPc_Cold or very cold_6B/7 | 6
32181 | 59758 | MT | NWPPc | Cold or very cold | NWPPc_Cold or very cold_6B/7 | 6
32182 | 59760 | MT | NWPPc | Cold or very cold | NWPPc_Cold or very cold_6B/7 | 6
32183 | 59771 | MT | NWPPc | Cold or very cold | NWPPc_Cold or very cold_6B/7 | 6
32184 | 59772 | MT | NWPPc | Cold or very cold | NWPPc_Cold or very cold_6B/7 | 6
32185 | 59201 | MT | MROWc | Cold or very cold | MROWc_Cold or very cold_6A/6B/7 | 6
32186 | 59214 | MT | MROWc | Cold or very cold | MROWc_Cold or very cold_6A/6B/7 | 6
32187 | 59215 | MT | MROWc | Cold or very cold | MROWc_Cold or very cold_6A/6B/7 | 6
32188 | 59223 | MT | MROWc | Cold or very cold | MROWc_Cold or very cold_6A/6B/7 | 6
32189 | 59255 | MT | MROWc | Cold or very cold | MROWc_Cold or very cold_6A/6B/7 | 6
32190 | 59274 | MT | MROWc | Cold or very cold | MROWc_Cold or very cold_6A/6B/7 | 6
32191 | 59212 | MT | MROWc | Cold or very cold | MROWc_Cold or very cold_6A/6B/7 | 6
32192 | 59213 | MT | MROWc | Cold or very cold | MROWc_Cold or very cold_6A/6B/7 | 6
32193 | 59218 | MT | MROWc | Cold or very cold | MROWc_Cold or very cold_6A/6B/7 | 6
32194 | 59222 | MT | MROWc | Cold or very cold | MROWc_Cold or very cold_6A/6B/7 | 6
32195 | 59226 | MT | MROWc | Cold or very cold | MROWc_Cold or very cold_6A/6B/7 | 6
32196 | 59242 | MT | MROWc | Cold or very cold | MROWc_Cold or very cold_6A/6B/7 | 6
32197 | 59258 | MT | MROWc | Cold or very cold | MROWc_Cold or very cold_6A/6B/7 | 6
32198 | 59253 | MT | MROWc | Cold or very cold | MROWc_Cold or very cold_6A/6B/7 | 6
32199 | 59257 | MT | MROWc | Cold or very cold | MROWc_Cold or very cold_6A/6B/7 | 6
32200 | 59260 | MT | MROWc | Cold or very cold | MROWc_Cold or very cold_6A/6B/7 | 6
32201 | 59263 | MT | MROWc | Cold or very cold | MROWc_Cold or very cold_6A/6B/7 | 6
32202 | 59276 | MT | MROWc | Cold or very cold | MROWc_Cold or very cold_6A/6B/7 | 6
32203 | 59225 | MT | NWPPc | Cold or very cold | NWPPc_Cold or very cold_6B/7 | 6
32204 | 59230 | MT | NWPPc | Cold or very cold | NWPPc_Cold or very cold_6B/7 | 6
32205 | 59231 | MT | NWPPc | Cold or very cold | NWPPc_Cold or very cold_6B/7 | 6
32206 | 59240 | MT | NWPPc | Cold or very cold | NWPPc_Cold or very cold_6B/7 | 6
32207 | 59241 | MT | NWPPc | Cold or very cold | NWPPc_Cold or very cold_6B/7 | 6
32208 | 59244 | MT | NWPPc | Cold or very cold | NWPPc_Cold or very cold_6B/7 | 6
32209 | 59248 | MT | NWPPc | Cold or very cold | NWPPc_Cold or very cold_6B/7 | 6
32210 | 59250 | MT | NWPPc | Cold or very cold | NWPPc_Cold or very cold_6B/7 | 6
32211 | 59261 | MT | NWPPc | Cold or very cold | NWPPc_Cold or very cold_6B/7 | 6
32212 | 59273 | MT | NWPPc | Cold or very cold | NWPPc_Cold or very cold_6B/7 | 6
32213 | 59211 | MT | MROWc | Cold or very cold | MROWc_Cold or very cold_6A/6B/7 | 6
32214 | 59219 | MT | MROWc | Cold or very cold | MROWc_Cold or very cold_6A/6B/7 | 6
32215 | 59247 | MT | MROWc | Cold or very cold | MROWc_Cold or very cold_6A/6B/7 | 6
32216 | 59252 | MT | MROWc | Cold or very cold | MROWc_Cold or very cold_6A/6B/7 | 6
32217 | 59254 | MT | MROWc | Cold or very cold | MROWc_Cold or very cold_6A/6B/7 | 6
32218 | 59256 | MT | MROWc | Cold or very cold | MROWc_Cold or very cold_6A/6B/7 | 6
32219 | 59275 | MT | MROWc | Cold or very cold | MROWc_Cold or very cold_6A/6B/7 | 6
32220 | 59217 | MT | MROWc | Cold or very cold | MROWc_Cold or very cold_6A/6B/7 | 6
32221 | 59221 | MT | MROWc | Cold or very cold | MROWc_Cold or very cold_6A/6B/7 | 6
32222 | 59243 | MT | MROWc | Cold or very cold | MROWc_Cold or very cold_6A/6B/7 | 6
32223 | 59259 | MT | MROWc | Cold or very cold | MROWc_Cold or very cold_6A/6B/7 | 6
32224 | 59262 | MT | MROWc | Cold or very cold | MROWc_Cold or very cold_6A/6B/7 | 6
32225 | 59270 | MT | MROWc | Cold or very cold | MROWc_Cold or very cold_6A/6B/7 | 6
32226 | 59326 | MT | MROWc | Cold or very cold | MROWc_Cold or very cold_6A/6B/7 | 6
32227 | 59330 | MT | MROWc | Cold or very cold | MROWc_Cold or very cold_6A/6B/7 | 6
32228 | 59336 | MT | MROWc | Cold or very cold | MROWc_Cold or very cold_6A/6B/7 | 6
32229 | 59339 | MT | MROWc | Cold or very cold | MROWc_Cold or very cold_6A/6B/7 | 6
32230 | 59341 | MT | MROWc | Cold or very cold | MROWc_Cold or very cold_6A/6B/7 | 6
32231 | 59349 | MT | MROWc | Cold or very cold | MROWc_Cold or very cold_6A/6B/7 | 6
32232 | 59315 | MT | MROWc | Cold or very cold | MROWc_Cold or very cold_6A/6B/7 | 6
32233 | 59353 | MT | MROWc | Cold or very cold | MROWc_Cold or very cold_6A/6B/7 | 6
32234 | 59524 | MT | NWPPc | Cold or very cold | NWPPc_Cold or very cold_6B/7 | 6
32235 | 59537 | MT | NWPPc | Cold or very cold | NWPPc_Cold or very cold_6B/7 | 6
32236 | 59538 | MT | NWPPc | Cold or very cold | NWPPc_Cold or very cold_6B/7 | 6
32237 | 59542 | MT | NWPPc | Cold or very cold | NWPPc_Cold or very cold_6B/7 | 6
32238 | 59544 | MT | NWPPc | Cold or very cold | NWPPc_Cold or very cold_6B/7 | 6
32239 | 59546 | MT | NWPPc | Cold or very cold | NWPPc_Cold or very cold_6B/7 | 6
32240 | 59301 | MT | MROWc | Cold or very cold | MROWc_Cold or very cold_6A/6B/7 | 6
32241 | 59338 | MT | MROWc | Cold or very cold | MROWc_Cold or very cold_6A/6B/7 | 6
32242 | 59311 | MT | MROWc | Cold or very cold | MROWc_Cold or very cold_6A/6B/7 | 6
32243 | 59316 | MT | MROWc | Cold or very cold | MROWc_Cold or very cold_6A/6B/7 | 6
32244 | 59319 | MT | MROWc | Cold or very cold | MROWc_Cold or very cold_6A/6B/7 | 6
32245 | 59324 | MT | MROWc | Cold or very cold | MROWc_Cold or very cold_6A/6B/7 | 6
32246 | 59332 | MT | MROWc | Cold or very cold | MROWc_Cold or very cold_6A/6B/7 | 6
32247 | 59313 | MT | MROWc | Cold or very cold | MROWc_Cold or very cold_6A/6B/7 | 6
32248 | 59344 | MT | MROWc | Cold or very cold | MROWc_Cold or very cold_6A/6B/7 | 6
32249 | 59354 | MT | MROWc | Cold or very cold | MROWc_Cold or very cold_6A/6B/7 | 6
32250 | 59401 | MT | NWPPc | Cold or very cold | NWPPc_Cold or very cold_6B/7 | 6
32251 | 59402 | MT | NWPPc | Cold or very cold | NWPPc_Cold or very cold_6B/7 | 6
32252 | 59403 | MT | NWPPc | Cold or very cold | NWPPc_Cold or very cold_6B/7 | 6
32253 | 59404 | MT | NWPPc | Cold or very cold | NWPPc_Cold or very cold_6B/7 | 6
32254 | 59405 | MT | NWPPc | Cold or very cold | NWPPc_Cold or very cold_6B/7 | 6
32255 | 59406 | MT | NWPPc | Cold or very cold | NWPPc_Cold or very cold_6B/7 | 6
32256 | 59412 | MT | NWPPc | Cold or very cold | NWPPc_Cold or very cold_6B/7 | 6
32257 | 59414 | MT | NWPPc | Cold or very cold | NWPPc_Cold or very cold_6B/7 | 6
32258 | 59421 | MT | NWPPc | Cold or very cold | NWPPc_Cold or very cold_6B/7 | 6
32259 | 59436 | MT | NWPPc | Cold or very cold | NWPPc_Cold or very cold_6B/7 | 6
32260 | 59440 | MT | NWPPc | Cold or very cold | NWPPc_Cold or very cold_6B/7 | 6
32261 | 59443 | MT | NWPPc | Cold or very cold | NWPPc_Cold or very cold_6B/7 | 6
32262 | 59463 | MT | NWPPc | Cold or very cold | NWPPc_Cold or very cold_6B/7 | 6
32263 | 59465 | MT | NWPPc | Cold or very cold | NWPPc_Cold or very cold_6B/7 | 6
32264 | 59468 | MT | NWPPc | Cold or very cold | NWPPc_Cold or very cold_6B/7 | 6
32265 | 59472 | MT | NWPPc | Cold or very cold | NWPPc_Cold or very cold_6B/7 | 6
32266 | 59477 | MT | NWPPc | Cold or very cold | NWPPc_Cold or very cold_6B/7 | 6
32267 | 59480 | MT | NWPPc | Cold or very cold | NWPPc_Cold or very cold_6B/7 | 6
32268 | 59483 | MT | NWPPc | Cold or very cold | NWPPc_Cold or very cold_6B/7 | 6
32269 | 59485 | MT | NWPPc | Cold or very cold | NWPPc_Cold or very cold_6B/7 | 6
32270 | 59487 | MT | NWPPc | Cold or very cold | NWPPc_Cold or very cold_6B/7 | 6
32271 | 59416 | MT | NWPPc | Cold or very cold | NWPPc_Cold or very cold_6B/7 | 6
32272 | 59420 | MT | NWPPc | Cold or very cold | NWPPc_Cold or very cold_6B/7 | 6
32273 | 59433 | MT | NWPPc | Cold or very cold | NWPPc_Cold or very cold_6B/7 | 6
32274 | 59442 | MT | NWPPc | Cold or very cold | NWPPc_Cold or very cold_6B/7 | 6
32275 | 59446 | MT | NWPPc | Cold or very cold | NWPPc_Cold or very cold_6B/7 | 6
32276 | 59447 | MT | NWPPc | Cold or very cold | NWPPc_Cold or very cold_6B/7 | 6
32277 | 59450 | MT | NWPPc | Cold or very cold | NWPPc_Cold or very cold_6B/7 | 6
32278 | 59460 | MT | NWPPc | Cold or very cold | NWPPc_Cold or very cold_6B/7 | 6
32279 | 59520 | MT | NWPPc | Cold or very cold | NWPPc_Cold or very cold_6B/7 | 6
32280 | 59521 | MT | NWPPc | Cold or very cold | NWPPc_Cold or very cold_6B/7 | 6
32281 | 59540 | MT | NWPPc | Cold or very cold | NWPPc_Cold or very cold_6B/7 | 6
32282 | 59410 | MT | NWPPc | Cold or very cold | NWPPc_Cold or very cold_6B/7 | 6
32283 | 59601 | MT | NWPPc | Cold or very cold | NWPPc_Cold or very cold_6B/7 | 6
32284 | 59602 | MT | NWPPc | Cold or very cold | NWPPc_Cold or very cold_6B/7 | 6
32285 | 59604 | MT | NWPPc | Cold or very cold | NWPPc_Cold or very cold_6B/7 | 6
32286 | 59620 | MT | NWPPc | Cold or very cold | NWPPc_Cold or very cold_6B/7 | 6
32287 | 59623 | MT | NWPPc | Cold or very cold | NWPPc_Cold or very cold_6B/7 | 6
32288 | 59624 | MT | NWPPc | Cold or very cold | NWPPc_Cold or very cold_6B/7 | 6
32289 | 59625 | MT | NWPPc | Cold or very cold | NWPPc_Cold or very cold_6B/7 | 6
32290 | 59626 | MT | NWPPc | Cold or very cold | NWPPc_Cold or very cold_6B/7 | 6
32291 | 59633 | MT | NWPPc | Cold or very cold | NWPPc_Cold or very cold_6B/7 | 6
32292 | 59634 | MT | NWPPc | Cold or very cold | NWPPc_Cold or very cold_6B/7 | 6
32293 | 59635 | MT | NWPPc | Cold or very cold | NWPPc_Cold or very cold_6B/7 | 6
32294 | 59636 | MT | NWPPc | Cold or very cold | NWPPc_Cold or very cold_6B/7 | 6
32295 | 59639 | MT | NWPPc | Cold or very cold | NWPPc_Cold or very cold_6B/7 | 6
32296 | 59640 | MT | NWPPc | Cold or very cold | NWPPc_Cold or very cold_6B/7 | 6
32297 | 59648 | MT | NWPPc | Cold or very cold | NWPPc_Cold or very cold_6B/7 | 6
32298 | 59411 | MT | NWPPc | Cold or very cold | NWPPc_Cold or very cold_6B/7 | 6
32299 | 59417 | MT | NWPPc | Cold or very cold | NWPPc_Cold or very cold_6B/7 | 6
32300 | 59427 | MT | NWPPc | Cold or very cold | NWPPc_Cold or very cold_6B/7 | 6
32301 | 59434 | MT | NWPPc | Cold or very cold | NWPPc_Cold or very cold_6B/7 | 6
32302 | 59486 | MT | NWPPc | Cold or very cold | NWPPc_Cold or very cold_6B/7 | 6
32303 | 59425 | MT | NWPPc | Cold or very cold | NWPPc_Cold or very cold_6B/7 | 6
32304 | 59432 | MT | NWPPc | Cold or very cold | NWPPc_Cold or very cold_6B/7 | 6
32305 | 59448 | MT | NWPPc | Cold or very cold | NWPPc_Cold or very cold_6B/7 | 6
32306 | 59456 | MT | NWPPc | Cold or very cold | NWPPc_Cold or very cold_6B/7 | 6
32307 | 59419 | MT | NWPPc | Cold or very cold | NWPPc_Cold or very cold_6B/7 | 6
32308 | 59422 | MT | NWPPc | Cold or very cold | NWPPc_Cold or very cold_6B/7 | 6
32309 | 59467 | MT | NWPPc | Cold or very cold | NWPPc_Cold or very cold_6B/7 | 6
32310 | 59452 | MT | NWPPc | Cold or very cold | NWPPc_Cold or very cold_6B/7 | 6
32311 | 59469 | MT | NWPPc | Cold or very cold | NWPPc_Cold or very cold_6B/7 | 6
32312 | 59479 | MT | NWPPc | Cold or very cold | NWPPc_Cold or very cold_6B/7 | 6
32313 | 59435 | MT | NWPPc | Cold or very cold | NWPPc_Cold or very cold_6B/7 | 6
32314 | 59444 | MT | NWPPc | Cold or very cold | NWPPc_Cold or very cold_6B/7 | 6
32315 | 59454 | MT | NWPPc | Cold or very cold | NWPPc_Cold or very cold_6B/7 | 6
32316 | 59461 | MT | NWPPc | Cold or very cold | NWPPc_Cold or very cold_6B/7 | 6
32317 | 59466 | MT | NWPPc | Cold or very cold | NWPPc_Cold or very cold_6B/7 | 6
32318 | 59474 | MT | NWPPc | Cold or very cold | NWPPc_Cold or very cold_6B/7 | 6
32319 | 59482 | MT | NWPPc | Cold or very cold | NWPPc_Cold or very cold_6B/7 | 6
32320 | 59484 | MT | NWPPc | Cold or very cold | NWPPc_Cold or very cold_6B/7 | 6
32321 | 59545 | MT | NWPPc | Cold or very cold | NWPPc_Cold or very cold_6B/7 | 6
32322 | 59522 | MT | NWPPc | Cold or very cold | NWPPc_Cold or very cold_6B/7 | 6
32323 | 59531 | MT | NWPPc | Cold or very cold | NWPPc_Cold or very cold_6B/7 | 6
32324 | 59501 | MT | NWPPc | Cold or very cold | NWPPc_Cold or very cold_6B/7 | 6
32325 | 59523 | MT | NWPPc | Cold or very cold | NWPPc_Cold or very cold_6B/7 | 6
32326 | 59526 | MT | NWPPc | Cold or very cold | NWPPc_Cold or very cold_6B/7 | 6
32327 | 59527 | MT | NWPPc | Cold or very cold | NWPPc_Cold or very cold_6B/7 | 6
32328 | 59529 | MT | NWPPc | Cold or very cold | NWPPc_Cold or very cold_6B/7 | 6
32329 | 59535 | MT | NWPPc | Cold or very cold | NWPPc_Cold or very cold_6B/7 | 6
32330 | 59547 | MT | NWPPc | Cold or very cold | NWPPc_Cold or very cold_6B/7 | 6
32331 | 59525 | MT | NWPPc | Cold or very cold | NWPPc_Cold or very cold_6B/7 | 6
32332 | 59528 | MT | NWPPc | Cold or very cold | NWPPc_Cold or very cold_6B/7 | 6
32333 | 59530 | MT | NWPPc | Cold or very cold | NWPPc_Cold or very cold_6B/7 | 6
32334 | 59532 | MT | NWPPc | Cold or very cold | NWPPc_Cold or very cold_6B/7 | 6
32335 | 59631 | MT | NWPPc | Cold or very cold | NWPPc_Cold or very cold_6B/7 | 6
32336 | 59632 | MT | NWPPc | Cold or very cold | NWPPc_Cold or very cold_6B/7 | 6
32337 | 59638 | MT | NWPPc | Cold or very cold | NWPPc_Cold or very cold_6B/7 | 6
32338 | 59701 | MT | NWPPc | Cold or very cold | NWPPc_Cold or very cold_6B/7 | 6
32339 | 59721 | MT | NWPPc | Cold or very cold | NWPPc_Cold or very cold_6B/7 | 6
32340 | 59759 | MT | NWPPc | Cold or very cold | NWPPc_Cold or very cold_6B/7 | 6
32341 | 59641 | MT | NWPPc | Cold or very cold | NWPPc_Cold or very cold_6B/7 | 6
32342 | 59643 | MT | NWPPc | Cold or very cold | NWPPc_Cold or very cold_6B/7 | 6
32343 | 59644 | MT | NWPPc | Cold or very cold | NWPPc_Cold or very cold_6B/7 | 6
32344 | 59647 | MT | NWPPc | Cold or very cold | NWPPc_Cold or very cold_6B/7 | 6
32345 | 59711 | MT | NWPPc | Cold or very cold | NWPPc_Cold or very cold_6B/7 | 6
32346 | 59722 | MT | NWPPc | Cold or very cold | NWPPc_Cold or very cold_6B/7 | 6
32347 | 59756 | MT | NWPPc | Cold or very cold | NWPPc_Cold or very cold_6B/7 | 6
32348 | 59762 | MT | NWPPc | Cold or very cold | NWPPc_Cold or very cold_6B/7 | 6
32349 | 59702 | MT | NWPPc | Cold or very cold | NWPPc_Cold or very cold_6B/7 | 6
32350 | 59703 | MT | NWPPc | Cold or very cold | NWPPc_Cold or very cold_6B/7 | 6
32351 | 59727 | MT | NWPPc | Cold or very cold | NWPPc_Cold or very cold_6B/7 | 6
32352 | 59743 | MT | NWPPc | Cold or very cold | NWPPc_Cold or very cold_6B/7 | 6
32353 | 59748 | MT | NWPPc | Cold or very cold | NWPPc_Cold or very cold_6B/7 | 6
32354 | 59750 | MT | NWPPc | Cold or very cold | NWPPc_Cold or very cold_6B/7 | 6
32355 | 59710 | MT | NWPPc | Cold or very cold | NWPPc_Cold or very cold_6B/7 | 6
32356 | 59720 | MT | NWPPc | Cold or very cold | NWPPc_Cold or very cold_6B/7 | 6
32357 | 59735 | MT | NWPPc | Cold or very cold | NWPPc_Cold or very cold_6B/7 | 6
32358 | 59740 | MT | NWPPc | Cold or very cold | NWPPc_Cold or very cold_6B/7 | 6
32359 | 59745 | MT | NWPPc | Cold or very cold | NWPPc_Cold or very cold_6B/7 | 6
32360 | 59747 | MT | NWPPc | Cold or very cold | NWPPc_Cold or very cold_6B/7 | 6
32361 | 59749 | MT | NWPPc | Cold or very cold | NWPPc_Cold or very cold_6B/7 | 6
32362 | 59751 | MT | NWPPc | Cold or very cold | NWPPc_Cold or very cold_6B/7 | 6
32363 | 59754 | MT | NWPPc | Cold or very cold | NWPPc_Cold or very cold_6B/7 | 6
32364 | 59755 | MT | NWPPc | Cold or very cold | NWPPc_Cold or very cold_6B/7 | 6
32365 | 59825 | MT | NWPPc | Cold or very cold | NWPPc_Cold or very cold_6B/7 | 6
32366 | 59832 | MT | NWPPc | Cold or very cold | NWPPc_Cold or very cold_6B/7 | 6
32367 | 59837 | MT | NWPPc | Cold or very cold | NWPPc_Cold or very cold_6B/7 | 6
32368 | 59858 | MT | NWPPc | Cold or very cold | NWPPc_Cold or very cold_6B/7 | 6
32369 | 59713 | MT | NWPPc | Cold or very cold | NWPPc_Cold or very cold_6B/7 | 6
32370 | 59728 | MT | NWPPc | Cold or very cold | NWPPc_Cold or very cold_6B/7 | 6
32371 | 59731 | MT | NWPPc | Cold or very cold | NWPPc_Cold or very cold_6B/7 | 6
32372 | 59733 | MT | NWPPc | Cold or very cold | NWPPc_Cold or very cold_6B/7 | 6
32373 | 59843 | MT | NWPPc | Cold or very cold | NWPPc_Cold or very cold_6B/7 | 6
32374 | 59854 | MT | NWPPc | Cold or very cold | NWPPc_Cold or very cold_6B/7 | 6
32375 | 59724 | MT | NWPPc | Cold or very cold | NWPPc_Cold or very cold_6B/7 | 6
32376 | 59725 | MT | NWPPc | Cold or very cold | NWPPc_Cold or very cold_6B/7 | 6
32377 | 59732 | MT | NWPPc | Cold or very cold | NWPPc_Cold or very cold_6B/7 | 6
32378 | 59736 | MT | NWPPc | Cold or very cold | NWPPc_Cold or very cold_6B/7 | 6
32379 | 59739 | MT | NWPPc | Cold or very cold | NWPPc_Cold or very cold_6B/7 | 6
32380 | 59746 | MT | NWPPc | Cold or very cold | NWPPc_Cold or very cold_6B/7 | 6
32381 | 59761 | MT | NWPPc | Cold or very cold | NWPPc_Cold or very cold_6B/7 | 6
32382 | 59801 | MT | NWPPc | Cold or very cold | NWPPc_Cold or very cold_6B/7 | 6
32383 | 59802 | MT | NWPPc | Cold or very cold | NWPPc_Cold or very cold_6B/7 | 6
32384 | 59803 | MT | NWPPc | Cold or very cold | NWPPc_Cold or very cold_6B/7 | 6
32385 | 59804 | MT | NWPPc | Cold or very cold | NWPPc_Cold or very cold_6B/7 | 6
32386 | 59806 | MT | NWPPc | Cold or very cold | NWPPc_Cold or very cold_6B/7 | 6
32387 | 59807 | MT | NWPPc | Cold or very cold | NWPPc_Cold or very cold_6B/7 | 6
32388 | 59808 | MT | NWPPc | Cold or very cold | NWPPc_Cold or very cold_6B/7 | 6
32389 | 59812 | MT | NWPPc | Cold or very cold | NWPPc_Cold or very cold_6B/7 | 6
32390 | 59820 | MT | NWPPc | Cold or very cold | NWPPc_Cold or very cold_6B/7 | 6
32391 | 59821 | MT | NWPPc | Cold or very cold | NWPPc_Cold or very cold_6B/7 | 6
32392 | 59823 | MT | NWPPc | Cold or very cold | NWPPc_Cold or very cold_6B/7 | 6
32393 | 59826 | MT | NWPPc | Cold or very cold | NWPPc_Cold or very cold_6B/7 | 6
32394 | 59833 | MT | NWPPc | Cold or very cold | NWPPc_Cold or very cold_6B/7 | 6
32395 | 59834 | MT | NWPPc | Cold or very cold | NWPPc_Cold or very cold_6B/7 | 6
32396 | 59846 | MT | NWPPc | Cold or very cold | NWPPc_Cold or very cold_6B/7 | 6
32397 | 59847 | MT | NWPPc | Cold or very cold | NWPPc_Cold or very cold_6B/7 | 6
32398 | 59851 | MT | NWPPc | Cold or very cold | NWPPc_Cold or very cold_6B/7 | 6
32399 | 59868 | MT | NWPPc | Cold or very cold | NWPPc_Cold or very cold_6B/7 | 6
32400 | 59830 | MT | NWPPc | Cold or very cold | NWPPc_Cold or very cold_6B/7 | 6
32401 | 59842 | MT | NWPPc | Cold or very cold | NWPPc_Cold or very cold_6B/7 | 6
32402 | 59859 | MT | NWPPc | Cold or very cold | NWPPc_Cold or very cold_6B/7 | 6
32403 | 59866 | MT | NWPPc | Cold or very cold | NWPPc_Cold or very cold_6B/7 | 6
32404 | 59867 | MT | NWPPc | Cold or very cold | NWPPc_Cold or very cold_6B/7 | 6
32405 | 59872 | MT | NWPPc | Cold or very cold | NWPPc_Cold or very cold_6B/7 | 6
32406 | 59831 | MT | NWPPc | Cold or very cold | NWPPc_Cold or very cold_6B/7 | 6
32407 | 59844 | MT | NWPPc | Cold or very cold | NWPPc_Cold or very cold_6B/7 | 6
32408 | 59845 | MT | NWPPc | Cold or very cold | NWPPc_Cold or very cold_6B/7 | 6
32409 | 59848 | MT | NWPPc | Cold or very cold | NWPPc_Cold or very cold_6B/7 | 6
32410 | 59853 | MT | NWPPc | Cold or very cold | NWPPc_Cold or very cold_6B/7 | 6
32411 | 59856 | MT | NWPPc | Cold or very cold | NWPPc_Cold or very cold_6B/7 | 6
32412 | 59873 | MT | NWPPc | Cold or very cold | NWPPc_Cold or very cold_6B/7 | 6
32413 | 59874 | MT | NWPPc | Cold or very cold | NWPPc_Cold or very cold_6B/7 | 6
32414 | 59824 | MT | NWPPc | Cold or very cold | NWPPc_Cold or very cold_6B/7 | 6
32415 | 59855 | MT | NWPPc | Cold or very cold | NWPPc_Cold or very cold_6B/7 | 6
32416 | 59860 | MT | NWPPc | Cold or very cold | NWPPc_Cold or very cold_6B/7 | 6
32417 | 59863 | MT | NWPPc | Cold or very cold | NWPPc_Cold or very cold_6B/7 | 6
32418 | 59864 | MT | NWPPc | Cold or very cold | NWPPc_Cold or very cold_6B/7 | 6
32419 | 59865 | MT | NWPPc | Cold or very cold | NWPPc_Cold or very cold_6B/7 | 6
32420 | 59910 | MT | NWPPc | Cold or very cold | NWPPc_Cold or very cold_6B/7 | 6
32421 | 59911 | MT | NWPPc | Cold or very cold | NWPPc_Cold or very cold_6B/7 | 6
32422 | 59914 | MT | NWPPc | Cold or very cold | NWPPc_Cold or very cold_6B/7 | 6
32423 | 59915 | MT | NWPPc | Cold or very cold | NWPPc_Cold or very cold_6B/7 | 6
32424 | 59922 | MT | NWPPc | Cold or very cold | NWPPc_Cold or very cold_6B/7 | 6
32425 | 59929 | MT | NWPPc | Cold or very cold | NWPPc_Cold or very cold_6B/7 | 6
32426 | 59931 | MT | NWPPc | Cold or very cold | NWPPc_Cold or very cold_6B/7 | 6
32427 | 59827 | MT | NWPPc | Cold or very cold | NWPPc_Cold or very cold_6B/7 | 6
32428 | 59828 | MT | NWPPc | Cold or very cold | NWPPc_Cold or very cold_6B/7 | 6
32429 | 59829 | MT | NWPPc | Cold or very cold | NWPPc_Cold or very cold_6B/7 | 6
32430 | 59835 | MT | NWPPc | Cold or very cold | NWPPc_Cold or very cold_6B/7 | 6
32431 | 59840 | MT | NWPPc | Cold or very cold | NWPPc_Cold or very cold_6B/7 | 6
32432 | 59841 | MT | NWPPc | Cold or very cold | NWPPc_Cold or very cold_6B/7 | 6
32433 | 59870 | MT | NWPPc | Cold or very cold | NWPPc_Cold or very cold_6B/7 | 6
32434 | 59871 | MT | NWPPc | Cold or very cold | NWPPc_Cold or very cold_6B/7 | 6
32435 | 59875 | MT | NWPPc | Cold or very cold | NWPPc_Cold or very cold_6B/7 | 6
32436 | 59901 | MT | NWPPc | Cold or very cold | NWPPc_Cold or very cold_6B/7 | 6
32437 | 59903 | MT | NWPPc | Cold or very cold | NWPPc_Cold or very cold_6B/7 | 6
32438 | 59904 | MT | NWPPc | Cold or very cold | NWPPc_Cold or very cold_6B/7 | 6
32439 | 59912 | MT | NWPPc | Cold or very cold | NWPPc_Cold or very cold_6B/7 | 6
32440 | 59913 | MT | NWPPc | Cold or very cold | NWPPc_Cold or very cold_6B/7 | 6
32441 | 59916 | MT | NWPPc | Cold or very cold | NWPPc_Cold or very cold_6B/7 | 6
32442 | 59917 | MT | NWPPc | Cold or very cold | NWPPc_Cold or very cold_6B/7 | 6
32443 | 59919 | MT | NWPPc | Cold or very cold | NWPPc_Cold or very cold_6B/7 | 6
32444 | 59920 | MT | NWPPc | Cold or very cold | NWPPc_Cold or very cold_6B/7 | 6
32445 | 59925 | MT | NWPPc | Cold or very cold | NWPPc_Cold or very cold_6B/7 | 6
32446 | 59926 | MT | NWPPc | Cold or very cold | NWPPc_Cold or very cold_6B/7 | 6
32447 | 59927 | MT | NWPPc | Cold or very cold | NWPPc_Cold or very cold_6B/7 | 6
32448 | 59928 | MT | NWPPc | Cold or very cold | NWPPc_Cold or very cold_6B/7 | 6
32449 | 59932 | MT | NWPPc | Cold or very cold | NWPPc_Cold or very cold_6B/7 | 6
32450 | 59936 | MT | NWPPc | Cold or very cold | NWPPc_Cold or very cold_6B/7 | 6
32451 | 59937 | MT | NWPPc | Cold or very cold | NWPPc_Cold or very cold_6B/7 | 6
32452 | 59918 | MT | NWPPc | Cold or very cold | NWPPc_Cold or very cold_6B/7 | 6
32453 | 59923 | MT | NWPPc | Cold or very cold | NWPPc_Cold or very cold_6B/7 | 6
32454 | 59930 | MT | NWPPc | Cold or very cold | NWPPc_Cold or very cold_6B/7 | 6
32455 | 59933 | MT | NWPPc | Cold or very cold | NWPPc_Cold or very cold_6B/7 | 6
32456 | 59934 | MT | NWPPc | Cold or very cold | NWPPc_Cold or very cold_6B/7 | 6
32457 | 59935 | MT | NWPPc | Cold or very cold | NWPPc_Cold or very cold_6B/7 | 6
32458 | 80426 | CO | RMPAc | Cold or very cold | RMPAc_Cold or very cold_6A/6B/7 | 6
32459 | 80463 | CO | RMPAc | Cold or very cold | RMPAc_Cold or very cold_6A/6B/7 | 6
32460 | 81620 | CO | RMPAc | Cold or very cold | RMPAc_Cold or very cold_6A/6B/7 | 6
32461 | 81621 | CO | RMPAc | Cold or very cold | RMPAc_Cold or very cold_6A/6B/7 | 6
32462 | 81623 | CO | RMPAc | Cold or very cold | RMPAc_Cold or very cold_6A/6B/7 | 6
32463 | 81631 | CO | RMPAc | Cold or very cold | RMPAc_Cold or very cold_6A/6B/7 | 6
32464 | 81632 | CO | RMPAc | Cold or very cold | RMPAc_Cold or very cold_6A/6B/7 | 6
32465 | 81637 | CO | RMPAc | Cold or very cold | RMPAc_Cold or very cold_6A/6B/7 | 6
32466 | 81642 | CO | RMPAc | Cold or very cold | RMPAc_Cold or very cold_6A/6B/7 | 6
32467 | 81645 | CO | RMPAc | Cold or very cold | RMPAc_Cold or very cold_6A/6B/7 | 6
32468 | 81649 | CO | RMPAc | Cold or very cold | RMPAc_Cold or very cold_6A/6B/7 | 6
32469 | 81655 | CO | RMPAc | Cold or very cold | RMPAc_Cold or very cold_6A/6B/7 | 6
32470 | 81657 | CO | RMPAc | Cold or very cold | RMPAc_Cold or very cold_6A/6B/7 | 6
32471 | 81658 | CO | RMPAc | Cold or very cold | RMPAc_Cold or very cold_6A/6B/7 | 6
32472 | 81101 | CO | RMPAc | Cold or very cold | RMPAc_Cold or very cold_6A/6B/7 | 6
32473 | 81102 | CO | RMPAc | Cold or very cold | RMPAc_Cold or very cold_6A/6B/7 | 6
32474 | 81123 | CO | RMPAc | Cold or very cold | RMPAc_Cold or very cold_6A/6B/7 | 6
32475 | 81125 | CO | RMPAc | Cold or very cold | RMPAc_Cold or very cold_6A/6B/7 | 6
32476 | 81136 | CO | RMPAc | Cold or very cold | RMPAc_Cold or very cold_6A/6B/7 | 6
32477 | 81144 | CO | RMPAc | Cold or very cold | RMPAc_Cold or very cold_6A/6B/7 | 6
32478 | 81146 | CO | RMPAc | Cold or very cold | RMPAc_Cold or very cold_6A/6B/7 | 6
32479 | 81120 | CO | RMPAc | Cold or very cold | RMPAc_Cold or very cold_6A/6B/7 | 6
32480 | 81124 | CO | RMPAc | Cold or very cold | RMPAc_Cold or very cold_6A/6B/7 | 6
32481 | 81129 | CO | RMPAc | Cold or very cold | RMPAc_Cold or very cold_6A/6B/7 | 6
32482 | 81140 | CO | RMPAc | Cold or very cold | RMPAc_Cold or very cold_6A/6B/7 | 6
32483 | 81141 | CO | RMPAc | Cold or very cold | RMPAc_Cold or very cold_6A/6B/7 | 6
32484 | 81148 | CO | RMPAc | Cold or very cold | RMPAc_Cold or very cold_6A/6B/7 | 6
32485 | 81151 | CO | RMPAc | Cold or very cold | RMPAc_Cold or very cold_6A/6B/7 | 6
32486 | 81121 | CO | RMPAc | Cold or very cold | RMPAc_Cold or very cold_6A/6B/7 | 6
32487 | 81122 | CO | RMPAc | Cold or very cold | RMPAc_Cold or very cold_6A/6B/7 | 6
32488 | 81128 | CO | RMPAc | Cold or very cold | RMPAc_Cold or very cold_6A/6B/7 | 6
32489 | 81137 | CO | RMPAc | Cold or very cold | RMPAc_Cold or very cold_6A/6B/7 | 6
32490 | 81147 | CO | RMPAc | Cold or very cold | RMPAc_Cold or very cold_6A/6B/7 | 6
32491 | 81157 | CO | RMPAc | Cold or very cold | RMPAc_Cold or very cold_6A/6B/7 | 6
32492 | 81126 | CO | RMPAc | Cold or very cold | RMPAc_Cold or very cold_6A/6B/7 | 6
32493 | 81133 | CO | RMPAc | Cold or very cold | RMPAc_Cold or very cold_6A/6B/7 | 6
32494 | 81138 | CO | RMPAc | Cold or very cold | RMPAc_Cold or very cold_6A/6B/7 | 6
32495 | 81152 | CO | RMPAc | Cold or very cold | RMPAc_Cold or very cold_6A/6B/7 | 6
32496 | 81131 | CO | RMPAc | Cold or very cold | RMPAc_Cold or very cold_6A/6B/7 | 6
32497 | 81143 | CO | RMPAc | Cold or very cold | RMPAc_Cold or very cold_6A/6B/7 | 6
32498 | 81149 | CO | RMPAc | Cold or very cold | RMPAc_Cold or very cold_6A/6B/7 | 6
32499 | 81155 | CO | RMPAc | Cold or very cold | RMPAc_Cold or very cold_6A/6B/7 | 6
32500 | 81230 | CO | RMPAc | Cold or very cold | RMPAc_Cold or very cold_6A/6B/7 | 6
32501 | 81248 | CO | RMPAc | Cold or very cold | RMPAc_Cold or very cold_6A/6B/7 | 6
32502 | 81211 | CO | RMPAc | Cold or very cold | RMPAc_Cold or very cold_6A/6B/7 | 6
32503 | 81227 | CO | RMPAc | Cold or very cold | RMPAc_Cold or very cold_6A/6B/7 | 6
32504 | 81236 | CO | RMPAc | Cold or very cold | RMPAc_Cold or very cold_6A/6B/7 | 6
32505 | 81242 | CO | RMPAc | Cold or very cold | RMPAc_Cold or very cold_6A/6B/7 | 6
32506 | 81320 | CO | RMPAc | Cold or very cold | RMPAc_Cold or very cold_6A/6B/7 | 6
32507 | 81323 | CO | RMPAc | Cold or very cold | RMPAc_Cold or very cold_6A/6B/7 | 6
32508 | 81324 | CO | RMPAc | Cold or very cold | RMPAc_Cold or very cold_6A/6B/7 | 6
32509 | 81331 | CO | RMPAc | Cold or very cold | RMPAc_Cold or very cold_6A/6B/7 | 6
32510 | 81332 | CO | RMPAc | Cold or very cold | RMPAc_Cold or very cold_6A/6B/7 | 6
32511 | 81325 | CO | RMPAc | Cold or very cold | RMPAc_Cold or very cold_6A/6B/7 | 6
32512 | 81426 | CO | RMPAc | Cold or very cold | RMPAc_Cold or very cold_6A/6B/7 | 6
32513 | 81430 | CO | RMPAc | Cold or very cold | RMPAc_Cold or very cold_6A/6B/7 | 6
32514 | 81432 | CO | RMPAc | Cold or very cold | RMPAc_Cold or very cold_6A/6B/7 | 6
32515 | 81435 | CO | RMPAc | Cold or very cold | RMPAc_Cold or very cold_6A/6B/7 | 6
32516 | 81427 | CO | RMPAc | Cold or very cold | RMPAc_Cold or very cold_6A/6B/7 | 6
32517 | 81610 | CO | RMPAc | Cold or very cold | RMPAc_Cold or very cold_6A/6B/7 | 6
32518 | 81633 | CO | RMPAc | Cold or very cold | RMPAc_Cold or very cold_6A/6B/7 | 6
32519 | 81640 | CO | RMPAc | Cold or very cold | RMPAc_Cold or very cold_6A/6B/7 | 6
32520 | 81653 | CO | RMPAc | Cold or very cold | RMPAc_Cold or very cold_6A/6B/7 | 6
32521 | 81648 | CO | RMPAc | Cold or very cold | RMPAc_Cold or very cold_6A/6B/7 | 6
32522 | 82001 | WY | RMPAc | Cold or very cold | RMPAc_Cold or very cold_6A/6B/7 | 6
32523 | 82002 | WY | RMPAc | Cold or very cold | RMPAc_Cold or very cold_6A/6B/7 | 6
32524 | 82003 | WY | RMPAc | Cold or very cold | RMPAc_Cold or very cold_6A/6B/7 | 6
32525 | 82005 | WY | RMPAc | Cold or very cold | RMPAc_Cold or very cold_6A/6B/7 | 6
32526 | 82007 | WY | RMPAc | Cold or very cold | RMPAc_Cold or very cold_6A/6B/7 | 6
32527 | 82009 | WY | RMPAc | Cold or very cold | RMPAc_Cold or very cold_6A/6B/7 | 6
32528 | 82010 | WY | RMPAc | Cold or very cold | RMPAc_Cold or very cold_6A/6B/7 | 6
32529 | 82050 | WY | RMPAc | Cold or very cold | RMPAc_Cold or very cold_6A/6B/7 | 6
32530 | 82052 | WY | RMPAc | Cold or very cold | RMPAc_Cold or very cold_6A/6B/7 | 6
32531 | 82053 | WY | RMPAc | Cold or very cold | RMPAc_Cold or very cold_6A/6B/7 | 6
32532 | 82054 | WY | RMPAc | Cold or very cold | RMPAc_Cold or very cold_6A/6B/7 | 6
32533 | 82059 | WY | RMPAc | Cold or very cold | RMPAc_Cold or very cold_6A/6B/7 | 6
32534 | 82060 | WY | RMPAc | Cold or very cold | RMPAc_Cold or very cold_6A/6B/7 | 6
32535 | 82081 | WY | RMPAc | Cold or very cold | RMPAc_Cold or very cold_6A/6B/7 | 6
32536 | 82082 | WY | RMPAc | Cold or very cold | RMPAc_Cold or very cold_6A/6B/7 | 6
32537 | 82210 | WY | RMPAc | Cold or very cold | RMPAc_Cold or very cold_6A/6B/7 | 6
32538 | 82051 | WY | RMPAc | Cold or very cold | RMPAc_Cold or very cold_6A/6B/7 | 6
32539 | 82055 | WY | RMPAc | Cold or very cold | RMPAc_Cold or very cold_6A/6B/7 | 6
32540 | 82058 | WY | RMPAc | Cold or very cold | RMPAc_Cold or very cold_6A/6B/7 | 6
32541 | 82063 | WY | RMPAc | Cold or very cold | RMPAc_Cold or very cold_6A/6B/7 | 6
32542 | 82070 | WY | RMPAc | Cold or very cold | RMPAc_Cold or very cold_6A/6B/7 | 6
32543 | 82071 | WY | RMPAc | Cold or very cold | RMPAc_Cold or very cold_6A/6B/7 | 6
32544 | 82072 | WY | RMPAc | Cold or very cold | RMPAc_Cold or very cold_6A/6B/7 | 6
32545 | 82073 | WY | RMPAc | Cold or very cold | RMPAc_Cold or very cold_6A/6B/7 | 6
32546 | 82083 | WY | RMPAc | Cold or very cold | RMPAc_Cold or very cold_6A/6B/7 | 6
32547 | 82084 | WY | RMPAc | Cold or very cold | RMPAc_Cold or very cold_6A/6B/7 | 6
32548 | 82201 | WY | RMPAc | Cold or very cold | RMPAc_Cold or very cold_6A/6B/7 | 6
32549 | 82329 | WY | RMPAc | Cold or very cold | RMPAc_Cold or very cold_6A/6B/7 | 6
32550 | 82301 | WY | RMPAc | Cold or very cold | RMPAc_Cold or very cold_6A/6B/7 | 6
32551 | 82321 | WY | RMPAc | Cold or very cold | RMPAc_Cold or very cold_6A/6B/7 | 6
32552 | 82323 | WY | RMPAc | Cold or very cold | RMPAc_Cold or very cold_6A/6B/7 | 6
32553 | 82324 | WY | RMPAc | Cold or very cold | RMPAc_Cold or very cold_6A/6B/7 | 6
32554 | 82325 | WY | RMPAc | Cold or very cold | RMPAc_Cold or very cold_6A/6B/7 | 6
32555 | 82327 | WY | RMPAc | Cold or very cold | RMPAc_Cold or very cold_6A/6B/7 | 6
32556 | 82331 | WY | RMPAc | Cold or very cold | RMPAc_Cold or very cold_6A/6B/7 | 6
32557 | 82332 | WY | RMPAc | Cold or very cold | RMPAc_Cold or very cold_6A/6B/7 | 6
32558 | 82334 | WY | RMPAc | Cold or very cold | RMPAc_Cold or very cold_6A/6B/7 | 6
32559 | 82335 | WY | RMPAc | Cold or very cold | RMPAc_Cold or very cold_6A/6B/7 | 6
32560 | 82604 | WY | RMPAc | Cold or very cold | RMPAc_Cold or very cold_6A/6B/7 | 6
32561 | 82615 | WY | RMPAc | Cold or very cold | RMPAc_Cold or very cold_6A/6B/7 | 6
32562 | 82190 | WY | NWPPc | Cold or very cold | NWPPc_Cold or very cold_6B/7 | 6
32563 | 82411 | WY | NWPPc | Cold or very cold | NWPPc_Cold or very cold_6B/7 | 6
32564 | 82414 | WY | NWPPc | Cold or very cold | NWPPc_Cold or very cold_6B/7 | 6
32565 | 82421 | WY | NWPPc | Cold or very cold | NWPPc_Cold or very cold_6B/7 | 6
32566 | 82423 | WY | NWPPc | Cold or very cold | NWPPc_Cold or very cold_6B/7 | 6
32567 | 82433 | WY | NWPPc | Cold or very cold | NWPPc_Cold or very cold_6B/7 | 6
32568 | 82435 | WY | NWPPc | Cold or very cold | NWPPc_Cold or very cold_6B/7 | 6
32569 | 82440 | WY | NWPPc | Cold or very cold | NWPPc_Cold or very cold_6B/7 | 6
32570 | 82450 | WY | NWPPc | Cold or very cold | NWPPc_Cold or very cold_6B/7 | 6
32571 | 82222 | WY | RMPAc | Cold or very cold | RMPAc_Cold or very cold_6A/6B/7 | 6
32572 | 82224 | WY | RMPAc | Cold or very cold | RMPAc_Cold or very cold_6A/6B/7 | 6
32573 | 82701 | WY | RMPAc | Cold or very cold | RMPAc_Cold or very cold_6A/6B/7 | 6
32574 | 82229 | WY | RMPAc | Cold or very cold | RMPAc_Cold or very cold_6A/6B/7 | 6
32575 | 82633 | WY | RMPAc | Cold or very cold | RMPAc_Cold or very cold_6A/6B/7 | 6
32576 | 82636 | WY | RMPAc | Cold or very cold | RMPAc_Cold or very cold_6A/6B/7 | 6
32577 | 82637 | WY | RMPAc | Cold or very cold | RMPAc_Cold or very cold_6A/6B/7 | 6
32578 | 82310 | WY | NWPPc | Cold or very cold | NWPPc_Cold or very cold_6B/7 | 6
32579 | 82501 | WY | NWPPc | Cold or very cold | NWPPc_Cold or very cold_6B/7 | 6
32580 | 82510 | WY | NWPPc | Cold or very cold | NWPPc_Cold or very cold_6B/7 | 6
32581 | 82512 | WY | NWPPc | Cold or very cold | NWPPc_Cold or very cold_6B/7 | 6
32582 | 82513 | WY | NWPPc | Cold or very cold | NWPPc_Cold or very cold_6B/7 | 6
32583 | 82514 | WY | NWPPc | Cold or very cold | NWPPc_Cold or very cold_6B/7 | 6
32584 | 82515 | WY | NWPPc | Cold or very cold | NWPPc_Cold or very cold_6B/7 | 6
32585 | 82516 | WY | NWPPc | Cold or very cold | NWPPc_Cold or very cold_6B/7 | 6
32586 | 82520 | WY | NWPPc | Cold or very cold | NWPPc_Cold or very cold_6B/7 | 6
32587 | 82523 | WY | NWPPc | Cold or very cold | NWPPc_Cold or very cold_6B/7 | 6
32588 | 82524 | WY | NWPPc | Cold or very cold | NWPPc_Cold or very cold_6B/7 | 6
32589 | 82642 | WY | NWPPc | Cold or very cold | NWPPc_Cold or very cold_6B/7 | 6
32590 | 82649 | WY | NWPPc | Cold or very cold | NWPPc_Cold or very cold_6B/7 | 6
32591 | 82322 | WY | NWPPc | Cold or very cold | NWPPc_Cold or very cold_6B/7 | 6
32592 | 82336 | WY | NWPPc | Cold or very cold | NWPPc_Cold or very cold_6B/7 | 6
32593 | 82901 | WY | NWPPc | Cold or very cold | NWPPc_Cold or very cold_6B/7 | 6
32594 | 82902 | WY | NWPPc | Cold or very cold | NWPPc_Cold or very cold_6B/7 | 6
32595 | 82929 | WY | NWPPc | Cold or very cold | NWPPc_Cold or very cold_6B/7 | 6
32596 | 82932 | WY | NWPPc | Cold or very cold | NWPPc_Cold or very cold_6B/7 | 6
32597 | 82934 | WY | NWPPc | Cold or very cold | NWPPc_Cold or very cold_6B/7 | 6
32598 | 82935 | WY | NWPPc | Cold or very cold | NWPPc_Cold or very cold_6B/7 | 6
32599 | 82942 | WY | NWPPc | Cold or very cold | NWPPc_Cold or very cold_6B/7 | 6
32600 | 82943 | WY | NWPPc | Cold or very cold | NWPPc_Cold or very cold_6B/7 | 6
32601 | 82945 | WY | NWPPc | Cold or very cold | NWPPc_Cold or very cold_6B/7 | 6
32602 | 82401 | WY | NWPPc | Cold or very cold | NWPPc_Cold or very cold_6B/7 | 6
32603 | 82410 | WY | NWPPc | Cold or very cold | NWPPc_Cold or very cold_6B/7 | 6
32604 | 82412 | WY | NWPPc | Cold or very cold | NWPPc_Cold or very cold_6B/7 | 6
32605 | 82420 | WY | NWPPc | Cold or very cold | NWPPc_Cold or very cold_6B/7 | 6
32606 | 82422 | WY | NWPPc | Cold or very cold | NWPPc_Cold or very cold_6B/7 | 6
32607 | 82426 | WY | NWPPc | Cold or very cold | NWPPc_Cold or very cold_6B/7 | 6
32608 | 82428 | WY | NWPPc | Cold or very cold | NWPPc_Cold or very cold_6B/7 | 6
32609 | 82431 | WY | NWPPc | Cold or very cold | NWPPc_Cold or very cold_6B/7 | 6
32610 | 82432 | WY | NWPPc | Cold or very cold | NWPPc_Cold or very cold_6B/7 | 6
32611 | 82434 | WY | NWPPc | Cold or very cold | NWPPc_Cold or very cold_6B/7 | 6
32612 | 82441 | WY | NWPPc | Cold or very cold | NWPPc_Cold or very cold_6B/7 | 6
32613 | 82442 | WY | NWPPc | Cold or very cold | NWPPc_Cold or very cold_6B/7 | 6
32614 | 82430 | WY | NWPPc | Cold or very cold | NWPPc_Cold or very cold_6B/7 | 6
32615 | 82443 | WY | NWPPc | Cold or very cold | NWPPc_Cold or very cold_6B/7 | 6
32616 | 82601 | WY | RMPAc | Cold or very cold | RMPAc_Cold or very cold_6A/6B/7 | 6
32617 | 82602 | WY | RMPAc | Cold or very cold | RMPAc_Cold or very cold_6A/6B/7 | 6
32618 | 82605 | WY | RMPAc | Cold or very cold | RMPAc_Cold or very cold_6A/6B/7 | 6
32619 | 82609 | WY | RMPAc | Cold or very cold | RMPAc_Cold or very cold_6A/6B/7 | 6
32620 | 82620 | WY | RMPAc | Cold or very cold | RMPAc_Cold or very cold_6A/6B/7 | 6
32621 | 82630 | WY | RMPAc | Cold or very cold | RMPAc_Cold or very cold_6A/6B/7 | 6
32622 | 82635 | WY | RMPAc | Cold or very cold | RMPAc_Cold or very cold_6A/6B/7 | 6
32623 | 82638 | WY | RMPAc | Cold or very cold | RMPAc_Cold or very cold_6A/6B/7 | 6
32624 | 82639 | WY | RMPAc | Cold or very cold | RMPAc_Cold or very cold_6A/6B/7 | 6
32625 | 82643 | WY | RMPAc | Cold or very cold | RMPAc_Cold or very cold_6A/6B/7 | 6
32626 | 82644 | WY | RMPAc | Cold or very cold | RMPAc_Cold or very cold_6A/6B/7 | 6
32627 | 82646 | WY | RMPAc | Cold or very cold | RMPAc_Cold or very cold_6A/6B/7 | 6
32628 | 82648 | WY | RMPAc | Cold or very cold | RMPAc_Cold or very cold_6A/6B/7 | 6
32629 | 82640 | WY | RMPAc | Cold or very cold | RMPAc_Cold or very cold_6A/6B/7 | 6
32630 | 82831 | WY | RMPAc | Cold or very cold | RMPAc_Cold or very cold_6A/6B/7 | 6
32631 | 82832 | WY | RMPAc | Cold or very cold | RMPAc_Cold or very cold_6A/6B/7 | 6
32632 | 82834 | WY | RMPAc | Cold or very cold | RMPAc_Cold or very cold_6A/6B/7 | 6
32633 | 82835 | WY | RMPAc | Cold or very cold | RMPAc_Cold or very cold_6A/6B/7 | 6
32634 | 82840 | WY | RMPAc | Cold or very cold | RMPAc_Cold or very cold_6A/6B/7 | 6
32635 | 82715 | WY | RMPAc | Cold or very cold | RMPAc_Cold or very cold_6A/6B/7 | 6
32636 | 82721 | WY | RMPAc | Cold or very cold | RMPAc_Cold or very cold_6A/6B/7 | 6
32637 | 82723 | WY | RMPAc | Cold or very cold | RMPAc_Cold or very cold_6A/6B/7 | 6
32638 | 82729 | WY | RMPAc | Cold or very cold | RMPAc_Cold or very cold_6A/6B/7 | 6
32639 | 82730 | WY | RMPAc | Cold or very cold | RMPAc_Cold or very cold_6A/6B/7 | 6
32640 | 82710 | WY | RMPAc | Cold or very cold | RMPAc_Cold or very cold_6A/6B/7 | 6
32641 | 82711 | WY | RMPAc | Cold or very cold | RMPAc_Cold or very cold_6A/6B/7 | 6
32642 | 82712 | WY | RMPAc | Cold or very cold | RMPAc_Cold or very cold_6A/6B/7 | 6
32643 | 82714 | WY | RMPAc | Cold or very cold | RMPAc_Cold or very cold_6A/6B/7 | 6
32644 | 82720 | WY | RMPAc | Cold or very cold | RMPAc_Cold or very cold_6A/6B/7 | 6
32645 | 82716 | WY | RMPAc | Cold or very cold | RMPAc_Cold or very cold_6A/6B/7 | 6
32646 | 82717 | WY | RMPAc | Cold or very cold | RMPAc_Cold or very cold_6A/6B/7 | 6
32647 | 82718 | WY | RMPAc | Cold or very cold | RMPAc_Cold or very cold_6A/6B/7 | 6
32648 | 82725 | WY | RMPAc | Cold or very cold | RMPAc_Cold or very cold_6A/6B/7 | 6
32649 | 82727 | WY | RMPAc | Cold or very cold | RMPAc_Cold or very cold_6A/6B/7 | 6
32650 | 82731 | WY | RMPAc | Cold or very cold | RMPAc_Cold or very cold_6A/6B/7 | 6
32651 | 82732 | WY | RMPAc | Cold or very cold | RMPAc_Cold or very cold_6A/6B/7 | 6
32652 | 82801 | WY | RMPAc | Cold or very cold | RMPAc_Cold or very cold_6A/6B/7 | 6
32653 | 82833 | WY | RMPAc | Cold or very cold | RMPAc_Cold or very cold_6A/6B/7 | 6
32654 | 82836 | WY | RMPAc | Cold or very cold | RMPAc_Cold or very cold_6A/6B/7 | 6
32655 | 82837 | WY | RMPAc | Cold or very cold | RMPAc_Cold or very cold_6A/6B/7 | 6
32656 | 82838 | WY | RMPAc | Cold or very cold | RMPAc_Cold or very cold_6A/6B/7 | 6
32657 | 82839 | WY | RMPAc | Cold or very cold | RMPAc_Cold or very cold_6A/6B/7 | 6
32658 | 82842 | WY | RMPAc | Cold or very cold | RMPAc_Cold or very cold_6A/6B/7 | 6
32659 | 82844 | WY | RMPAc | Cold or very cold | RMPAc_Cold or very cold_6A/6B/7 | 6
32660 | 82845 | WY | RMPAc | Cold or very cold | RMPAc_Cold or very cold_6A/6B/7 | 6
32661 | 82930 | WY | NWPPc | Cold or very cold | NWPPc_Cold or very cold_6B/7 | 6
32662 | 82931 | WY | NWPPc | Cold or very cold | NWPPc_Cold or very cold_6B/7 | 6
32663 | 82933 | WY | NWPPc | Cold or very cold | NWPPc_Cold or very cold_6B/7 | 6
32664 | 82936 | WY | NWPPc | Cold or very cold | NWPPc_Cold or very cold_6B/7 | 6
32665 | 82937 | WY | NWPPc | Cold or very cold | NWPPc_Cold or very cold_6B/7 | 6
32666 | 82939 | WY | NWPPc | Cold or very cold | NWPPc_Cold or very cold_6B/7 | 6
32667 | 82944 | WY | NWPPc | Cold or very cold | NWPPc_Cold or very cold_6B/7 | 6
32668 | 83201 | ID | NWPPc | Cold or very cold | NWPPc_Cold or very cold_6B/7 | 6
32669 | 83202 | ID | NWPPc | Cold or very cold | NWPPc_Cold or very cold_6B/7 | 6
32670 | 83204 | ID | NWPPc | Cold or very cold | NWPPc_Cold or very cold_6B/7 | 6
32671 | 83205 | ID | NWPPc | Cold or very cold | NWPPc_Cold or very cold_6B/7 | 6
32672 | 83206 | ID | NWPPc | Cold or very cold | NWPPc_Cold or very cold_6B/7 | 6
32673 | 83209 | ID | NWPPc | Cold or very cold | NWPPc_Cold or very cold_6B/7 | 6
32674 | 83214 | ID | NWPPc | Cold or very cold | NWPPc_Cold or very cold_6B/7 | 6
32675 | 83234 | ID | NWPPc | Cold or very cold | NWPPc_Cold or very cold_6B/7 | 6
32676 | 83245 | ID | NWPPc | Cold or very cold | NWPPc_Cold or very cold_6B/7 | 6
32677 | 83246 | ID | NWPPc | Cold or very cold | NWPPc_Cold or very cold_6B/7 | 6
32678 | 83250 | ID | NWPPc | Cold or very cold | NWPPc_Cold or very cold_6B/7 | 6
32679 | 83281 | ID | NWPPc | Cold or very cold | NWPPc_Cold or very cold_6B/7 | 6
32680 | 83203 | ID | NWPPc | Cold or very cold | NWPPc_Cold or very cold_6B/7 | 6
32681 | 83210 | ID | NWPPc | Cold or very cold | NWPPc_Cold or very cold_6B/7 | 6
32682 | 83211 | ID | NWPPc | Cold or very cold | NWPPc_Cold or very cold_6B/7 | 6
32683 | 83215 | ID | NWPPc | Cold or very cold | NWPPc_Cold or very cold_6B/7 | 6
32684 | 83218 | ID | NWPPc | Cold or very cold | NWPPc_Cold or very cold_6B/7 | 6
32685 | 83221 | ID | NWPPc | Cold or very cold | NWPPc_Cold or very cold_6B/7 | 6
32686 | 83236 | ID | NWPPc | Cold or very cold | NWPPc_Cold or very cold_6B/7 | 6
32687 | 83256 | ID | NWPPc | Cold or very cold | NWPPc_Cold or very cold_6B/7 | 6
32688 | 83262 | ID | NWPPc | Cold or very cold | NWPPc_Cold or very cold_6B/7 | 6
32689 | 83274 | ID | NWPPc | Cold or very cold | NWPPc_Cold or very cold_6B/7 | 6
32690 | 83277 | ID | NWPPc | Cold or very cold | NWPPc_Cold or very cold_6B/7 | 6
32691 | 83402 | ID | NWPPc | Cold or very cold | NWPPc_Cold or very cold_6B/7 | 6
32692 | 83404 | ID | NWPPc | Cold or very cold | NWPPc_Cold or very cold_6B/7 | 6
32693 | 83213 | ID | NWPPc | Cold or very cold | NWPPc_Cold or very cold_6B/7 | 6
32694 | 83244 | ID | NWPPc | Cold or very cold | NWPPc_Cold or very cold_6B/7 | 6
32695 | 83255 | ID | NWPPc | Cold or very cold | NWPPc_Cold or very cold_6B/7 | 6
32696 | 83217 | ID | NWPPc | Cold or very cold | NWPPc_Cold or very cold_6B/7 | 6
32697 | 83241 | ID | NWPPc | Cold or very cold | NWPPc_Cold or very cold_6B/7 | 6
32698 | 83276 | ID | NWPPc | Cold or very cold | NWPPc_Cold or very cold_6B/7 | 6
32699 | 83285 | ID | NWPPc | Cold or very cold | NWPPc_Cold or very cold_6B/7 | 6
32700 | 83220 | ID | NWPPc | Cold or very cold | NWPPc_Cold or very cold_6B/7 | 6
32701 | 83223 | ID | NWPPc | Cold or very cold | NWPPc_Cold or very cold_6B/7 | 6
32702 | 83233 | ID | NWPPc | Cold or very cold | NWPPc_Cold or very cold_6B/7 | 6
32703 | 83238 | ID | NWPPc | Cold or very cold | NWPPc_Cold or very cold_6B/7 | 6
32704 | 83239 | ID | NWPPc | Cold or very cold | NWPPc_Cold or very cold_6B/7 | 6
32705 | 83254 | ID | NWPPc | Cold or very cold | NWPPc_Cold or very cold_6B/7 | 6
32706 | 83261 | ID | NWPPc | Cold or very cold | NWPPc_Cold or very cold_6B/7 | 6
32707 | 83272 | ID | NWPPc | Cold or very cold | NWPPc_Cold or very cold_6B/7 | 6
32708 | 83287 | ID | NWPPc | Cold or very cold | NWPPc_Cold or very cold_6B/7 | 6
32709 | 83226 | ID | NWPPc | Cold or very cold | NWPPc_Cold or very cold_6B/7 | 6
32710 | 83229 | ID | NWPPc | Cold or very cold | NWPPc_Cold or very cold_6B/7 | 6
32711 | 83235 | ID | NWPPc | Cold or very cold | NWPPc_Cold or very cold_6B/7 | 6
32712 | 83253 | ID | NWPPc | Cold or very cold | NWPPc_Cold or very cold_6B/7 | 6
32713 | 83462 | ID | NWPPc | Cold or very cold | NWPPc_Cold or very cold_6B/7 | 6
32714 | 83463 | ID | NWPPc | Cold or very cold | NWPPc_Cold or very cold_6B/7 | 6
32715 | 83464 | ID | NWPPc | Cold or very cold | NWPPc_Cold or very cold_6B/7 | 6
32716 | 83465 | ID | NWPPc | Cold or very cold | NWPPc_Cold or very cold_6B/7 | 6
32717 | 83466 | ID | NWPPc | Cold or very cold | NWPPc_Cold or very cold_6B/7 | 6
32718 | 83467 | ID | NWPPc | Cold or very cold | NWPPc_Cold or very cold_6B/7 | 6
32719 | 83468 | ID | NWPPc | Cold or very cold | NWPPc_Cold or very cold_6B/7 | 6
32720 | 83469 | ID | NWPPc | Cold or very cold | NWPPc_Cold or very cold_6B/7 | 6
32721 | 83227 | ID | NWPPc | Cold or very cold | NWPPc_Cold or very cold_6B/7 | 6
32722 | 83251 | ID | NWPPc | Cold or very cold | NWPPc_Cold or very cold_6B/7 | 6
32723 | 83278 | ID | NWPPc | Cold or very cold | NWPPc_Cold or very cold_6B/7 | 6
32724 | 83228 | ID | NWPPc | Cold or very cold | NWPPc_Cold or very cold_6B/7 | 6
32725 | 83232 | ID | NWPPc | Cold or very cold | NWPPc_Cold or very cold_6B/7 | 6
32726 | 83237 | ID | NWPPc | Cold or very cold | NWPPc_Cold or very cold_6B/7 | 6
32727 | 83263 | ID | NWPPc | Cold or very cold | NWPPc_Cold or very cold_6B/7 | 6
32728 | 83283 | ID | NWPPc | Cold or very cold | NWPPc_Cold or very cold_6B/7 | 6
32729 | 83286 | ID | NWPPc | Cold or very cold | NWPPc_Cold or very cold_6B/7 | 6
32730 | 83243 | ID | NWPPc | Cold or very cold | NWPPc_Cold or very cold_6B/7 | 6
32731 | 83252 | ID | NWPPc | Cold or very cold | NWPPc_Cold or very cold_6B/7 | 6
32732 | 83401 | ID | NWPPc | Cold or very cold | NWPPc_Cold or very cold_6B/7 | 6
32733 | 83403 | ID | NWPPc | Cold or very cold | NWPPc_Cold or very cold_6B/7 | 6
32734 | 83405 | ID | NWPPc | Cold or very cold | NWPPc_Cold or very cold_6B/7 | 6
32735 | 83406 | ID | NWPPc | Cold or very cold | NWPPc_Cold or very cold_6B/7 | 6
32736 | 83427 | ID | NWPPc | Cold or very cold | NWPPc_Cold or very cold_6B/7 | 6
32737 | 83428 | ID | NWPPc | Cold or very cold | NWPPc_Cold or very cold_6B/7 | 6
32738 | 83442 | ID | NWPPc | Cold or very cold | NWPPc_Cold or very cold_6B/7 | 6
32739 | 83443 | ID | NWPPc | Cold or very cold | NWPPc_Cold or very cold_6B/7 | 6
32740 | 83444 | ID | NWPPc | Cold or very cold | NWPPc_Cold or very cold_6B/7 | 6
32741 | 83449 | ID | NWPPc | Cold or very cold | NWPPc_Cold or very cold_6B/7 | 6
32742 | 83454 | ID | NWPPc | Cold or very cold | NWPPc_Cold or very cold_6B/7 | 6
32743 | 83313 | ID | NWPPc | Cold or very cold | NWPPc_Cold or very cold_6B/7 | 6
32744 | 83320 | ID | NWPPc | Cold or very cold | NWPPc_Cold or very cold_6B/7 | 6
32745 | 83333 | ID | NWPPc | Cold or very cold | NWPPc_Cold or very cold_6B/7 | 6
32746 | 83340 | ID | NWPPc | Cold or very cold | NWPPc_Cold or very cold_6B/7 | 6
32747 | 83348 | ID | NWPPc | Cold or very cold | NWPPc_Cold or very cold_6B/7 | 6
32748 | 83352 | ID | NWPPc | Cold or very cold | NWPPc_Cold or very cold_6B/7 | 6
32749 | 83353 | ID | NWPPc | Cold or very cold | NWPPc_Cold or very cold_6B/7 | 6
32750 | 83354 | ID | NWPPc | Cold or very cold | NWPPc_Cold or very cold_6B/7 | 6
32751 | 83322 | ID | NWPPc | Cold or very cold | NWPPc_Cold or very cold_6B/7 | 6
32752 | 83327 | ID | NWPPc | Cold or very cold | NWPPc_Cold or very cold_6B/7 | 6
32753 | 83423 | ID | NWPPc | Cold or very cold | NWPPc_Cold or very cold_6B/7 | 6
32754 | 83425 | ID | NWPPc | Cold or very cold | NWPPc_Cold or very cold_6B/7 | 6
32755 | 83431 | ID | NWPPc | Cold or very cold | NWPPc_Cold or very cold_6B/7 | 6
32756 | 83434 | ID | NWPPc | Cold or very cold | NWPPc_Cold or very cold_6B/7 | 6
32757 | 83435 | ID | NWPPc | Cold or very cold | NWPPc_Cold or very cold_6B/7 | 6
32758 | 83450 | ID | NWPPc | Cold or very cold | NWPPc_Cold or very cold_6B/7 | 6
32759 | 83420 | ID | NWPPc | Cold or very cold | NWPPc_Cold or very cold_6B/7 | 6
32760 | 83421 | ID | NWPPc | Cold or very cold | NWPPc_Cold or very cold_6B/7 | 6
32761 | 83429 | ID | NWPPc | Cold or very cold | NWPPc_Cold or very cold_6B/7 | 6
32762 | 83433 | ID | NWPPc | Cold or very cold | NWPPc_Cold or very cold_6B/7 | 6
32763 | 83436 | ID | NWPPc | Cold or very cold | NWPPc_Cold or very cold_6B/7 | 6
32764 | 83438 | ID | NWPPc | Cold or very cold | NWPPc_Cold or very cold_6B/7 | 6
32765 | 83440 | ID | NWPPc | Cold or very cold | NWPPc_Cold or very cold_6B/7 | 6
32766 | 83445 | ID | NWPPc | Cold or very cold | NWPPc_Cold or very cold_6B/7 | 6
32767 | 83448 | ID | NWPPc | Cold or very cold | NWPPc_Cold or very cold_6B/7 | 6
32768 | 83451 | ID | NWPPc | Cold or very cold | NWPPc_Cold or very cold_6B/7 | 6
32769 | 83422 | ID | NWPPc | Cold or very cold | NWPPc_Cold or very cold_6B/7 | 6
32770 | 83424 | ID | NWPPc | Cold or very cold | NWPPc_Cold or very cold_6B/7 | 6
32771 | 83452 | ID | NWPPc | Cold or very cold | NWPPc_Cold or very cold_6B/7 | 6
32772 | 83455 | ID | NWPPc | Cold or very cold | NWPPc_Cold or very cold_6B/7 | 6
32773 | 83441 | ID | NWPPc | Cold or very cold | NWPPc_Cold or very cold_6B/7 | 6
32774 | 83460 | ID | NWPPc | Cold or very cold | NWPPc_Cold or very cold_6B/7 | 6
32775 | 83446 | ID | NWPPc | Cold or very cold | NWPPc_Cold or very cold_6B/7 | 6
32776 | 83612 | ID | NWPPc | Cold or very cold | NWPPc_Cold or very cold_6B/7 | 6
32777 | 83632 | ID | NWPPc | Cold or very cold | NWPPc_Cold or very cold_6B/7 | 6
32778 | 83638 | ID | NWPPc | Cold or very cold | NWPPc_Cold or very cold_6B/7 | 6
32779 | 83643 | ID | NWPPc | Cold or very cold | NWPPc_Cold or very cold_6B/7 | 6
32780 | 83602 | ID | NWPPc | Cold or very cold | NWPPc_Cold or very cold_6B/7 | 6
32781 | 83622 | ID | NWPPc | Cold or very cold | NWPPc_Cold or very cold_6B/7 | 6
32782 | 83629 | ID | NWPPc | Cold or very cold | NWPPc_Cold or very cold_6B/7 | 6
32783 | 83631 | ID | NWPPc | Cold or very cold | NWPPc_Cold or very cold_6B/7 | 6
32784 | 83637 | ID | NWPPc | Cold or very cold | NWPPc_Cold or very cold_6B/7 | 6
32785 | 83666 | ID | NWPPc | Cold or very cold | NWPPc_Cold or very cold_6B/7 | 6
32786 | 83670 | ID | NWPPc | Cold or very cold | NWPPc_Cold or very cold_6B/7 | 6
32787 | 83714 | ID | NWPPc | Cold or very cold | NWPPc_Cold or very cold_6B/7 | 6
32788 | 83716 | ID | NWPPc | Cold or very cold | NWPPc_Cold or very cold_6B/7 | 6
32789 | 83611 | ID | NWPPc | Cold or very cold | NWPPc_Cold or very cold_6B/7 | 6
32790 | 83615 | ID | NWPPc | Cold or very cold | NWPPc_Cold or very cold_6B/7 | 6
32791 | 83635 | ID | NWPPc | Cold or very cold | NWPPc_Cold or very cold_6B/7 | 6
32792 | 83677 | ID | NWPPc | Cold or very cold | NWPPc_Cold or very cold_6B/7 | 6
32793 | 83801 | ID | NWPPc | Cold or very cold | NWPPc_Cold or very cold_6B/7 | 6
32794 | 83803 | ID | NWPPc | Cold or very cold | NWPPc_Cold or very cold_6B/7 | 6
32795 | 83804 | ID | NWPPc | Cold or very cold | NWPPc_Cold or very cold_6B/7 | 6
32796 | 83809 | ID | NWPPc | Cold or very cold | NWPPc_Cold or very cold_6B/7 | 6
32797 | 83811 | ID | NWPPc | Cold or very cold | NWPPc_Cold or very cold_6B/7 | 6
32798 | 83813 | ID | NWPPc | Cold or very cold | NWPPc_Cold or very cold_6B/7 | 6
32799 | 83821 | ID | NWPPc | Cold or very cold | NWPPc_Cold or very cold_6B/7 | 6
32800 | 83822 | ID | NWPPc | Cold or very cold | NWPPc_Cold or very cold_6B/7 | 6
32801 | 83825 | ID | NWPPc | Cold or very cold | NWPPc_Cold or very cold_6B/7 | 6
32802 | 83836 | ID | NWPPc | Cold or very cold | NWPPc_Cold or very cold_6B/7 | 6
32803 | 83840 | ID | NWPPc | Cold or very cold | NWPPc_Cold or very cold_6B/7 | 6
32804 | 83841 | ID | NWPPc | Cold or very cold | NWPPc_Cold or very cold_6B/7 | 6
32805 | 83848 | ID | NWPPc | Cold or very cold | NWPPc_Cold or very cold_6B/7 | 6
32806 | 83852 | ID | NWPPc | Cold or very cold | NWPPc_Cold or very cold_6B/7 | 6
32807 | 83856 | ID | NWPPc | Cold or very cold | NWPPc_Cold or very cold_6B/7 | 6
32808 | 83860 | ID | NWPPc | Cold or very cold | NWPPc_Cold or very cold_6B/7 | 6
32809 | 83864 | ID | NWPPc | Cold or very cold | NWPPc_Cold or very cold_6B/7 | 6
32810 | 83865 | ID | NWPPc | Cold or very cold | NWPPc_Cold or very cold_6B/7 | 6
32811 | 83869 | ID | NWPPc | Cold or very cold | NWPPc_Cold or very cold_6B/7 | 6
32812 | 83805 | ID | NWPPc | Cold or very cold | NWPPc_Cold or very cold_6B/7 | 6
32813 | 83826 | ID | NWPPc | Cold or very cold | NWPPc_Cold or very cold_6B/7 | 6
32814 | 83845 | ID | NWPPc | Cold or very cold | NWPPc_Cold or very cold_6B/7 | 6
32815 | 83847 | ID | NWPPc | Cold or very cold | NWPPc_Cold or very cold_6B/7 | 6
32816 | 83853 | ID | NWPPc | Cold or very cold | NWPPc_Cold or very cold_6B/7 | 6
32817 | 84001 | UT | NWPPc | Cold or very cold | NWPPc_Cold or very cold_6B/7 | 6
32818 | 84002 | UT | NWPPc | Cold or very cold | NWPPc_Cold or very cold_6B/7 | 6
32819 | 84007 | UT | NWPPc | Cold or very cold | NWPPc_Cold or very cold_6B/7 | 6
32820 | 84021 | UT | NWPPc | Cold or very cold | NWPPc_Cold or very cold_6B/7 | 6
32821 | 84027 | UT | NWPPc | Cold or very cold | NWPPc_Cold or very cold_6B/7 | 6
32822 | 84031 | UT | NWPPc | Cold or very cold | NWPPc_Cold or very cold_6B/7 | 6
32823 | 84051 | UT | NWPPc | Cold or very cold | NWPPc_Cold or very cold_6B/7 | 6
32824 | 84052 | UT | NWPPc | Cold or very cold | NWPPc_Cold or very cold_6B/7 | 6
32825 | 84053 | UT | NWPPc | Cold or very cold | NWPPc_Cold or very cold_6B/7 | 6
32826 | 84066 | UT | NWPPc | Cold or very cold | NWPPc_Cold or very cold_6B/7 | 6
32827 | 84072 | UT | NWPPc | Cold or very cold | NWPPc_Cold or very cold_6B/7 | 6
32828 | 84073 | UT | NWPPc | Cold or very cold | NWPPc_Cold or very cold_6B/7 | 6
32829 | 84008 | UT | NWPPc | Cold or very cold | NWPPc_Cold or very cold_6B/7 | 6
32830 | 84026 | UT | NWPPc | Cold or very cold | NWPPc_Cold or very cold_6B/7 | 6
32831 | 84035 | UT | NWPPc | Cold or very cold | NWPPc_Cold or very cold_6B/7 | 6
32832 | 84039 | UT | NWPPc | Cold or very cold | NWPPc_Cold or very cold_6B/7 | 6
32833 | 84063 | UT | NWPPc | Cold or very cold | NWPPc_Cold or very cold_6B/7 | 6
32834 | 84076 | UT | NWPPc | Cold or very cold | NWPPc_Cold or very cold_6B/7 | 6
32835 | 84078 | UT | NWPPc | Cold or very cold | NWPPc_Cold or very cold_6B/7 | 6
32836 | 84079 | UT | NWPPc | Cold or very cold | NWPPc_Cold or very cold_6B/7 | 6
32837 | 84085 | UT | NWPPc | Cold or very cold | NWPPc_Cold or very cold_6B/7 | 6
32838 | 84017 | UT | NWPPc | Cold or very cold | NWPPc_Cold or very cold_6B/7 | 6
32839 | 84024 | UT | NWPPc | Cold or very cold | NWPPc_Cold or very cold_6B/7 | 6
32840 | 84033 | UT | NWPPc | Cold or very cold | NWPPc_Cold or very cold_6B/7 | 6
32841 | 84036 | UT | NWPPc | Cold or very cold | NWPPc_Cold or very cold_6B/7 | 6
32842 | 84055 | UT | NWPPc | Cold or very cold | NWPPc_Cold or very cold_6B/7 | 6
32843 | 84060 | UT | NWPPc | Cold or very cold | NWPPc_Cold or very cold_6B/7 | 6
32844 | 84061 | UT | NWPPc | Cold or very cold | NWPPc_Cold or very cold_6B/7 | 6
32845 | 84068 | UT | NWPPc | Cold or very cold | NWPPc_Cold or very cold_6B/7 | 6
32846 | 84098 | UT | NWPPc | Cold or very cold | NWPPc_Cold or very cold_6B/7 | 6
32847 | 84018 | UT | NWPPc | Cold or very cold | NWPPc_Cold or very cold_6B/7 | 6
32848 | 84023 | UT | NWPPc | Cold or very cold | NWPPc_Cold or very cold_6B/7 | 6
32849 | 84046 | UT | NWPPc | Cold or very cold | NWPPc_Cold or very cold_6B/7 | 6
32850 | 84028 | UT | NWPPc | Cold or very cold | NWPPc_Cold or very cold_6B/7 | 6
32851 | 84038 | UT | NWPPc | Cold or very cold | NWPPc_Cold or very cold_6B/7 | 6
32852 | 84064 | UT | NWPPc | Cold or very cold | NWPPc_Cold or very cold_6B/7 | 6
32853 | 84086 | UT | NWPPc | Cold or very cold | NWPPc_Cold or very cold_6B/7 | 6
32854 | 84032 | UT | NWPPc | Cold or very cold | NWPPc_Cold or very cold_6B/7 | 6
32855 | 84049 | UT | NWPPc | Cold or very cold | NWPPc_Cold or very cold_6B/7 | 6
32856 | 84082 | UT | NWPPc | Cold or very cold | NWPPc_Cold or very cold_6B/7 | 6
32857 | 84301 | UT | NWPPc | Cold or very cold | NWPPc_Cold or very cold_6B/7 | 6
32858 | 84302 | UT | NWPPc | Cold or very cold | NWPPc_Cold or very cold_6B/7 | 6
32859 | 84306 | UT | NWPPc | Cold or very cold | NWPPc_Cold or very cold_6B/7 | 6
32860 | 84307 | UT | NWPPc | Cold or very cold | NWPPc_Cold or very cold_6B/7 | 6
32861 | 84309 | UT | NWPPc | Cold or very cold | NWPPc_Cold or very cold_6B/7 | 6
32862 | 84311 | UT | NWPPc | Cold or very cold | NWPPc_Cold or very cold_6B/7 | 6
32863 | 84312 | UT | NWPPc | Cold or very cold | NWPPc_Cold or very cold_6B/7 | 6
32864 | 84313 | UT | NWPPc | Cold or very cold | NWPPc_Cold or very cold_6B/7 | 6
32865 | 84314 | UT | NWPPc | Cold or very cold | NWPPc_Cold or very cold_6B/7 | 6
32866 | 84316 | UT | NWPPc | Cold or very cold | NWPPc_Cold or very cold_6B/7 | 6
32867 | 84324 | UT | NWPPc | Cold or very cold | NWPPc_Cold or very cold_6B/7 | 6
32868 | 84329 | UT | NWPPc | Cold or very cold | NWPPc_Cold or very cold_6B/7 | 6
32869 | 84330 | UT | NWPPc | Cold or very cold | NWPPc_Cold or very cold_6B/7 | 6
32870 | 84331 | UT | NWPPc | Cold or very cold | NWPPc_Cold or very cold_6B/7 | 6
32871 | 84334 | UT | NWPPc | Cold or very cold | NWPPc_Cold or very cold_6B/7 | 6
32872 | 84336 | UT | NWPPc | Cold or very cold | NWPPc_Cold or very cold_6B/7 | 6
32873 | 84337 | UT | NWPPc | Cold or very cold | NWPPc_Cold or very cold_6B/7 | 6
32874 | 84340 | UT | NWPPc | Cold or very cold | NWPPc_Cold or very cold_6B/7 | 6
32875 | 84304 | UT | NWPPc | Cold or very cold | NWPPc_Cold or very cold_6B/7 | 6
32876 | 84305 | UT | NWPPc | Cold or very cold | NWPPc_Cold or very cold_6B/7 | 6
32877 | 84308 | UT | NWPPc | Cold or very cold | NWPPc_Cold or very cold_6B/7 | 6
32878 | 84318 | UT | NWPPc | Cold or very cold | NWPPc_Cold or very cold_6B/7 | 6
32879 | 84319 | UT | NWPPc | Cold or very cold | NWPPc_Cold or very cold_6B/7 | 6
32880 | 84320 | UT | NWPPc | Cold or very cold | NWPPc_Cold or very cold_6B/7 | 6
32881 | 84321 | UT | NWPPc | Cold or very cold | NWPPc_Cold or very cold_6B/7 | 6
32882 | 84322 | UT | NWPPc | Cold or very cold | NWPPc_Cold or very cold_6B/7 | 6
32883 | 84323 | UT | NWPPc | Cold or very cold | NWPPc_Cold or very cold_6B/7 | 6
32884 | 84325 | UT | NWPPc | Cold or very cold | NWPPc_Cold or very cold_6B/7 | 6
32885 | 84326 | UT | NWPPc | Cold or very cold | NWPPc_Cold or very cold_6B/7 | 6
32886 | 84327 | UT | NWPPc | Cold or very cold | NWPPc_Cold or very cold_6B/7 | 6
32887 | 84328 | UT | NWPPc | Cold or very cold | NWPPc_Cold or very cold_6B/7 | 6
32888 | 84332 | UT | NWPPc | Cold or very cold | NWPPc_Cold or very cold_6B/7 | 6
32889 | 84333 | UT | NWPPc | Cold or very cold | NWPPc_Cold or very cold_6B/7 | 6
32890 | 84335 | UT | NWPPc | Cold or very cold | NWPPc_Cold or very cold_6B/7 | 6
32891 | 84338 | UT | NWPPc | Cold or very cold | NWPPc_Cold or very cold_6B/7 | 6
32892 | 84339 | UT | NWPPc | Cold or very cold | NWPPc_Cold or very cold_6B/7 | 6
32893 | 84341 | UT | NWPPc | Cold or very cold | NWPPc_Cold or very cold_6B/7 | 6
32894 | 84520 | UT | NWPPc | Cold or very cold | NWPPc_Cold or very cold_6B/7 | 6
32895 | 84526 | UT | NWPPc | Cold or very cold | NWPPc_Cold or very cold_6B/7 | 6
32896 | 84529 | UT | NWPPc | Cold or very cold | NWPPc_Cold or very cold_6B/7 | 6
32897 | 84539 | UT | NWPPc | Cold or very cold | NWPPc_Cold or very cold_6B/7 | 6
32898 | 84542 | UT | NWPPc | Cold or very cold | NWPPc_Cold or very cold_6B/7 | 6
32899 | 93512 | CA | CAMXc | Cold or very cold | CAMXc_Cold or very cold_6B | 6
32900 | 93517 | CA | CAMXc | Cold or very cold | CAMXc_Cold or very cold_6B | 6
32901 | 93529 | CA | CAMXc | Cold or very cold | CAMXc_Cold or very cold_6B | 6
32902 | 93541 | CA | CAMXc | Cold or very cold | CAMXc_Cold or very cold_6B | 6
32903 | 96107 | CA | CAMXc | Cold or very cold | CAMXc_Cold or very cold_6B | 6
32904 | 96133 | CA | CAMXc | Cold or very cold | CAMXc_Cold or very cold_6B | 6
32905 | 96120 | CA | CAMXc | Cold or very cold | CAMXc_Cold or very cold_6B | 6
32906 | 98814 | WA | NWPPc | Cold or very cold | NWPPc_Cold or very cold_6B/7 | 6
32907 | 98819 | WA | NWPPc | Cold or very cold | NWPPc_Cold or very cold_6B/7 | 6
32908 | 98827 | WA | NWPPc | Cold or very cold | NWPPc_Cold or very cold_6B/7 | 6
32909 | 98829 | WA | NWPPc | Cold or very cold | NWPPc_Cold or very cold_6B/7 | 6
32910 | 98833 | WA | NWPPc | Cold or very cold | NWPPc_Cold or very cold_6B/7 | 6
32911 | 98834 | WA | NWPPc | Cold or very cold | NWPPc_Cold or very cold_6B/7 | 6
32912 | 98840 | WA | NWPPc | Cold or very cold | NWPPc_Cold or very cold_6B/7 | 6
32913 | 98841 | WA | NWPPc | Cold or very cold | NWPPc_Cold or very cold_6B/7 | 6
32914 | 98844 | WA | NWPPc | Cold or very cold | NWPPc_Cold or very cold_6B/7 | 6
32915 | 98849 | WA | NWPPc | Cold or very cold | NWPPc_Cold or very cold_6B/7 | 6
32916 | 98855 | WA | NWPPc | Cold or very cold | NWPPc_Cold or very cold_6B/7 | 6
32917 | 98856 | WA | NWPPc | Cold or very cold | NWPPc_Cold or very cold_6B/7 | 6
32918 | 98859 | WA | NWPPc | Cold or very cold | NWPPc_Cold or very cold_6B/7 | 6
32919 | 98862 | WA | NWPPc | Cold or very cold | NWPPc_Cold or very cold_6B/7 | 6
32920 | 99124 | WA | NWPPc | Cold or very cold | NWPPc_Cold or very cold_6B/7 | 6
32921 | 99155 | WA | NWPPc | Cold or very cold | NWPPc_Cold or very cold_6B/7 | 6
32922 | 99166 | WA | NWPPc | Cold or very cold | NWPPc_Cold or very cold_6B/7 | 6
32923 | 99034 | WA | NWPPc | Cold or very cold | NWPPc_Cold or very cold_6B/7 | 6
32924 | 99040 | WA | NWPPc | Cold or very cold | NWPPc_Cold or very cold_6B/7 | 6
32925 | 99101 | WA | NWPPc | Cold or very cold | NWPPc_Cold or very cold_6B/7 | 6
32926 | 99109 | WA | NWPPc | Cold or very cold | NWPPc_Cold or very cold_6B/7 | 6
32927 | 99114 | WA | NWPPc | Cold or very cold | NWPPc_Cold or very cold_6B/7 | 6
32928 | 99126 | WA | NWPPc | Cold or very cold | NWPPc_Cold or very cold_6B/7 | 6
32929 | 99129 | WA | NWPPc | Cold or very cold | NWPPc_Cold or very cold_6B/7 | 6
32930 | 99131 | WA | NWPPc | Cold or very cold | NWPPc_Cold or very cold_6B/7 | 6
32931 | 99137 | WA | NWPPc | Cold or very cold | NWPPc_Cold or very cold_6B/7 | 6
32932 | 99141 | WA | NWPPc | Cold or very cold | NWPPc_Cold or very cold_6B/7 | 6
32933 | 99148 | WA | NWPPc | Cold or very cold | NWPPc_Cold or very cold_6B/7 | 6
32934 | 99151 | WA | NWPPc | Cold or very cold | NWPPc_Cold or very cold_6B/7 | 6
32935 | 99157 | WA | NWPPc | Cold or very cold | NWPPc_Cold or very cold_6B/7 | 6
32936 | 99160 | WA | NWPPc | Cold or very cold | NWPPc_Cold or very cold_6B/7 | 6
32937 | 99167 | WA | NWPPc | Cold or very cold | NWPPc_Cold or very cold_6B/7 | 6
32938 | 99173 | WA | NWPPc | Cold or very cold | NWPPc_Cold or very cold_6B/7 | 6
32939 | 99181 | WA | NWPPc | Cold or very cold | NWPPc_Cold or very cold_6B/7 | 6
32940 | 99119 | WA | NWPPc | Cold or very cold | NWPPc_Cold or very cold_6B/7 | 6
32941 | 99139 | WA | NWPPc | Cold or very cold | NWPPc_Cold or very cold_6B/7 | 6
32942 | 99152 | WA | NWPPc | Cold or very cold | NWPPc_Cold or very cold_6B/7 | 6
32943 | 99153 | WA | NWPPc | Cold or very cold | NWPPc_Cold or very cold_6B/7 | 6
32944 | 99180 | WA | NWPPc | Cold or very cold | NWPPc_Cold or very cold_6B/7 | 6
32945 | 99118 | WA | NWPPc | Cold or very cold | NWPPc_Cold or very cold_6B/7 | 6
32946 | 99121 | WA | NWPPc | Cold or very cold | NWPPc_Cold or very cold_6B/7 | 6
32947 | 99138 | WA | NWPPc | Cold or very cold | NWPPc_Cold or very cold_6B/7 | 6
32948 | 99140 | WA | NWPPc | Cold or very cold | NWPPc_Cold or very cold_6B/7 | 6
32949 | 99146 | WA | NWPPc | Cold or very cold | NWPPc_Cold or very cold_6B/7 | 6
32950 | 99150 | WA | NWPPc | Cold or very cold | NWPPc_Cold or very cold_6B/7 | 6
32951 | 73844 | OK | SPSOc | Mixed mild | SPSOc_Mixed mild_4A/4B | 4
32952 | 73931 | OK | SPSOc | Mixed mild | SPSOc_Mixed mild_4A/4B | 4
32953 | 73932 | OK | SPSOc | Mixed mild | SPSOc_Mixed mild_4A/4B | 4
32954 | 73938 | OK | SPSOc | Mixed mild | SPSOc_Mixed mild_4A/4B | 4
32955 | 73950 | OK | SPSOc | Mixed mild | SPSOc_Mixed mild_4A/4B | 4
32956 | 73901 | OK | SPSOc | Mixed mild | SPSOc_Mixed mild_4A/4B | 4
32957 | 73939 | OK | SPSOc | Mixed mild | SPSOc_Mixed mild_4A/4B | 4
32958 | 73942 | OK | SPSOc | Mixed mild | SPSOc_Mixed mild_4A/4B | 4
32959 | 73944 | OK | SPSOc | Mixed mild | SPSOc_Mixed mild_4A/4B | 4
32960 | 73945 | OK | SPSOc | Mixed mild | SPSOc_Mixed mild_4A/4B | 4
32961 | 73949 | OK | SPSOc | Mixed mild | SPSOc_Mixed mild_4A/4B | 4
32962 | 73951 | OK | SPSOc | Mixed mild | SPSOc_Mixed mild_4A/4B | 4
32963 | 73933 | OK | SPSOc | Mixed mild | SPSOc_Mixed mild_4A/4B | 4
32964 | 73937 | OK | SPSOc | Mixed mild | SPSOc_Mixed mild_4A/4B | 4
32965 | 73946 | OK | SPSOc | Mixed mild | SPSOc_Mixed mild_4A/4B | 4
32966 | 73947 | OK | SPSOc | Mixed mild | SPSOc_Mixed mild_4A/4B | 4
32967 | 73960 | TX | SPSOc | Mixed mild | SPSOc_Mixed mild_4A/4B | 4
32968 | 79022 | TX | SPSOc | Mixed mild | SPSOc_Mixed mild_4A/4B | 4
32969 | 79029 | TX | SPSOc | Mixed mild | SPSOc_Mixed mild_4A/4B | 4
32970 | 79040 | TX | SPSOc | Mixed mild | SPSOc_Mixed mild_4A/4B | 4
32971 | 79084 | TX | SPSOc | Mixed mild | SPSOc_Mixed mild_4A/4B | 4
32972 | 79086 | TX | SPSOc | Mixed mild | SPSOc_Mixed mild_4A/4B | 4
32973 | 79001 | TX | SPSOc | Mixed mild | SPSOc_Mixed mild_4A/4B | 4
32974 | 79015 | TX | SPSOc | Mixed mild | SPSOc_Mixed mild_4A/4B | 4
32975 | 79025 | TX | SPSOc | Mixed mild | SPSOc_Mixed mild_4A/4B | 4
32976 | 79027 | TX | SPSOc | Mixed mild | SPSOc_Mixed mild_4A/4B | 4
32977 | 79035 | TX | SPSOc | Mixed mild | SPSOc_Mixed mild_4A/4B | 4
32978 | 79045 | TX | SPSOc | Mixed mild | SPSOc_Mixed mild_4A/4B | 4
32979 | 79092 | TX | SPSOc | Mixed mild | SPSOc_Mixed mild_4A/4B | 4
32980 | 79098 | TX | SPSOc | Mixed mild | SPSOc_Mixed mild_4A/4B | 4
32981 | 79010 | TX | SPSOc | Mixed mild | SPSOc_Mixed mild_4A/4B | 4
32982 | 79002 | TX | SPSOc | Mixed mild | SPSOc_Mixed mild_4A/4B | 4
32983 | 79039 | TX | SPSOc | Mixed mild | SPSOc_Mixed mild_4A/4B | 4
32984 | 79054 | TX | SPSOc | Mixed mild | SPSOc_Mixed mild_4A/4B | 4
32985 | 79057 | TX | SPSOc | Mixed mild | SPSOc_Mixed mild_4A/4B | 4
32986 | 79059 | TX | SPSOc | Mixed mild | SPSOc_Mixed mild_4A/4B | 4
32987 | 79061 | TX | SPSOc | Mixed mild | SPSOc_Mixed mild_4A/4B | 4
32988 | 79065 | TX | SPSOc | Mixed mild | SPSOc_Mixed mild_4A/4B | 4
32989 | 79066 | TX | SPSOc | Mixed mild | SPSOc_Mixed mild_4A/4B | 4
32990 | 79097 | TX | SPSOc | Mixed mild | SPSOc_Mixed mild_4A/4B | 4
32991 | 79005 | TX | SPSOc | Mixed mild | SPSOc_Mixed mild_4A/4B | 4
32992 | 79033 | TX | SPSOc | Mixed mild | SPSOc_Mixed mild_4A/4B | 4
32993 | 79070 | TX | SPSOc | Mixed mild | SPSOc_Mixed mild_4A/4B | 4
32994 | 79081 | TX | SPSOc | Mixed mild | SPSOc_Mixed mild_4A/4B | 4
32995 | 79093 | TX | SPSOc | Mixed mild | SPSOc_Mixed mild_4A/4B | 4
32996 | 79024 | TX | SPSOc | Mixed mild | SPSOc_Mixed mild_4A/4B | 4
32997 | 79034 | TX | SPSOc | Mixed mild | SPSOc_Mixed mild_4A/4B | 4
32998 | 79046 | TX | SPSOc | Mixed mild | SPSOc_Mixed mild_4A/4B | 4
32999 | 79056 | TX | SPSOc | Mixed mild | SPSOc_Mixed mild_4A/4B | 4
33000 | 79007 | TX | SPSOc | Mixed mild | SPSOc_Mixed mild_4A/4B | 4
33001 | 79008 | TX | SPSOc | Mixed mild | SPSOc_Mixed mild_4A/4B | 4
33002 | 79036 | TX | SPSOc | Mixed mild | SPSOc_Mixed mild_4A/4B | 4
33003 | 79062 | TX | SPSOc | Mixed mild | SPSOc_Mixed mild_4A/4B | 4
33004 | 79078 | TX | SPSOc | Mixed mild | SPSOc_Mixed mild_4A/4B | 4
33005 | 79080 | TX | SPSOc | Mixed mild | SPSOc_Mixed mild_4A/4B | 4
33006 | 79083 | TX | SPSOc | Mixed mild | SPSOc_Mixed mild_4A/4B | 4
33007 | 79009 | TX | SPSOc | Mixed mild | SPSOc_Mixed mild_4A/4B | 4
33008 | 79053 | TX | SPSOc | Mixed mild | SPSOc_Mixed mild_4A/4B | 4
33009 | 79325 | TX | SPSOc | Mixed mild | SPSOc_Mixed mild_4A/4B | 4
33010 | 79347 | TX | SPSOc | Mixed mild | SPSOc_Mixed mild_4A/4B | 4
33011 | 79012 | TX | SPSOc | Mixed mild | SPSOc_Mixed mild_4A/4B | 4
33012 | 79058 | TX | SPSOc | Mixed mild | SPSOc_Mixed mild_4A/4B | 4
33013 | 79068 | TX | SPSOc | Mixed mild | SPSOc_Mixed mild_4A/4B | 4
33014 | 79101 | TX | SPSOc | Mixed mild | SPSOc_Mixed mild_4A/4B | 4
33015 | 79102 | TX | SPSOc | Mixed mild | SPSOc_Mixed mild_4A/4B | 4
33016 | 79103 | TX | SPSOc | Mixed mild | SPSOc_Mixed mild_4A/4B | 4
33017 | 79104 | TX | SPSOc | Mixed mild | SPSOc_Mixed mild_4A/4B | 4
33018 | 79105 | TX | SPSOc | Mixed mild | SPSOc_Mixed mild_4A/4B | 4
33019 | 79106 | TX | SPSOc | Mixed mild | SPSOc_Mixed mild_4A/4B | 4
33020 | 79107 | TX | SPSOc | Mixed mild | SPSOc_Mixed mild_4A/4B | 4
33021 | 79108 | TX | SPSOc | Mixed mild | SPSOc_Mixed mild_4A/4B | 4
33022 | 79109 | TX | SPSOc | Mixed mild | SPSOc_Mixed mild_4A/4B | 4
33023 | 79111 | TX | SPSOc | Mixed mild | SPSOc_Mixed mild_4A/4B | 4
33024 | 79116 | TX | SPSOc | Mixed mild | SPSOc_Mixed mild_4A/4B | 4
33025 | 79117 | TX | SPSOc | Mixed mild | SPSOc_Mixed mild_4A/4B | 4
33026 | 79118 | TX | SPSOc | Mixed mild | SPSOc_Mixed mild_4A/4B | 4
33027 | 79119 | TX | SPSOc | Mixed mild | SPSOc_Mixed mild_4A/4B | 4
33028 | 79120 | TX | SPSOc | Mixed mild | SPSOc_Mixed mild_4A/4B | 4
33029 | 79121 | TX | SPSOc | Mixed mild | SPSOc_Mixed mild_4A/4B | 4
33030 | 79124 | TX | SPSOc | Mixed mild | SPSOc_Mixed mild_4A/4B | 4
33031 | 79159 | TX | SPSOc | Mixed mild | SPSOc_Mixed mild_4A/4B | 4
33032 | 79013 | TX | SPSOc | Mixed mild | SPSOc_Mixed mild_4A/4B | 4
33033 | 79018 | TX | SPSOc | Mixed mild | SPSOc_Mixed mild_4A/4B | 4
33034 | 79016 | TX | SPSOc | Mixed mild | SPSOc_Mixed mild_4A/4B | 4
33035 | 79019 | TX | SPSOc | Mixed mild | SPSOc_Mixed mild_4A/4B | 4
33036 | 79042 | TX | SPSOc | Mixed mild | SPSOc_Mixed mild_4A/4B | 4
33037 | 79091 | TX | SPSOc | Mixed mild | SPSOc_Mixed mild_4A/4B | 4
33038 | 79094 | TX | SPSOc | Mixed mild | SPSOc_Mixed mild_4A/4B | 4
33039 | 79110 | TX | SPSOc | Mixed mild | SPSOc_Mixed mild_4A/4B | 4
33040 | 79114 | TX | SPSOc | Mixed mild | SPSOc_Mixed mild_4A/4B | 4
33041 | 79044 | TX | SPSOc | Mixed mild | SPSOc_Mixed mild_4A/4B | 4
33042 | 79226 | TX | SPSOc | Mixed mild | SPSOc_Mixed mild_4A/4B | 4
33043 | 79021 | TX | SPSOc | Mixed mild | SPSOc_Mixed mild_4A/4B | 4
33044 | 79032 | TX | SPSOc | Mixed mild | SPSOc_Mixed mild_4A/4B | 4
33045 | 79041 | TX | SPSOc | Mixed mild | SPSOc_Mixed mild_4A/4B | 4
33046 | 79043 | TX | SPSOc | Mixed mild | SPSOc_Mixed mild_4A/4B | 4
33047 | 79064 | TX | SPSOc | Mixed mild | SPSOc_Mixed mild_4A/4B | 4
33048 | 79072 | TX | SPSOc | Mixed mild | SPSOc_Mixed mild_4A/4B | 4
33049 | 79073 | TX | SPSOc | Mixed mild | SPSOc_Mixed mild_4A/4B | 4
33050 | 79250 | TX | SPSOc | Mixed mild | SPSOc_Mixed mild_4A/4B | 4
33051 | 79311 | TX | SPSOc | Mixed mild | SPSOc_Mixed mild_4A/4B | 4
33052 | 79051 | TX | SPSOc | Mixed mild | SPSOc_Mixed mild_4A/4B | 4
33053 | 79087 | TX | SPSOc | Mixed mild | SPSOc_Mixed mild_4A/4B | 4
33054 | 79031 | TX | SPSOc | Mixed mild | SPSOc_Mixed mild_4A/4B | 4
33055 | 79052 | TX | SPSOc | Mixed mild | SPSOc_Mixed mild_4A/4B | 4
33056 | 79063 | TX | SPSOc | Mixed mild | SPSOc_Mixed mild_4A/4B | 4
33057 | 79085 | TX | SPSOc | Mixed mild | SPSOc_Mixed mild_4A/4B | 4
33058 | 79088 | TX | SPSOc | Mixed mild | SPSOc_Mixed mild_4A/4B | 4
33059 | 79082 | TX | SPSOc | Mixed mild | SPSOc_Mixed mild_4A/4B | 4
33060 | 79312 | TX | SPSOc | Mixed mild | SPSOc_Mixed mild_4A/4B | 4
33061 | 79313 | TX | SPSOc | Mixed mild | SPSOc_Mixed mild_4A/4B | 4
33062 | 79326 | TX | SPSOc | Mixed mild | SPSOc_Mixed mild_4A/4B | 4
33063 | 79339 | TX | SPSOc | Mixed mild | SPSOc_Mixed mild_4A/4B | 4
33064 | 79369 | TX | SPSOc | Mixed mild | SPSOc_Mixed mild_4A/4B | 4
33065 | 79371 | TX | SPSOc | Mixed mild | SPSOc_Mixed mild_4A/4B | 4
33066 | 79324 | TX | SPSOc | Mixed mild | SPSOc_Mixed mild_4A/4B | 4
33067 | 79344 | TX | SPSOc | Mixed mild | SPSOc_Mixed mild_4A/4B | 4
33068 | 79346 | TX | SPSOc | Mixed mild | SPSOc_Mixed mild_4A/4B | 4
33069 | 79237 | TX | SPSOc | Mixed mild | SPSOc_Mixed mild_4A/4B | 4
33070 | 79240 | TX | SPSOc | Mixed mild | SPSOc_Mixed mild_4A/4B | 4
33071 | 79255 | TX | ERCTc | Mixed mild | ERCTc_Mixed mild_4B | 4
33072 | 79257 | TX | ERCTc | Mixed mild | ERCTc_Mixed mild_4B | 4
33073 | 79261 | TX | ERCTc | Mixed mild | ERCTc_Mixed mild_4B | 4
33074 | 79221 | TX | SPSOc | Mixed mild | SPSOc_Mixed mild_4A/4B | 4
33075 | 79231 | TX | SPSOc | Mixed mild | SPSOc_Mixed mild_4A/4B | 4
33076 | 79258 | TX | SPSOc | Mixed mild | SPSOc_Mixed mild_4A/4B | 4
33077 | 79336 | TX | SPSOc | Mixed mild | SPSOc_Mixed mild_4A/4B | 4
33078 | 79353 | TX | SPSOc | Mixed mild | SPSOc_Mixed mild_4A/4B | 4
33079 | 79367 | TX | SPSOc | Mixed mild | SPSOc_Mixed mild_4A/4B | 4
33080 | 79372 | TX | SPSOc | Mixed mild | SPSOc_Mixed mild_4A/4B | 4
33081 | 79380 | TX | SPSOc | Mixed mild | SPSOc_Mixed mild_4A/4B | 4
33082 | 79314 | TX | SPSOc | Mixed mild | SPSOc_Mixed mild_4A/4B | 4
33083 | 79379 | TX | SPSOc | Mixed mild | SPSOc_Mixed mild_4A/4B | 4
33084 | 81020 | CO | RMPAc | Mixed mild | RMPAc_Mixed mild_4B | 4
33085 | 81024 | CO | RMPAc | Mixed mild | RMPAc_Mixed mild_4B | 4
33086 | 81027 | CO | RMPAc | Mixed mild | RMPAc_Mixed mild_4B | 4
33087 | 81046 | CO | RMPAc | Mixed mild | RMPAc_Mixed mild_4B | 4
33088 | 81049 | CO | RMPAc | Mixed mild | RMPAc_Mixed mild_4B | 4
33089 | 81054 | CO | RMPAc | Mixed mild | RMPAc_Mixed mild_4B | 4
33090 | 81059 | CO | RMPAc | Mixed mild | RMPAc_Mixed mild_4B | 4
33091 | 81064 | CO | RMPAc | Mixed mild | RMPAc_Mixed mild_4B | 4
33092 | 81081 | CO | RMPAc | Mixed mild | RMPAc_Mixed mild_4B | 4
33093 | 81082 | CO | RMPAc | Mixed mild | RMPAc_Mixed mild_4B | 4
33094 | 81089 | CO | RMPAc | Mixed mild | RMPAc_Mixed mild_4B | 4
33095 | 81091 | CO | RMPAc | Mixed mild | RMPAc_Mixed mild_4B | 4
33096 | 81029 | CO | RMPAc | Mixed mild | RMPAc_Mixed mild_4B | 4
33097 | 81041 | CO | RMPAc | Mixed mild | RMPAc_Mixed mild_4B | 4
33098 | 81073 | CO | RMPAc | Mixed mild | RMPAc_Mixed mild_4B | 4
33099 | 81084 | CO | RMPAc | Mixed mild | RMPAc_Mixed mild_4B | 4
33100 | 81087 | CO | RMPAc | Mixed mild | RMPAc_Mixed mild_4B | 4
33101 | 81090 | CO | RMPAc | Mixed mild | RMPAc_Mixed mild_4B | 4
33102 | 81030 | CO | RMPAc | Mixed mild | RMPAc_Mixed mild_4B | 4
33103 | 81050 | CO | RMPAc | Mixed mild | RMPAc_Mixed mild_4B | 4
33104 | 81058 | CO | RMPAc | Mixed mild | RMPAc_Mixed mild_4B | 4
33105 | 81067 | CO | RMPAc | Mixed mild | RMPAc_Mixed mild_4B | 4
33106 | 81077 | CO | RMPAc | Mixed mild | RMPAc_Mixed mild_4B | 4
33107 | 85135 | AZ | AZNMc | Mixed mild | AZNMc_Mixed mild_4B | 4
33108 | 85501 | AZ | AZNMc | Mixed mild | AZNMc_Mixed mild_4B | 4
33109 | 85532 | AZ | AZNMc | Mixed mild | AZNMc_Mixed mild_4B | 4
33110 | 85541 | AZ | AZNMc | Mixed mild | AZNMc_Mixed mild_4B | 4
33111 | 85542 | AZ | AZNMc | Mixed mild | AZNMc_Mixed mild_4B | 4
33112 | 85544 | AZ | AZNMc | Mixed mild | AZNMc_Mixed mild_4B | 4
33113 | 85547 | AZ | AZNMc | Mixed mild | AZNMc_Mixed mild_4B | 4
33114 | 85553 | AZ | AZNMc | Mixed mild | AZNMc_Mixed mild_4B | 4
33115 | 85554 | AZ | AZNMc | Mixed mild | AZNMc_Mixed mild_4B | 4
33116 | 85324 | AZ | AZNMc | Mixed mild | AZNMc_Mixed mild_4B | 4
33117 | 85332 | AZ | AZNMc | Mixed mild | AZNMc_Mixed mild_4B | 4
33118 | 85362 | AZ | AZNMc | Mixed mild | AZNMc_Mixed mild_4B | 4
33119 | 86046 | AZ | AZNMc | Mixed mild | AZNMc_Mixed mild_4B | 4
33120 | 86301 | AZ | AZNMc | Mixed mild | AZNMc_Mixed mild_4B | 4
33121 | 86302 | AZ | AZNMc | Mixed mild | AZNMc_Mixed mild_4B | 4
33122 | 86303 | AZ | AZNMc | Mixed mild | AZNMc_Mixed mild_4B | 4
33123 | 86304 | AZ | AZNMc | Mixed mild | AZNMc_Mixed mild_4B | 4
33124 | 86305 | AZ | AZNMc | Mixed mild | AZNMc_Mixed mild_4B | 4
33125 | 86312 | AZ | AZNMc | Mixed mild | AZNMc_Mixed mild_4B | 4
33126 | 86313 | AZ | AZNMc | Mixed mild | AZNMc_Mixed mild_4B | 4
33127 | 86314 | AZ | AZNMc | Mixed mild | AZNMc_Mixed mild_4B | 4
33128 | 86315 | AZ | AZNMc | Mixed mild | AZNMc_Mixed mild_4B | 4
33129 | 86320 | AZ | AZNMc | Mixed mild | AZNMc_Mixed mild_4B | 4
33130 | 86321 | AZ | AZNMc | Mixed mild | AZNMc_Mixed mild_4B | 4
33131 | 86322 | AZ | AZNMc | Mixed mild | AZNMc_Mixed mild_4B | 4
33132 | 86323 | AZ | AZNMc | Mixed mild | AZNMc_Mixed mild_4B | 4
33133 | 86324 | AZ | AZNMc | Mixed mild | AZNMc_Mixed mild_4B | 4
33134 | 86325 | AZ | AZNMc | Mixed mild | AZNMc_Mixed mild_4B | 4
33135 | 86326 | AZ | AZNMc | Mixed mild | AZNMc_Mixed mild_4B | 4
33136 | 86327 | AZ | AZNMc | Mixed mild | AZNMc_Mixed mild_4B | 4
33137 | 86329 | AZ | AZNMc | Mixed mild | AZNMc_Mixed mild_4B | 4
33138 | 86331 | AZ | AZNMc | Mixed mild | AZNMc_Mixed mild_4B | 4
33139 | 86332 | AZ | AZNMc | Mixed mild | AZNMc_Mixed mild_4B | 4
33140 | 86333 | AZ | AZNMc | Mixed mild | AZNMc_Mixed mild_4B | 4
33141 | 86334 | AZ | AZNMc | Mixed mild | AZNMc_Mixed mild_4B | 4
33142 | 86335 | AZ | AZNMc | Mixed mild | AZNMc_Mixed mild_4B | 4
33143 | 86336 | AZ | AZNMc | Mixed mild | AZNMc_Mixed mild_4B | 4
33144 | 86337 | AZ | AZNMc | Mixed mild | AZNMc_Mixed mild_4B | 4
33145 | 86338 | AZ | AZNMc | Mixed mild | AZNMc_Mixed mild_4B | 4
33146 | 86340 | AZ | AZNMc | Mixed mild | AZNMc_Mixed mild_4B | 4
33147 | 86341 | AZ | AZNMc | Mixed mild | AZNMc_Mixed mild_4B | 4
33148 | 86342 | AZ | AZNMc | Mixed mild | AZNMc_Mixed mild_4B | 4
33149 | 86343 | AZ | AZNMc | Mixed mild | AZNMc_Mixed mild_4B | 4
33150 | 86351 | AZ | AZNMc | Mixed mild | AZNMc_Mixed mild_4B | 4
33151 | 87002 | NM | AZNMc | Mixed mild | AZNMc_Mixed mild_4B | 4
33152 | 87006 | NM | AZNMc | Mixed mild | AZNMc_Mixed mild_4B | 4
33153 | 87022 | NM | AZNMc | Mixed mild | AZNMc_Mixed mild_4B | 4
33154 | 87023 | NM | AZNMc | Mixed mild | AZNMc_Mixed mild_4B | 4
33155 | 87026 | NM | AZNMc | Mixed mild | AZNMc_Mixed mild_4B | 4
33156 | 87031 | NM | AZNMc | Mixed mild | AZNMc_Mixed mild_4B | 4
33157 | 87042 | NM | AZNMc | Mixed mild | AZNMc_Mixed mild_4B | 4
33158 | 87060 | NM | AZNMc | Mixed mild | AZNMc_Mixed mild_4B | 4
33159 | 87062 | NM | AZNMc | Mixed mild | AZNMc_Mixed mild_4B | 4
33160 | 87068 | NM | AZNMc | Mixed mild | AZNMc_Mixed mild_4B | 4
33161 | 87011 | NM | AZNMc | Mixed mild | AZNMc_Mixed mild_4B | 4
33162 | 87028 | NM | AZNMc | Mixed mild | AZNMc_Mixed mild_4B | 4
33163 | 87801 | NM | AZNMc | Mixed mild | AZNMc_Mixed mild_4B | 4
33164 | 87823 | NM | AZNMc | Mixed mild | AZNMc_Mixed mild_4B | 4
33165 | 87825 | NM | AZNMc | Mixed mild | AZNMc_Mixed mild_4B | 4
33166 | 87828 | NM | AZNMc | Mixed mild | AZNMc_Mixed mild_4B | 4
33167 | 87831 | NM | AZNMc | Mixed mild | AZNMc_Mixed mild_4B | 4
33168 | 87832 | NM | AZNMc | Mixed mild | AZNMc_Mixed mild_4B | 4
33169 | 87008 | NM | AZNMc | Mixed mild | AZNMc_Mixed mild_4B | 4
33170 | 87014 | NM | AZNMc | Mixed mild | AZNMc_Mixed mild_4B | 4
33171 | 87015 | NM | AZNMc | Mixed mild | AZNMc_Mixed mild_4B | 4
33172 | 87016 | NM | AZNMc | Mixed mild | AZNMc_Mixed mild_4B | 4
33173 | 87035 | NM | AZNMc | Mixed mild | AZNMc_Mixed mild_4B | 4
33174 | 87059 | NM | AZNMc | Mixed mild | AZNMc_Mixed mild_4B | 4
33175 | 87101 | NM | AZNMc | Mixed mild | AZNMc_Mixed mild_4B | 4
33176 | 87102 | NM | AZNMc | Mixed mild | AZNMc_Mixed mild_4B | 4
33177 | 87103 | NM | AZNMc | Mixed mild | AZNMc_Mixed mild_4B | 4
33178 | 87104 | NM | AZNMc | Mixed mild | AZNMc_Mixed mild_4B | 4
33179 | 87105 | NM | AZNMc | Mixed mild | AZNMc_Mixed mild_4B | 4
33180 | 87106 | NM | AZNMc | Mixed mild | AZNMc_Mixed mild_4B | 4
33181 | 87107 | NM | AZNMc | Mixed mild | AZNMc_Mixed mild_4B | 4
33182 | 87108 | NM | AZNMc | Mixed mild | AZNMc_Mixed mild_4B | 4
33183 | 87109 | NM | AZNMc | Mixed mild | AZNMc_Mixed mild_4B | 4
33184 | 87110 | NM | AZNMc | Mixed mild | AZNMc_Mixed mild_4B | 4
33185 | 87111 | NM | AZNMc | Mixed mild | AZNMc_Mixed mild_4B | 4
33186 | 87112 | NM | AZNMc | Mixed mild | AZNMc_Mixed mild_4B | 4
33187 | 87113 | NM | AZNMc | Mixed mild | AZNMc_Mixed mild_4B | 4
33188 | 87114 | NM | AZNMc | Mixed mild | AZNMc_Mixed mild_4B | 4
33189 | 87115 | NM | AZNMc | Mixed mild | AZNMc_Mixed mild_4B | 4
33190 | 87116 | NM | AZNMc | Mixed mild | AZNMc_Mixed mild_4B | 4
33191 | 87117 | NM | AZNMc | Mixed mild | AZNMc_Mixed mild_4B | 4
33192 | 87119 | NM | AZNMc | Mixed mild | AZNMc_Mixed mild_4B | 4
33193 | 87120 | NM | AZNMc | Mixed mild | AZNMc_Mixed mild_4B | 4
33194 | 87121 | NM | AZNMc | Mixed mild | AZNMc_Mixed mild_4B | 4
33195 | 87123 | NM | AZNMc | Mixed mild | AZNMc_Mixed mild_4B | 4
33196 | 87125 | NM | AZNMc | Mixed mild | AZNMc_Mixed mild_4B | 4
33197 | 87131 | NM | AZNMc | Mixed mild | AZNMc_Mixed mild_4B | 4
33198 | 87151 | NM | AZNMc | Mixed mild | AZNMc_Mixed mild_4B | 4
33199 | 87153 | NM | AZNMc | Mixed mild | AZNMc_Mixed mild_4B | 4
33200 | 87154 | NM | AZNMc | Mixed mild | AZNMc_Mixed mild_4B | 4
33201 | 87176 | NM | AZNMc | Mixed mild | AZNMc_Mixed mild_4B | 4
33202 | 87181 | NM | AZNMc | Mixed mild | AZNMc_Mixed mild_4B | 4
33203 | 87184 | NM | AZNMc | Mixed mild | AZNMc_Mixed mild_4B | 4
33204 | 87185 | NM | AZNMc | Mixed mild | AZNMc_Mixed mild_4B | 4
33205 | 87187 | NM | AZNMc | Mixed mild | AZNMc_Mixed mild_4B | 4
33206 | 87190 | NM | AZNMc | Mixed mild | AZNMc_Mixed mild_4B | 4
33207 | 87191 | NM | AZNMc | Mixed mild | AZNMc_Mixed mild_4B | 4
33208 | 87192 | NM | AZNMc | Mixed mild | AZNMc_Mixed mild_4B | 4
33209 | 87193 | NM | AZNMc | Mixed mild | AZNMc_Mixed mild_4B | 4
33210 | 87194 | NM | AZNMc | Mixed mild | AZNMc_Mixed mild_4B | 4
33211 | 87195 | NM | AZNMc | Mixed mild | AZNMc_Mixed mild_4B | 4
33212 | 87196 | NM | AZNMc | Mixed mild | AZNMc_Mixed mild_4B | 4
33213 | 87197 | NM | AZNMc | Mixed mild | AZNMc_Mixed mild_4B | 4
33214 | 87198 | NM | AZNMc | Mixed mild | AZNMc_Mixed mild_4B | 4
33215 | 87199 | NM | AZNMc | Mixed mild | AZNMc_Mixed mild_4B | 4
33216 | 87005 | NM | AZNMc | Mixed mild | AZNMc_Mixed mild_4B | 4
33217 | 87007 | NM | AZNMc | Mixed mild | AZNMc_Mixed mild_4B | 4
33218 | 87020 | NM | AZNMc | Mixed mild | AZNMc_Mixed mild_4B | 4
33219 | 87021 | NM | AZNMc | Mixed mild | AZNMc_Mixed mild_4B | 4
33220 | 87034 | NM | AZNMc | Mixed mild | AZNMc_Mixed mild_4B | 4
33221 | 87038 | NM | AZNMc | Mixed mild | AZNMc_Mixed mild_4B | 4
33222 | 87040 | NM | AZNMc | Mixed mild | AZNMc_Mixed mild_4B | 4
33223 | 87045 | NM | AZNMc | Mixed mild | AZNMc_Mixed mild_4B | 4
33224 | 87049 | NM | AZNMc | Mixed mild | AZNMc_Mixed mild_4B | 4
33225 | 87051 | NM | AZNMc | Mixed mild | AZNMc_Mixed mild_4B | 4
33226 | 87315 | NM | AZNMc | Mixed mild | AZNMc_Mixed mild_4B | 4
33227 | 87321 | NM | AZNMc | Mixed mild | AZNMc_Mixed mild_4B | 4
33228 | 87323 | NM | AZNMc | Mixed mild | AZNMc_Mixed mild_4B | 4
33229 | 87357 | NM | AZNMc | Mixed mild | AZNMc_Mixed mild_4B | 4
33230 | 87654 | NM | AZNMc | Mixed mild | AZNMc_Mixed mild_4B | 4
33231 | 87901 | NM | AZNMc | Mixed mild | AZNMc_Mixed mild_4B | 4
33232 | 87930 | NM | AZNMc | Mixed mild | AZNMc_Mixed mild_4B | 4
33233 | 87931 | NM | AZNMc | Mixed mild | AZNMc_Mixed mild_4B | 4
33234 | 87933 | NM | AZNMc | Mixed mild | AZNMc_Mixed mild_4B | 4
33235 | 87935 | NM | AZNMc | Mixed mild | AZNMc_Mixed mild_4B | 4
33236 | 87936 | NM | AZNMc | Mixed mild | AZNMc_Mixed mild_4B | 4
33237 | 87939 | NM | AZNMc | Mixed mild | AZNMc_Mixed mild_4B | 4
33238 | 87942 | NM | AZNMc | Mixed mild | AZNMc_Mixed mild_4B | 4
33239 | 87943 | NM | AZNMc | Mixed mild | AZNMc_Mixed mild_4B | 4
33240 | 88042 | NM | AZNMc | Mixed mild | AZNMc_Mixed mild_4B | 4
33241 | 87724 | NM | AZNMc | Mixed mild | AZNMc_Mixed mild_4B | 4
33242 | 88353 | NM | AZNMc | Mixed mild | AZNMc_Mixed mild_4B | 4
33243 | 88417 | NM | AZNMc | Mixed mild | AZNMc_Mixed mild_4B | 4
33244 | 88431 | NM | AZNMc | Mixed mild | AZNMc_Mixed mild_4B | 4
33245 | 88435 | NM | AZNMc | Mixed mild | AZNMc_Mixed mild_4B | 4
33246 | 88022 | NM | AZNMc | Mixed mild | AZNMc_Mixed mild_4B | 4
33247 | 88023 | NM | AZNMc | Mixed mild | AZNMc_Mixed mild_4B | 4
33248 | 88025 | NM | AZNMc | Mixed mild | AZNMc_Mixed mild_4B | 4
33249 | 88026 | NM | AZNMc | Mixed mild | AZNMc_Mixed mild_4B | 4
33250 | 88028 | NM | AZNMc | Mixed mild | AZNMc_Mixed mild_4B | 4
33251 | 88034 | NM | AZNMc | Mixed mild | AZNMc_Mixed mild_4B | 4
33252 | 88036 | NM | AZNMc | Mixed mild | AZNMc_Mixed mild_4B | 4
33253 | 88038 | NM | AZNMc | Mixed mild | AZNMc_Mixed mild_4B | 4
33254 | 88040 | NM | AZNMc | Mixed mild | AZNMc_Mixed mild_4B | 4
33255 | 88041 | NM | AZNMc | Mixed mild | AZNMc_Mixed mild_4B | 4
33256 | 88043 | NM | AZNMc | Mixed mild | AZNMc_Mixed mild_4B | 4
33257 | 88049 | NM | AZNMc | Mixed mild | AZNMc_Mixed mild_4B | 4
33258 | 88051 | NM | AZNMc | Mixed mild | AZNMc_Mixed mild_4B | 4
33259 | 88053 | NM | AZNMc | Mixed mild | AZNMc_Mixed mild_4B | 4
33260 | 88055 | NM | AZNMc | Mixed mild | AZNMc_Mixed mild_4B | 4
33261 | 88061 | NM | AZNMc | Mixed mild | AZNMc_Mixed mild_4B | 4
33262 | 88062 | NM | AZNMc | Mixed mild | AZNMc_Mixed mild_4B | 4
33263 | 88065 | NM | AZNMc | Mixed mild | AZNMc_Mixed mild_4B | 4
33264 | 88101 | NM | SPSOc | Mixed mild | SPSOc_Mixed mild_4A/4B | 4
33265 | 88113 | NM | SPSOc | Mixed mild | SPSOc_Mixed mild_4A/4B | 4
33266 | 88114 | NM | SPSOc | Mixed mild | SPSOc_Mixed mild_4A/4B | 4
33267 | 88115 | NM | SPSOc | Mixed mild | SPSOc_Mixed mild_4A/4B | 4
33268 | 88116 | NM | SPSOc | Mixed mild | SPSOc_Mixed mild_4A/4B | 4
33269 | 88118 | NM | SPSOc | Mixed mild | SPSOc_Mixed mild_4A/4B | 4
33270 | 88122 | NM | SPSOc | Mixed mild | SPSOc_Mixed mild_4A/4B | 4
33271 | 88123 | NM | SPSOc | Mixed mild | SPSOc_Mixed mild_4A/4B | 4
33272 | 88124 | NM | SPSOc | Mixed mild | SPSOc_Mixed mild_4A/4B | 4
33273 | 88125 | NM | SPSOc | Mixed mild | SPSOc_Mixed mild_4A/4B | 4
33274 | 88126 | NM | SPSOc | Mixed mild | SPSOc_Mixed mild_4A/4B | 4
33275 | 88130 | NM | SPSOc | Mixed mild | SPSOc_Mixed mild_4A/4B | 4
33276 | 88132 | NM | SPSOc | Mixed mild | SPSOc_Mixed mild_4A/4B | 4
33277 | 88134 | NM | SPSOc | Mixed mild | SPSOc_Mixed mild_4A/4B | 4
33278 | 88135 | NM | SPSOc | Mixed mild | SPSOc_Mixed mild_4A/4B | 4
33279 | 88102 | NM | SPSOc | Mixed mild | SPSOc_Mixed mild_4A/4B | 4
33280 | 88103 | NM | SPSOc | Mixed mild | SPSOc_Mixed mild_4A/4B | 4
33281 | 88112 | NM | SPSOc | Mixed mild | SPSOc_Mixed mild_4A/4B | 4
33282 | 88120 | NM | SPSOc | Mixed mild | SPSOc_Mixed mild_4A/4B | 4
33283 | 88133 | NM | SPSOc | Mixed mild | SPSOc_Mixed mild_4A/4B | 4
33284 | 88427 | NM | SPSOc | Mixed mild | SPSOc_Mixed mild_4A/4B | 4
33285 | 88121 | NM | SPSOc | Mixed mild | SPSOc_Mixed mild_4A/4B | 4
33286 | 88401 | NM | SPSOc | Mixed mild | SPSOc_Mixed mild_4A/4B | 4
33287 | 88411 | NM | SPSOc | Mixed mild | SPSOc_Mixed mild_4A/4B | 4
33288 | 88433 | NM | SPSOc | Mixed mild | SPSOc_Mixed mild_4A/4B | 4
33289 | 88434 | NM | SPSOc | Mixed mild | SPSOc_Mixed mild_4A/4B | 4
33290 | 88119 | NM | AZNMc | Mixed mild | AZNMc_Mixed mild_4B | 4
33291 | 88136 | NM | AZNMc | Mixed mild | AZNMc_Mixed mild_4B | 4
33292 | 88301 | NM | AZNMc | Mixed mild | AZNMc_Mixed mild_4B | 4
33293 | 88312 | NM | AZNMc | Mixed mild | AZNMc_Mixed mild_4B | 4
33294 | 88316 | NM | AZNMc | Mixed mild | AZNMc_Mixed mild_4B | 4
33295 | 88323 | NM | AZNMc | Mixed mild | AZNMc_Mixed mild_4B | 4
33296 | 88324 | NM | AZNMc | Mixed mild | AZNMc_Mixed mild_4B | 4
33297 | 88336 | NM | AZNMc | Mixed mild | AZNMc_Mixed mild_4B | 4
33298 | 88338 | NM | AZNMc | Mixed mild | AZNMc_Mixed mild_4B | 4
33299 | 88341 | NM | AZNMc | Mixed mild | AZNMc_Mixed mild_4B | 4
33300 | 88343 | NM | AZNMc | Mixed mild | AZNMc_Mixed mild_4B | 4
33301 | 88345 | NM | AZNMc | Mixed mild | AZNMc_Mixed mild_4B | 4
33302 | 88346 | NM | AZNMc | Mixed mild | AZNMc_Mixed mild_4B | 4
33303 | 88348 | NM | AZNMc | Mixed mild | AZNMc_Mixed mild_4B | 4
33304 | 88351 | NM | AZNMc | Mixed mild | AZNMc_Mixed mild_4B | 4
33305 | 88355 | NM | AZNMc | Mixed mild | AZNMc_Mixed mild_4B | 4
33306 | 88414 | NM | AZNMc | Mixed mild | AZNMc_Mixed mild_4B | 4
33307 | 88418 | NM | AZNMc | Mixed mild | AZNMc_Mixed mild_4B | 4
33308 | 88424 | NM | AZNMc | Mixed mild | AZNMc_Mixed mild_4B | 4
33309 | 88436 | NM | AZNMc | Mixed mild | AZNMc_Mixed mild_4B | 4
33310 | 92328 | CA | CAMXc | Mixed mild | CAMXc_Mixed mild_4B/4C | 4
33311 | 92384 | CA | CAMXc | Mixed mild | CAMXc_Mixed mild_4B/4C | 4
33312 | 92389 | CA | CAMXc | Mixed mild | CAMXc_Mixed mild_4B/4C | 4
33313 | 93513 | CA | CAMXc | Mixed mild | CAMXc_Mixed mild_4B/4C | 4
33314 | 93514 | CA | CAMXc | Mixed mild | CAMXc_Mixed mild_4B/4C | 4
33315 | 93515 | CA | CAMXc | Mixed mild | CAMXc_Mixed mild_4B/4C | 4
33316 | 93522 | CA | CAMXc | Mixed mild | CAMXc_Mixed mild_4B/4C | 4
33317 | 93526 | CA | CAMXc | Mixed mild | CAMXc_Mixed mild_4B/4C | 4
33318 | 93527 | CA | CAMXc | Mixed mild | CAMXc_Mixed mild_4B/4C | 4
33319 | 93530 | CA | CAMXc | Mixed mild | CAMXc_Mixed mild_4B/4C | 4
33320 | 93545 | CA | CAMXc | Mixed mild | CAMXc_Mixed mild_4B/4C | 4
33321 | 93546 | CA | CAMXc | Mixed mild | CAMXc_Mixed mild_4B/4C | 4
33322 | 93549 | CA | CAMXc | Mixed mild | CAMXc_Mixed mild_4B/4C | 4
33323 | 93601 | CA | CAMXc | Mixed mild | CAMXc_Mixed mild_4B/4C | 4
33324 | 93623 | CA | CAMXc | Mixed mild | CAMXc_Mixed mild_4B/4C | 4
33325 | 93653 | CA | CAMXc | Mixed mild | CAMXc_Mixed mild_4B/4C | 4
33326 | 95306 | CA | CAMXc | Mixed mild | CAMXc_Mixed mild_4B/4C | 4
33327 | 95311 | CA | CAMXc | Mixed mild | CAMXc_Mixed mild_4B/4C | 4
33328 | 95318 | CA | CAMXc | Mixed mild | CAMXc_Mixed mild_4B/4C | 4
33329 | 95321 | CA | CAMXc | Mixed mild | CAMXc_Mixed mild_4B/4C | 4
33330 | 95325 | CA | CAMXc | Mixed mild | CAMXc_Mixed mild_4B/4C | 4
33331 | 95329 | CA | CAMXc | Mixed mild | CAMXc_Mixed mild_4B/4C | 4
33332 | 95338 | CA | CAMXc | Mixed mild | CAMXc_Mixed mild_4B/4C | 4
33333 | 95345 | CA | CAMXc | Mixed mild | CAMXc_Mixed mild_4B/4C | 4
33334 | 95369 | CA | CAMXc | Mixed mild | CAMXc_Mixed mild_4B/4C | 4
33335 | 95389 | CA | CAMXc | Mixed mild | CAMXc_Mixed mild_4B/4C | 4
33336 | 95221 | CA | CAMXc | Mixed mild | CAMXc_Mixed mild_4B/4C | 4
33337 | 95222 | CA | CAMXc | Mixed mild | CAMXc_Mixed mild_4B/4C | 4
33338 | 95223 | CA | CAMXc | Mixed mild | CAMXc_Mixed mild_4B/4C | 4
33339 | 95224 | CA | CAMXc | Mixed mild | CAMXc_Mixed mild_4B/4C | 4
33340 | 95225 | CA | CAMXc | Mixed mild | CAMXc_Mixed mild_4B/4C | 4
33341 | 95226 | CA | CAMXc | Mixed mild | CAMXc_Mixed mild_4B/4C | 4
33342 | 95228 | CA | CAMXc | Mixed mild | CAMXc_Mixed mild_4B/4C | 4
33343 | 95229 | CA | CAMXc | Mixed mild | CAMXc_Mixed mild_4B/4C | 4
33344 | 95232 | CA | CAMXc | Mixed mild | CAMXc_Mixed mild_4B/4C | 4
33345 | 95233 | CA | CAMXc | Mixed mild | CAMXc_Mixed mild_4B/4C | 4
33346 | 95245 | CA | CAMXc | Mixed mild | CAMXc_Mixed mild_4B/4C | 4
33347 | 95246 | CA | CAMXc | Mixed mild | CAMXc_Mixed mild_4B/4C | 4
33348 | 95247 | CA | CAMXc | Mixed mild | CAMXc_Mixed mild_4B/4C | 4
33349 | 95248 | CA | CAMXc | Mixed mild | CAMXc_Mixed mild_4B/4C | 4
33350 | 95249 | CA | CAMXc | Mixed mild | CAMXc_Mixed mild_4B/4C | 4
33351 | 95251 | CA | CAMXc | Mixed mild | CAMXc_Mixed mild_4B/4C | 4
33352 | 95252 | CA | CAMXc | Mixed mild | CAMXc_Mixed mild_4B/4C | 4
33353 | 95254 | CA | CAMXc | Mixed mild | CAMXc_Mixed mild_4B/4C | 4
33354 | 95255 | CA | CAMXc | Mixed mild | CAMXc_Mixed mild_4B/4C | 4
33355 | 95257 | CA | CAMXc | Mixed mild | CAMXc_Mixed mild_4B/4C | 4
33356 | 95305 | CA | CAMXc | Mixed mild | CAMXc_Mixed mild_4B/4C | 4
33357 | 95309 | CA | CAMXc | Mixed mild | CAMXc_Mixed mild_4B/4C | 4
33358 | 95310 | CA | CAMXc | Mixed mild | CAMXc_Mixed mild_4B/4C | 4
33359 | 95327 | CA | CAMXc | Mixed mild | CAMXc_Mixed mild_4B/4C | 4
33360 | 95335 | CA | CAMXc | Mixed mild | CAMXc_Mixed mild_4B/4C | 4
33361 | 95346 | CA | CAMXc | Mixed mild | CAMXc_Mixed mild_4B/4C | 4
33362 | 95347 | CA | CAMXc | Mixed mild | CAMXc_Mixed mild_4B/4C | 4
33363 | 95364 | CA | CAMXc | Mixed mild | CAMXc_Mixed mild_4B/4C | 4
33364 | 95370 | CA | CAMXc | Mixed mild | CAMXc_Mixed mild_4B/4C | 4
33365 | 95372 | CA | CAMXc | Mixed mild | CAMXc_Mixed mild_4B/4C | 4
33366 | 95373 | CA | CAMXc | Mixed mild | CAMXc_Mixed mild_4B/4C | 4
33367 | 95375 | CA | CAMXc | Mixed mild | CAMXc_Mixed mild_4B/4C | 4
33368 | 95379 | CA | CAMXc | Mixed mild | CAMXc_Mixed mild_4B/4C | 4
33369 | 95383 | CA | CAMXc | Mixed mild | CAMXc_Mixed mild_4B/4C | 4
33370 | 95422 | CA | CAMXc | Mixed mild | CAMXc_Mixed mild_4B/4C | 4
33371 | 95423 | CA | CAMXc | Mixed mild | CAMXc_Mixed mild_4B/4C | 4
33372 | 95424 | CA | CAMXc | Mixed mild | CAMXc_Mixed mild_4B/4C | 4
33373 | 95426 | CA | CAMXc | Mixed mild | CAMXc_Mixed mild_4B/4C | 4
33374 | 95435 | CA | CAMXc | Mixed mild | CAMXc_Mixed mild_4B/4C | 4
33375 | 95443 | CA | CAMXc | Mixed mild | CAMXc_Mixed mild_4B/4C | 4
33376 | 95451 | CA | CAMXc | Mixed mild | CAMXc_Mixed mild_4B/4C | 4
33377 | 95453 | CA | CAMXc | Mixed mild | CAMXc_Mixed mild_4B/4C | 4
33378 | 95457 | CA | CAMXc | Mixed mild | CAMXc_Mixed mild_4B/4C | 4
33379 | 95458 | CA | CAMXc | Mixed mild | CAMXc_Mixed mild_4B/4C | 4
33380 | 95464 | CA | CAMXc | Mixed mild | CAMXc_Mixed mild_4B/4C | 4
33381 | 95467 | CA | CAMXc | Mixed mild | CAMXc_Mixed mild_4B/4C | 4
33382 | 95485 | CA | CAMXc | Mixed mild | CAMXc_Mixed mild_4B/4C | 4
33383 | 95493 | CA | CAMXc | Mixed mild | CAMXc_Mixed mild_4B/4C | 4
33384 | 95527 | CA | CAMXc | Mixed mild | CAMXc_Mixed mild_4B/4C | 4
33385 | 95552 | CA | CAMXc | Mixed mild | CAMXc_Mixed mild_4B/4C | 4
33386 | 95563 | CA | CAMXc | Mixed mild | CAMXc_Mixed mild_4B/4C | 4
33387 | 95595 | CA | CAMXc | Mixed mild | CAMXc_Mixed mild_4B/4C | 4
33388 | 96010 | CA | CAMXc | Mixed mild | CAMXc_Mixed mild_4B/4C | 4
33389 | 96024 | CA | CAMXc | Mixed mild | CAMXc_Mixed mild_4B/4C | 4
33390 | 96041 | CA | CAMXc | Mixed mild | CAMXc_Mixed mild_4B/4C | 4
33391 | 96046 | CA | CAMXc | Mixed mild | CAMXc_Mixed mild_4B/4C | 4
33392 | 96048 | CA | CAMXc | Mixed mild | CAMXc_Mixed mild_4B/4C | 4
33393 | 96052 | CA | CAMXc | Mixed mild | CAMXc_Mixed mild_4B/4C | 4
33394 | 96076 | CA | CAMXc | Mixed mild | CAMXc_Mixed mild_4B/4C | 4
33395 | 96091 | CA | CAMXc | Mixed mild | CAMXc_Mixed mild_4B/4C | 4
33396 | 96093 | CA | CAMXc | Mixed mild | CAMXc_Mixed mild_4B/4C | 4
33397 | 95601 | CA | CAMXc | Mixed mild | CAMXc_Mixed mild_4B/4C | 4
33398 | 95629 | CA | CAMXc | Mixed mild | CAMXc_Mixed mild_4B/4C | 4
33399 | 95640 | CA | CAMXc | Mixed mild | CAMXc_Mixed mild_4B/4C | 4
33400 | 95642 | CA | CAMXc | Mixed mild | CAMXc_Mixed mild_4B/4C | 4
33401 | 95646 | CA | CAMXc | Mixed mild | CAMXc_Mixed mild_4B/4C | 4
33402 | 95654 | CA | CAMXc | Mixed mild | CAMXc_Mixed mild_4B/4C | 4
33403 | 95665 | CA | CAMXc | Mixed mild | CAMXc_Mixed mild_4B/4C | 4
33404 | 95666 | CA | CAMXc | Mixed mild | CAMXc_Mixed mild_4B/4C | 4
33405 | 95669 | CA | CAMXc | Mixed mild | CAMXc_Mixed mild_4B/4C | 4
33406 | 95675 | CA | CAMXc | Mixed mild | CAMXc_Mixed mild_4B/4C | 4
33407 | 95685 | CA | CAMXc | Mixed mild | CAMXc_Mixed mild_4B/4C | 4
33408 | 95689 | CA | CAMXc | Mixed mild | CAMXc_Mixed mild_4B/4C | 4
33409 | 95699 | CA | CAMXc | Mixed mild | CAMXc_Mixed mild_4B/4C | 4
33410 | 95613 | CA | CAMXc | Mixed mild | CAMXc_Mixed mild_4B/4C | 4
33411 | 95614 | CA | CAMXc | Mixed mild | CAMXc_Mixed mild_4B/4C | 4
33412 | 95619 | CA | CAMXc | Mixed mild | CAMXc_Mixed mild_4B/4C | 4
33413 | 95623 | CA | CAMXc | Mixed mild | CAMXc_Mixed mild_4B/4C | 4
33414 | 95633 | CA | CAMXc | Mixed mild | CAMXc_Mixed mild_4B/4C | 4
33415 | 95634 | CA | CAMXc | Mixed mild | CAMXc_Mixed mild_4B/4C | 4
33416 | 95635 | CA | CAMXc | Mixed mild | CAMXc_Mixed mild_4B/4C | 4
33417 | 95636 | CA | CAMXc | Mixed mild | CAMXc_Mixed mild_4B/4C | 4
33418 | 95651 | CA | CAMXc | Mixed mild | CAMXc_Mixed mild_4B/4C | 4
33419 | 95656 | CA | CAMXc | Mixed mild | CAMXc_Mixed mild_4B/4C | 4
33420 | 95664 | CA | CAMXc | Mixed mild | CAMXc_Mixed mild_4B/4C | 4
33421 | 95667 | CA | CAMXc | Mixed mild | CAMXc_Mixed mild_4B/4C | 4
33422 | 95672 | CA | CAMXc | Mixed mild | CAMXc_Mixed mild_4B/4C | 4
33423 | 95682 | CA | CAMXc | Mixed mild | CAMXc_Mixed mild_4B/4C | 4
33424 | 95684 | CA | CAMXc | Mixed mild | CAMXc_Mixed mild_4B/4C | 4
33425 | 95709 | CA | CAMXc | Mixed mild | CAMXc_Mixed mild_4B/4C | 4
33426 | 95720 | CA | CAMXc | Mixed mild | CAMXc_Mixed mild_4B/4C | 4
33427 | 95721 | CA | CAMXc | Mixed mild | CAMXc_Mixed mild_4B/4C | 4
33428 | 95726 | CA | CAMXc | Mixed mild | CAMXc_Mixed mild_4B/4C | 4
33429 | 95735 | CA | CAMXc | Mixed mild | CAMXc_Mixed mild_4B/4C | 4
33430 | 95762 | CA | CAMXc | Mixed mild | CAMXc_Mixed mild_4B/4C | 4
33431 | 96150 | CA | CAMXc | Mixed mild | CAMXc_Mixed mild_4B/4C | 4
33432 | 96151 | CA | CAMXc | Mixed mild | CAMXc_Mixed mild_4B/4C | 4
33433 | 96155 | CA | CAMXc | Mixed mild | CAMXc_Mixed mild_4B/4C | 4
33434 | 96158 | CA | CAMXc | Mixed mild | CAMXc_Mixed mild_4B/4C | 4
33435 | 76364 | TX | ERCTc | Warm | ERCTc_Warm_3A/3B | 3
33436 | 76373 | TX | ERCTc | Warm | ERCTc_Warm_3A/3B | 3
33437 | 76384 | TX | ERCTc | Warm | ERCTc_Warm_3A/3B | 3
33438 | 79225 | TX | ERCTc | Warm | ERCTc_Warm_3A/3B | 3
33439 | 79247 | TX | ERCTc | Warm | ERCTc_Warm_3A/3B | 3
33440 | 76363 | TX | ERCTc | Warm | ERCTc_Warm_3A/3B | 3
33441 | 76371 | TX | ERCTc | Warm | ERCTc_Warm_3A/3B | 3
33442 | 76380 | TX | ERCTc | Warm | ERCTc_Warm_3A/3B | 3
33443 | 79227 | TX | ERCTc | Warm | ERCTc_Warm_3A/3B | 3
33444 | 79505 | TX | ERCTc | Warm | ERCTc_Warm_3A/3B | 3
33445 | 79529 | TX | ERCTc | Warm | ERCTc_Warm_3A/3B | 3
33446 | 76430 | TX | ERCTc | Warm | ERCTc_Warm_3A/3B | 3
33447 | 76483 | TX | ERCTc | Warm | ERCTc_Warm_3A/3B | 3
33448 | 79248 | TX | ERCTc | Warm | ERCTc_Warm_3A/3B | 3
33449 | 76388 | TX | ERCTc | Warm | ERCTc_Warm_3A/3B | 3
33450 | 79503 | TX | ERCTc | Warm | ERCTc_Warm_3A/3B | 3
33451 | 79521 | TX | ERCTc | Warm | ERCTc_Warm_3A/3B | 3
33452 | 79533 | TX | ERCTc | Warm | ERCTc_Warm_3A/3B | 3
33453 | 79539 | TX | ERCTc | Warm | ERCTc_Warm_3A/3B | 3
33454 | 79544 | TX | ERCTc | Warm | ERCTc_Warm_3A/3B | 3
33455 | 79547 | TX | ERCTc | Warm | ERCTc_Warm_3A/3B | 3
33456 | 79548 | TX | ERCTc | Warm | ERCTc_Warm_3A/3B | 3
33457 | 79553 | TX | ERCTc | Warm | ERCTc_Warm_3A/3B | 3
33458 | 79504 | TX | ERCTc | Warm | ERCTc_Warm_3A/3B | 3
33459 | 79601 | TX | ERCTc | Warm | ERCTc_Warm_3A/3B | 3
33460 | 76469 | TX | ERCTc | Warm | ERCTc_Warm_3A/3B | 3
33461 | 79510 | TX | ERCTc | Warm | ERCTc_Warm_3A/3B | 3
33462 | 79541 | TX | ERCTc | Warm | ERCTc_Warm_3A/3B | 3
33463 | 79602 | TX | ERCTc | Warm | ERCTc_Warm_3A/3B | 3
33464 | 76828 | TX | ERCTc | Warm | ERCTc_Warm_3A/3B | 3
33465 | 76834 | TX | ERCTc | Warm | ERCTc_Warm_3A/3B | 3
33466 | 76845 | TX | ERCTc | Warm | ERCTc_Warm_3A/3B | 3
33467 | 76873 | TX | ERCTc | Warm | ERCTc_Warm_3A/3B | 3
33468 | 76882 | TX | ERCTc | Warm | ERCTc_Warm_3A/3B | 3
33469 | 76884 | TX | ERCTc | Warm | ERCTc_Warm_3A/3B | 3
33470 | 76888 | TX | ERCTc | Warm | ERCTc_Warm_3A/3B | 3
33471 | 79519 | TX | ERCTc | Warm | ERCTc_Warm_3A/3B | 3
33472 | 79538 | TX | ERCTc | Warm | ERCTc_Warm_3A/3B | 3
33473 | 76820 | TX | ERCTc | Warm | ERCTc_Warm_3A/3B | 3
33474 | 76825 | TX | ERCTc | Warm | ERCTc_Warm_3A/3B | 3
33475 | 76831 | TX | ERCTc | Warm | ERCTc_Warm_3A/3B | 3
33476 | 76842 | TX | ERCTc | Warm | ERCTc_Warm_3A/3B | 3
33477 | 76856 | TX | ERCTc | Warm | ERCTc_Warm_3A/3B | 3
33478 | 76869 | TX | ERCTc | Warm | ERCTc_Warm_3A/3B | 3
33479 | 78624 | TX | ERCTc | Warm | ERCTc_Warm_3A/3B | 3
33480 | 76821 | TX | ERCTc | Warm | ERCTc_Warm_3A/3B | 3
33481 | 76861 | TX | ERCTc | Warm | ERCTc_Warm_3A/3B | 3
33482 | 76865 | TX | ERCTc | Warm | ERCTc_Warm_3A/3B | 3
33483 | 76875 | TX | ERCTc | Warm | ERCTc_Warm_3A/3B | 3
33484 | 76933 | TX | ERCTc | Warm | ERCTc_Warm_3A/3B | 3
33485 | 79530 | TX | ERCTc | Warm | ERCTc_Warm_3A/3B | 3
33486 | 79566 | TX | ERCTc | Warm | ERCTc_Warm_3A/3B | 3
33487 | 79567 | TX | ERCTc | Warm | ERCTc_Warm_3A/3B | 3
33488 | 76836 | TX | ERCTc | Warm | ERCTc_Warm_3A/3B | 3
33489 | 76852 | TX | ERCTc | Warm | ERCTc_Warm_3A/3B | 3
33490 | 76858 | TX | ERCTc | Warm | ERCTc_Warm_3A/3B | 3
33491 | 76871 | TX | ERCTc | Warm | ERCTc_Warm_3A/3B | 3
33492 | 76872 | TX | ERCTc | Warm | ERCTc_Warm_3A/3B | 3
33493 | 76887 | TX | ERCTc | Warm | ERCTc_Warm_3A/3B | 3
33494 | 76837 | TX | ERCTc | Warm | ERCTc_Warm_3A/3B | 3
33495 | 76841 | TX | ERCTc | Warm | ERCTc_Warm_3A/3B | 3
33496 | 76848 | TX | ERCTc | Warm | ERCTc_Warm_3A/3B | 3
33497 | 76854 | TX | ERCTc | Warm | ERCTc_Warm_3A/3B | 3
33498 | 76859 | TX | ERCTc | Warm | ERCTc_Warm_3A/3B | 3
33499 | 76855 | TX | ERCTc | Warm | ERCTc_Warm_3A/3B | 3
33500 | 76862 | TX | ERCTc | Warm | ERCTc_Warm_3A/3B | 3
33501 | 76866 | TX | ERCTc | Warm | ERCTc_Warm_3A/3B | 3
33502 | 76937 | TX | ERCTc | Warm | ERCTc_Warm_3A/3B | 3
33503 | 76940 | TX | ERCTc | Warm | ERCTc_Warm_3A/3B | 3
33504 | 76955 | TX | ERCTc | Warm | ERCTc_Warm_3A/3B | 3
33505 | 76849 | TX | ERCTc | Warm | ERCTc_Warm_3A/3B | 3
33506 | 76874 | TX | ERCTc | Warm | ERCTc_Warm_3A/3B | 3
33507 | 76883 | TX | ERCTc | Warm | ERCTc_Warm_3A/3B | 3
33508 | 78631 | TX | ERCTc | Warm | ERCTc_Warm_3A/3B | 3
33509 | 78003 | TX | ERCTc | Warm | ERCTc_Warm_3A/3B | 3
33510 | 78010 | TX | ERCTc | Warm | ERCTc_Warm_3A/3B | 3
33511 | 78013 | TX | ERCTc | Warm | ERCTc_Warm_3A/3B | 3
33512 | 78024 | TX | ERCTc | Warm | ERCTc_Warm_3A/3B | 3
33513 | 78025 | TX | ERCTc | Warm | ERCTc_Warm_3A/3B | 3
33514 | 78028 | TX | ERCTc | Warm | ERCTc_Warm_3A/3B | 3
33515 | 78029 | TX | ERCTc | Warm | ERCTc_Warm_3A/3B | 3
33516 | 78055 | TX | ERCTc | Warm | ERCTc_Warm_3A/3B | 3
33517 | 78058 | TX | ERCTc | Warm | ERCTc_Warm_3A/3B | 3
33518 | 78063 | TX | ERCTc | Warm | ERCTc_Warm_3A/3B | 3
33519 | 76886 | TX | ERCTc | Warm | ERCTc_Warm_3A/3B | 3
33520 | 76901 | TX | ERCTc | Warm | ERCTc_Warm_3A/3B | 3
33521 | 76902 | TX | ERCTc | Warm | ERCTc_Warm_3A/3B | 3
33522 | 76903 | TX | ERCTc | Warm | ERCTc_Warm_3A/3B | 3
33523 | 76904 | TX | ERCTc | Warm | ERCTc_Warm_3A/3B | 3
33524 | 76905 | TX | ERCTc | Warm | ERCTc_Warm_3A/3B | 3
33525 | 76906 | TX | ERCTc | Warm | ERCTc_Warm_3A/3B | 3
33526 | 76908 | TX | ERCTc | Warm | ERCTc_Warm_3A/3B | 3
33527 | 76909 | TX | ERCTc | Warm | ERCTc_Warm_3A/3B | 3
33528 | 76934 | TX | ERCTc | Warm | ERCTc_Warm_3A/3B | 3
33529 | 76935 | TX | ERCTc | Warm | ERCTc_Warm_3A/3B | 3
33530 | 76939 | TX | ERCTc | Warm | ERCTc_Warm_3A/3B | 3
33531 | 76945 | TX | ERCTc | Warm | ERCTc_Warm_3A/3B | 3
33532 | 76957 | TX | ERCTc | Warm | ERCTc_Warm_3A/3B | 3
33533 | 76958 | TX | ERCTc | Warm | ERCTc_Warm_3A/3B | 3
33534 | 76949 | TX | ERCTc | Warm | ERCTc_Warm_3A/3B | 3
33535 | 76953 | TX | ERCTc | Warm | ERCTc_Warm_3A/3B | 3
33536 | 79506 | TX | ERCTc | Warm | ERCTc_Warm_3A/3B | 3
33537 | 76950 | TX | ERCTc | Warm | ERCTc_Warm_3A/3B | 3
33538 | 76930 | TX | ERCTc | Warm | ERCTc_Warm_3A/3B | 3
33539 | 76941 | TX | ERCTc | Warm | ERCTc_Warm_3A/3B | 3
33540 | 76932 | TX | ERCTc | Warm | ERCTc_Warm_3A/3B | 3
33541 | 79739 | TX | ERCTc | Warm | ERCTc_Warm_3A/3B | 3
33542 | 76936 | TX | ERCTc | Warm | ERCTc_Warm_3A/3B | 3
33543 | 76943 | TX | ERCTc | Warm | ERCTc_Warm_3A/3B | 3
33544 | 79730 | TX | ERCTc | Warm | ERCTc_Warm_3A/3B | 3
33545 | 79735 | TX | ERCTc | Warm | ERCTc_Warm_3A/3B | 3
33546 | 79740 | TX | ERCTc | Warm | ERCTc_Warm_3A/3B | 3
33547 | 79743 | TX | ERCTc | Warm | ERCTc_Warm_3A/3B | 3
33548 | 79744 | TX | ERCTc | Warm | ERCTc_Warm_3A/3B | 3
33549 | 79781 | TX | ERCTc | Warm | ERCTc_Warm_3A/3B | 3
33550 | 76951 | TX | ERCTc | Warm | ERCTc_Warm_3A/3B | 3
33551 | 78851 | TX | ERCTc | Warm | ERCTc_Warm_3A/3B | 3
33552 | 79848 | TX | ERCTc | Warm | ERCTc_Warm_3A/3B | 3
33553 | 79003 | TX | SPSOc | Warm | SPSOc_Warm_3A/3B | 3
33554 | 79011 | TX | SPSOc | Warm | SPSOc_Warm_3A/3B | 3
33555 | 79014 | TX | SPSOc | Warm | SPSOc_Warm_3A/3B | 3
33556 | 79079 | TX | SPSOc | Warm | SPSOc_Warm_3A/3B | 3
33557 | 79096 | TX | SPSOc | Warm | SPSOc_Warm_3A/3B | 3
33558 | 79095 | TX | SPSOc | Warm | SPSOc_Warm_3A/3B | 3
33559 | 79230 | TX | SPSOc | Warm | SPSOc_Warm_3A/3B | 3
33560 | 79245 | TX | SPSOc | Warm | SPSOc_Warm_3A/3B | 3
33561 | 79251 | TX | SPSOc | Warm | SPSOc_Warm_3A/3B | 3
33562 | 79201 | TX | ERCTc | Warm | ERCTc_Warm_3A/3B | 3
33563 | 79259 | TX | ERCTc | Warm | ERCTc_Warm_3A/3B | 3
33564 | 79223 | TX | ERCTc | Warm | ERCTc_Warm_3A/3B | 3
33565 | 79252 | TX | ERCTc | Warm | ERCTc_Warm_3A/3B | 3
33566 | 79233 | TX | ERCTc | Warm | ERCTc_Warm_3A/3B | 3
33567 | 79239 | TX | ERCTc | Warm | ERCTc_Warm_3A/3B | 3
33568 | 79234 | TX | ERCTc | Warm | ERCTc_Warm_3A/3B | 3
33569 | 79235 | TX | ERCTc | Warm | ERCTc_Warm_3A/3B | 3
33570 | 79241 | TX | ERCTc | Warm | ERCTc_Warm_3A/3B | 3
33571 | 79244 | TX | ERCTc | Warm | ERCTc_Warm_3A/3B | 3
33572 | 79256 | TX | ERCTc | Warm | ERCTc_Warm_3A/3B | 3
33573 | 79220 | TX | ERCTc | Warm | ERCTc_Warm_3A/3B | 3
33574 | 79229 | TX | ERCTc | Warm | ERCTc_Warm_3A/3B | 3
33575 | 79243 | TX | ERCTc | Warm | ERCTc_Warm_3A/3B | 3
33576 | 79370 | TX | ERCTc | Warm | ERCTc_Warm_3A/3B | 3
33577 | 79322 | TX | ERCTc | Warm | ERCTc_Warm_3A/3B | 3
33578 | 79343 | TX | ERCTc | Warm | ERCTc_Warm_3A/3B | 3
33579 | 79356 | TX | ERCTc | Warm | ERCTc_Warm_3A/3B | 3
33580 | 79357 | TX | ERCTc | Warm | ERCTc_Warm_3A/3B | 3
33581 | 79364 | TX | ERCTc | Warm | ERCTc_Warm_3A/3B | 3
33582 | 79236 | TX | ERCTc | Warm | ERCTc_Warm_3A/3B | 3
33583 | 79329 | TX | SPSOc | Warm | SPSOc_Warm_3A/3B | 3
33584 | 79350 | TX | SPSOc | Warm | SPSOc_Warm_3A/3B | 3
33585 | 79358 | TX | SPSOc | Warm | SPSOc_Warm_3A/3B | 3
33586 | 79363 | TX | SPSOc | Warm | SPSOc_Warm_3A/3B | 3
33587 | 79366 | TX | SPSOc | Warm | SPSOc_Warm_3A/3B | 3
33588 | 79381 | TX | SPSOc | Warm | SPSOc_Warm_3A/3B | 3
33589 | 79382 | TX | SPSOc | Warm | SPSOc_Warm_3A/3B | 3
33590 | 79401 | TX | SPSOc | Warm | SPSOc_Warm_3A/3B | 3
33591 | 79402 | TX | SPSOc | Warm | SPSOc_Warm_3A/3B | 3
33592 | 79403 | TX | SPSOc | Warm | SPSOc_Warm_3A/3B | 3
33593 | 79404 | TX | SPSOc | Warm | SPSOc_Warm_3A/3B | 3
33594 | 79406 | TX | SPSOc | Warm | SPSOc_Warm_3A/3B | 3
33595 | 79407 | TX | SPSOc | Warm | SPSOc_Warm_3A/3B | 3
33596 | 79408 | TX | SPSOc | Warm | SPSOc_Warm_3A/3B | 3
33597 | 79409 | TX | SPSOc | Warm | SPSOc_Warm_3A/3B | 3
33598 | 79410 | TX | SPSOc | Warm | SPSOc_Warm_3A/3B | 3
33599 | 79411 | TX | SPSOc | Warm | SPSOc_Warm_3A/3B | 3
33600 | 79412 | TX | SPSOc | Warm | SPSOc_Warm_3A/3B | 3
33601 | 79413 | TX | SPSOc | Warm | SPSOc_Warm_3A/3B | 3
33602 | 79414 | TX | SPSOc | Warm | SPSOc_Warm_3A/3B | 3
33603 | 79415 | TX | SPSOc | Warm | SPSOc_Warm_3A/3B | 3
33604 | 79416 | TX | SPSOc | Warm | SPSOc_Warm_3A/3B | 3
33605 | 79423 | TX | SPSOc | Warm | SPSOc_Warm_3A/3B | 3
33606 | 79424 | TX | SPSOc | Warm | SPSOc_Warm_3A/3B | 3
33607 | 79430 | TX | SPSOc | Warm | SPSOc_Warm_3A/3B | 3
33608 | 79452 | TX | SPSOc | Warm | SPSOc_Warm_3A/3B | 3
33609 | 79453 | TX | SPSOc | Warm | SPSOc_Warm_3A/3B | 3
33610 | 79464 | TX | SPSOc | Warm | SPSOc_Warm_3A/3B | 3
33611 | 79490 | TX | SPSOc | Warm | SPSOc_Warm_3A/3B | 3
33612 | 79491 | TX | SPSOc | Warm | SPSOc_Warm_3A/3B | 3
33613 | 79493 | TX | SPSOc | Warm | SPSOc_Warm_3A/3B | 3
33614 | 79499 | TX | SPSOc | Warm | SPSOc_Warm_3A/3B | 3
33615 | 79316 | TX | SPSOc | Warm | SPSOc_Warm_3A/3B | 3
33616 | 79331 | TX | SPSOc | Warm | SPSOc_Warm_3A/3B | 3
33617 | 79345 | TX | SPSOc | Warm | SPSOc_Warm_3A/3B | 3
33618 | 79351 | TX | SPSOc | Warm | SPSOc_Warm_3A/3B | 3
33619 | 79373 | TX | SPSOc | Warm | SPSOc_Warm_3A/3B | 3
33620 | 79383 | TX | SPSOc | Warm | SPSOc_Warm_3A/3B | 3
33621 | 79355 | TX | SPSOc | Warm | SPSOc_Warm_3A/3B | 3
33622 | 79359 | TX | SPSOc | Warm | SPSOc_Warm_3A/3B | 3
33623 | 79376 | TX | SPSOc | Warm | SPSOc_Warm_3A/3B | 3
33624 | 79378 | TX | SPSOc | Warm | SPSOc_Warm_3A/3B | 3
33625 | 79323 | TX | SPSOc | Warm | SPSOc_Warm_3A/3B | 3
33626 | 79342 | TX | SPSOc | Warm | SPSOc_Warm_3A/3B | 3
33627 | 79360 | TX | SPSOc | Warm | SPSOc_Warm_3A/3B | 3
33628 | 79330 | TX | SPSOc | Warm | SPSOc_Warm_3A/3B | 3
33629 | 79511 | TX | ERCTc | Warm | ERCTc_Warm_3A/3B | 3
33630 | 79517 | TX | ERCTc | Warm | ERCTc_Warm_3A/3B | 3
33631 | 79527 | TX | ERCTc | Warm | ERCTc_Warm_3A/3B | 3
33632 | 79713 | TX | ERCTc | Warm | ERCTc_Warm_3A/3B | 3
33633 | 79738 | TX | ERCTc | Warm | ERCTc_Warm_3A/3B | 3
33634 | 79377 | TX | ERCTc | Warm | ERCTc_Warm_3A/3B | 3
33635 | 79705 | TX | ERCTc | Warm | ERCTc_Warm_3A/3B | 3
33636 | 79720 | TX | ERCTc | Warm | ERCTc_Warm_3A/3B | 3
33637 | 79749 | TX | ERCTc | Warm | ERCTc_Warm_3A/3B | 3
33638 | 79782 | TX | ERCTc | Warm | ERCTc_Warm_3A/3B | 3
33639 | 79783 | TX | ERCTc | Warm | ERCTc_Warm_3A/3B | 3
33640 | 79501 | TX | ERCTc | Warm | ERCTc_Warm_3A/3B | 3
33641 | 79520 | TX | ERCTc | Warm | ERCTc_Warm_3A/3B | 3
33642 | 79525 | TX | ERCTc | Warm | ERCTc_Warm_3A/3B | 3
33643 | 79536 | TX | ERCTc | Warm | ERCTc_Warm_3A/3B | 3
33644 | 79560 | TX | ERCTc | Warm | ERCTc_Warm_3A/3B | 3
33645 | 79561 | TX | ERCTc | Warm | ERCTc_Warm_3A/3B | 3
33646 | 79502 | TX | ERCTc | Warm | ERCTc_Warm_3A/3B | 3
33647 | 79528 | TX | ERCTc | Warm | ERCTc_Warm_3A/3B | 3
33648 | 79540 | TX | ERCTc | Warm | ERCTc_Warm_3A/3B | 3
33649 | 79546 | TX | ERCTc | Warm | ERCTc_Warm_3A/3B | 3
33650 | 79532 | TX | ERCTc | Warm | ERCTc_Warm_3A/3B | 3
33651 | 79535 | TX | ERCTc | Warm | ERCTc_Warm_3A/3B | 3
33652 | 79537 | TX | ERCTc | Warm | ERCTc_Warm_3A/3B | 3
33653 | 79545 | TX | ERCTc | Warm | ERCTc_Warm_3A/3B | 3
33654 | 79556 | TX | ERCTc | Warm | ERCTc_Warm_3A/3B | 3
33655 | 79508 | TX | ERCTc | Warm | ERCTc_Warm_3A/3B | 3
33656 | 79562 | TX | ERCTc | Warm | ERCTc_Warm_3A/3B | 3
33657 | 79563 | TX | ERCTc | Warm | ERCTc_Warm_3A/3B | 3
33658 | 79603 | TX | ERCTc | Warm | ERCTc_Warm_3A/3B | 3
33659 | 79604 | TX | ERCTc | Warm | ERCTc_Warm_3A/3B | 3
33660 | 79605 | TX | ERCTc | Warm | ERCTc_Warm_3A/3B | 3
33661 | 79606 | TX | ERCTc | Warm | ERCTc_Warm_3A/3B | 3
33662 | 79607 | TX | ERCTc | Warm | ERCTc_Warm_3A/3B | 3
33663 | 79608 | TX | ERCTc | Warm | ERCTc_Warm_3A/3B | 3
33664 | 79697 | TX | ERCTc | Warm | ERCTc_Warm_3A/3B | 3
33665 | 79698 | TX | ERCTc | Warm | ERCTc_Warm_3A/3B | 3
33666 | 79699 | TX | ERCTc | Warm | ERCTc_Warm_3A/3B | 3
33667 | 79733 | TX | ERCTc | Warm | ERCTc_Warm_3A/3B | 3
33668 | 79748 | TX | ERCTc | Warm | ERCTc_Warm_3A/3B | 3
33669 | 79512 | TX | ERCTc | Warm | ERCTc_Warm_3A/3B | 3
33670 | 79516 | TX | ERCTc | Warm | ERCTc_Warm_3A/3B | 3
33671 | 79526 | TX | ERCTc | Warm | ERCTc_Warm_3A/3B | 3
33672 | 79549 | TX | ERCTc | Warm | ERCTc_Warm_3A/3B | 3
33673 | 79565 | TX | ERCTc | Warm | ERCTc_Warm_3A/3B | 3
33674 | 79518 | TX | ERCTc | Warm | ERCTc_Warm_3A/3B | 3
33675 | 79534 | TX | ERCTc | Warm | ERCTc_Warm_3A/3B | 3
33676 | 79543 | TX | ERCTc | Warm | ERCTc_Warm_3A/3B | 3
33677 | 79701 | TX | ERCTc | Warm | ERCTc_Warm_3A/3B | 3
33678 | 79702 | TX | ERCTc | Warm | ERCTc_Warm_3A/3B | 3
33679 | 79703 | TX | ERCTc | Warm | ERCTc_Warm_3A/3B | 3
33680 | 79704 | TX | ERCTc | Warm | ERCTc_Warm_3A/3B | 3
33681 | 79706 | TX | ERCTc | Warm | ERCTc_Warm_3A/3B | 3
33682 | 79707 | TX | ERCTc | Warm | ERCTc_Warm_3A/3B | 3
33683 | 79708 | TX | ERCTc | Warm | ERCTc_Warm_3A/3B | 3
33684 | 79710 | TX | ERCTc | Warm | ERCTc_Warm_3A/3B | 3
33685 | 79711 | TX | ERCTc | Warm | ERCTc_Warm_3A/3B | 3
33686 | 79712 | TX | ERCTc | Warm | ERCTc_Warm_3A/3B | 3
33687 | 79758 | TX | ERCTc | Warm | ERCTc_Warm_3A/3B | 3
33688 | 79765 | TX | ERCTc | Warm | ERCTc_Warm_3A/3B | 3
33689 | 79766 | TX | ERCTc | Warm | ERCTc_Warm_3A/3B | 3
33690 | 79741 | TX | ERCTc | Warm | ERCTc_Warm_3A/3B | 3
33691 | 79759 | TX | ERCTc | Warm | ERCTc_Warm_3A/3B | 3
33692 | 79760 | TX | ERCTc | Warm | ERCTc_Warm_3A/3B | 3
33693 | 79761 | TX | ERCTc | Warm | ERCTc_Warm_3A/3B | 3
33694 | 79762 | TX | ERCTc | Warm | ERCTc_Warm_3A/3B | 3
33695 | 79763 | TX | ERCTc | Warm | ERCTc_Warm_3A/3B | 3
33696 | 79764 | TX | ERCTc | Warm | ERCTc_Warm_3A/3B | 3
33697 | 79768 | TX | ERCTc | Warm | ERCTc_Warm_3A/3B | 3
33698 | 79769 | TX | ERCTc | Warm | ERCTc_Warm_3A/3B | 3
33699 | 79776 | TX | ERCTc | Warm | ERCTc_Warm_3A/3B | 3
33700 | 79714 | TX | ERCTc | Warm | ERCTc_Warm_3A/3B | 3
33701 | 79718 | TX | ERCTc | Warm | ERCTc_Warm_3A/3B | 3
33702 | 79770 | TX | ERCTc | Warm | ERCTc_Warm_3A/3B | 3
33703 | 79772 | TX | ERCTc | Warm | ERCTc_Warm_3A/3B | 3
33704 | 79780 | TX | ERCTc | Warm | ERCTc_Warm_3A/3B | 3
33705 | 79785 | TX | ERCTc | Warm | ERCTc_Warm_3A/3B | 3
33706 | 79719 | TX | ERCTc | Warm | ERCTc_Warm_3A/3B | 3
33707 | 79742 | TX | ERCTc | Warm | ERCTc_Warm_3A/3B | 3
33708 | 79756 | TX | ERCTc | Warm | ERCTc_Warm_3A/3B | 3
33709 | 79777 | TX | ERCTc | Warm | ERCTc_Warm_3A/3B | 3
33710 | 79788 | TX | ERCTc | Warm | ERCTc_Warm_3A/3B | 3
33711 | 79731 | TX | ERCTc | Warm | ERCTc_Warm_3A/3B | 3
33712 | 79734 | TX | ERCTc | Warm | ERCTc_Warm_3A/3B | 3
33713 | 79854 | TX | ERCTc | Warm | ERCTc_Warm_3A/3B | 3
33714 | 79745 | TX | ERCTc | Warm | ERCTc_Warm_3A/3B | 3
33715 | 79789 | TX | ERCTc | Warm | ERCTc_Warm_3A/3B | 3
33716 | 79752 | TX | ERCTc | Warm | ERCTc_Warm_3A/3B | 3
33717 | 79755 | TX | ERCTc | Warm | ERCTc_Warm_3A/3B | 3
33718 | 79778 | TX | ERCTc | Warm | ERCTc_Warm_3A/3B | 3
33719 | 79754 | TX | ERCTc | Warm | ERCTc_Warm_3A/3B | 3
33720 | 79821 | TX | AZNMc | Warm | AZNMc_Warm_3B | 3
33721 | 79835 | TX | AZNMc | Warm | AZNMc_Warm_3B | 3
33722 | 79836 | TX | AZNMc | Warm | AZNMc_Warm_3B | 3
33723 | 79838 | TX | AZNMc | Warm | AZNMc_Warm_3B | 3
33724 | 79849 | TX | AZNMc | Warm | AZNMc_Warm_3B | 3
33725 | 79853 | TX | AZNMc | Warm | AZNMc_Warm_3B | 3
33726 | 79901 | TX | AZNMc | Warm | AZNMc_Warm_3B | 3
33727 | 79902 | TX | AZNMc | Warm | AZNMc_Warm_3B | 3
33728 | 79903 | TX | AZNMc | Warm | AZNMc_Warm_3B | 3
33729 | 79904 | TX | AZNMc | Warm | AZNMc_Warm_3B | 3
33730 | 79905 | TX | AZNMc | Warm | AZNMc_Warm_3B | 3
33731 | 79906 | TX | AZNMc | Warm | AZNMc_Warm_3B | 3
33732 | 79907 | TX | AZNMc | Warm | AZNMc_Warm_3B | 3
33733 | 79908 | TX | AZNMc | Warm | AZNMc_Warm_3B | 3
33734 | 79910 | TX | AZNMc | Warm | AZNMc_Warm_3B | 3
33735 | 79911 | TX | AZNMc | Warm | AZNMc_Warm_3B | 3
33736 | 79912 | TX | AZNMc | Warm | AZNMc_Warm_3B | 3
33737 | 79913 | TX | AZNMc | Warm | AZNMc_Warm_3B | 3
33738 | 79914 | TX | AZNMc | Warm | AZNMc_Warm_3B | 3
33739 | 79915 | TX | AZNMc | Warm | AZNMc_Warm_3B | 3
33740 | 79916 | TX | AZNMc | Warm | AZNMc_Warm_3B | 3
33741 | 79917 | TX | AZNMc | Warm | AZNMc_Warm_3B | 3
33742 | 79918 | TX | AZNMc | Warm | AZNMc_Warm_3B | 3
33743 | 79922 | TX | AZNMc | Warm | AZNMc_Warm_3B | 3
33744 | 79923 | TX | AZNMc | Warm | AZNMc_Warm_3B | 3
33745 | 79924 | TX | AZNMc | Warm | AZNMc_Warm_3B | 3
33746 | 79925 | TX | AZNMc | Warm | AZNMc_Warm_3B | 3
33747 | 79926 | TX | AZNMc | Warm | AZNMc_Warm_3B | 3
33748 | 79927 | TX | AZNMc | Warm | AZNMc_Warm_3B | 3
33749 | 79928 | TX | AZNMc | Warm | AZNMc_Warm_3B | 3
33750 | 79929 | TX | AZNMc | Warm | AZNMc_Warm_3B | 3
33751 | 79930 | TX | AZNMc | Warm | AZNMc_Warm_3B | 3
33752 | 79931 | TX | AZNMc | Warm | AZNMc_Warm_3B | 3
33753 | 79932 | TX | AZNMc | Warm | AZNMc_Warm_3B | 3
33754 | 79934 | TX | AZNMc | Warm | AZNMc_Warm_3B | 3
33755 | 79935 | TX | AZNMc | Warm | AZNMc_Warm_3B | 3
33756 | 79936 | TX | AZNMc | Warm | AZNMc_Warm_3B | 3
33757 | 79937 | TX | AZNMc | Warm | AZNMc_Warm_3B | 3
33758 | 79938 | TX | AZNMc | Warm | AZNMc_Warm_3B | 3
33759 | 79940 | TX | AZNMc | Warm | AZNMc_Warm_3B | 3
33760 | 79941 | TX | AZNMc | Warm | AZNMc_Warm_3B | 3
33761 | 79942 | TX | AZNMc | Warm | AZNMc_Warm_3B | 3
33762 | 79943 | TX | AZNMc | Warm | AZNMc_Warm_3B | 3
33763 | 79944 | TX | AZNMc | Warm | AZNMc_Warm_3B | 3
33764 | 79945 | TX | AZNMc | Warm | AZNMc_Warm_3B | 3
33765 | 79946 | TX | AZNMc | Warm | AZNMc_Warm_3B | 3
33766 | 79947 | TX | AZNMc | Warm | AZNMc_Warm_3B | 3
33767 | 79948 | TX | AZNMc | Warm | AZNMc_Warm_3B | 3
33768 | 79949 | TX | AZNMc | Warm | AZNMc_Warm_3B | 3
33769 | 79950 | TX | AZNMc | Warm | AZNMc_Warm_3B | 3
33770 | 79951 | TX | AZNMc | Warm | AZNMc_Warm_3B | 3
33771 | 79952 | TX | AZNMc | Warm | AZNMc_Warm_3B | 3
33772 | 79953 | TX | AZNMc | Warm | AZNMc_Warm_3B | 3
33773 | 79954 | TX | AZNMc | Warm | AZNMc_Warm_3B | 3
33774 | 79955 | TX | AZNMc | Warm | AZNMc_Warm_3B | 3
33775 | 79968 | TX | AZNMc | Warm | AZNMc_Warm_3B | 3
33776 | 79995 | TX | AZNMc | Warm | AZNMc_Warm_3B | 3
33777 | 79996 | TX | AZNMc | Warm | AZNMc_Warm_3B | 3
33778 | 79997 | TX | AZNMc | Warm | AZNMc_Warm_3B | 3
33779 | 79830 | TX | ERCTc | Warm | ERCTc_Warm_3A/3B | 3
33780 | 79832 | TX | ERCTc | Warm | ERCTc_Warm_3A/3B | 3
33781 | 79834 | TX | ERCTc | Warm | ERCTc_Warm_3A/3B | 3
33782 | 79842 | TX | ERCTc | Warm | ERCTc_Warm_3A/3B | 3
33783 | 79852 | TX | ERCTc | Warm | ERCTc_Warm_3A/3B | 3
33784 | 79837 | TX | ERCTc | Warm | ERCTc_Warm_3A/3B | 3
33785 | 79839 | TX | ERCTc | Warm | ERCTc_Warm_3A/3B | 3
33786 | 79847 | TX | ERCTc | Warm | ERCTc_Warm_3A/3B | 3
33787 | 79851 | TX | ERCTc | Warm | ERCTc_Warm_3A/3B | 3
33788 | 79843 | TX | ERCTc | Warm | ERCTc_Warm_3A/3B | 3
33789 | 79845 | TX | ERCTc | Warm | ERCTc_Warm_3A/3B | 3
33790 | 79846 | TX | ERCTc | Warm | ERCTc_Warm_3A/3B | 3
33791 | 79855 | TX | ERCTc | Warm | ERCTc_Warm_3A/3B | 3
33792 | 84725 | UT | NWPPc | Warm | NWPPc_Warm_3B | 3
33793 | 84733 | UT | NWPPc | Warm | NWPPc_Warm_3B | 3
33794 | 84737 | UT | NWPPc | Warm | NWPPc_Warm_3B | 3
33795 | 84738 | UT | NWPPc | Warm | NWPPc_Warm_3B | 3
33796 | 84745 | UT | NWPPc | Warm | NWPPc_Warm_3B | 3
33797 | 84746 | UT | NWPPc | Warm | NWPPc_Warm_3B | 3
33798 | 84763 | UT | NWPPc | Warm | NWPPc_Warm_3B | 3
33799 | 84765 | UT | NWPPc | Warm | NWPPc_Warm_3B | 3
33800 | 84767 | UT | NWPPc | Warm | NWPPc_Warm_3B | 3
33801 | 84770 | UT | NWPPc | Warm | NWPPc_Warm_3B | 3
33802 | 84771 | UT | NWPPc | Warm | NWPPc_Warm_3B | 3
33803 | 84774 | UT | NWPPc | Warm | NWPPc_Warm_3B | 3
33804 | 84779 | UT | NWPPc | Warm | NWPPc_Warm_3B | 3
33805 | 84780 | UT | NWPPc | Warm | NWPPc_Warm_3B | 3
33806 | 84781 | UT | NWPPc | Warm | NWPPc_Warm_3B | 3
33807 | 84782 | UT | NWPPc | Warm | NWPPc_Warm_3B | 3
33808 | 84783 | UT | NWPPc | Warm | NWPPc_Warm_3B | 3
33809 | 84784 | UT | NWPPc | Warm | NWPPc_Warm_3B | 3
33810 | 84790 | UT | NWPPc | Warm | NWPPc_Warm_3B | 3
33811 | 84791 | UT | NWPPc | Warm | NWPPc_Warm_3B | 3
33812 | 85360 | AZ | AZNMc | Warm | AZNMc_Warm_3B | 3
33813 | 86021 | AZ | AZNMc | Warm | AZNMc_Warm_3B | 3
33814 | 86401 | AZ | AZNMc | Warm | AZNMc_Warm_3B | 3
33815 | 86402 | AZ | AZNMc | Warm | AZNMc_Warm_3B | 3
33816 | 86403 | AZ | AZNMc | Warm | AZNMc_Warm_3B | 3
33817 | 86404 | AZ | AZNMc | Warm | AZNMc_Warm_3B | 3
33818 | 86405 | AZ | AZNMc | Warm | AZNMc_Warm_3B | 3
33819 | 86406 | AZ | AZNMc | Warm | AZNMc_Warm_3B | 3
33820 | 86409 | AZ | AZNMc | Warm | AZNMc_Warm_3B | 3
33821 | 86411 | AZ | AZNMc | Warm | AZNMc_Warm_3B | 3
33822 | 86412 | AZ | AZNMc | Warm | AZNMc_Warm_3B | 3
33823 | 86413 | AZ | AZNMc | Warm | AZNMc_Warm_3B | 3
33824 | 86426 | AZ | AZNMc | Warm | AZNMc_Warm_3B | 3
33825 | 86427 | AZ | AZNMc | Warm | AZNMc_Warm_3B | 3
33826 | 86429 | AZ | AZNMc | Warm | AZNMc_Warm_3B | 3
33827 | 86430 | AZ | AZNMc | Warm | AZNMc_Warm_3B | 3
33828 | 86431 | AZ | AZNMc | Warm | AZNMc_Warm_3B | 3
33829 | 86432 | AZ | AZNMc | Warm | AZNMc_Warm_3B | 3
33830 | 86433 | AZ | AZNMc | Warm | AZNMc_Warm_3B | 3
33831 | 86434 | AZ | AZNMc | Warm | AZNMc_Warm_3B | 3
33832 | 86436 | AZ | AZNMc | Warm | AZNMc_Warm_3B | 3
33833 | 86437 | AZ | AZNMc | Warm | AZNMc_Warm_3B | 3
33834 | 86438 | AZ | AZNMc | Warm | AZNMc_Warm_3B | 3
33835 | 86439 | AZ | AZNMc | Warm | AZNMc_Warm_3B | 3
33836 | 86440 | AZ | AZNMc | Warm | AZNMc_Warm_3B | 3
33837 | 86441 | AZ | AZNMc | Warm | AZNMc_Warm_3B | 3
33838 | 86442 | AZ | AZNMc | Warm | AZNMc_Warm_3B | 3
33839 | 86443 | AZ | AZNMc | Warm | AZNMc_Warm_3B | 3
33840 | 86444 | AZ | AZNMc | Warm | AZNMc_Warm_3B | 3
33841 | 86445 | AZ | AZNMc | Warm | AZNMc_Warm_3B | 3
33842 | 86446 | AZ | AZNMc | Warm | AZNMc_Warm_3B | 3
33843 | 85530 | AZ | AZNMc | Warm | AZNMc_Warm_3B | 3
33844 | 85531 | AZ | AZNMc | Warm | AZNMc_Warm_3B | 3
33845 | 85535 | AZ | AZNMc | Warm | AZNMc_Warm_3B | 3
33846 | 85536 | AZ | AZNMc | Warm | AZNMc_Warm_3B | 3
33847 | 85543 | AZ | AZNMc | Warm | AZNMc_Warm_3B | 3
33848 | 85546 | AZ | AZNMc | Warm | AZNMc_Warm_3B | 3
33849 | 85548 | AZ | AZNMc | Warm | AZNMc_Warm_3B | 3
33850 | 85550 | AZ | AZNMc | Warm | AZNMc_Warm_3B | 3
33851 | 85551 | AZ | AZNMc | Warm | AZNMc_Warm_3B | 3
33852 | 85552 | AZ | AZNMc | Warm | AZNMc_Warm_3B | 3
33853 | 85643 | AZ | AZNMc | Warm | AZNMc_Warm_3B | 3
33854 | 85533 | AZ | AZNMc | Warm | AZNMc_Warm_3B | 3
33855 | 85534 | AZ | AZNMc | Warm | AZNMc_Warm_3B | 3
33856 | 85540 | AZ | AZNMc | Warm | AZNMc_Warm_3B | 3
33857 | 85922 | AZ | AZNMc | Warm | AZNMc_Warm_3B | 3
33858 | 85603 | AZ | AZNMc | Warm | AZNMc_Warm_3B | 3
33859 | 85605 | AZ | AZNMc | Warm | AZNMc_Warm_3B | 3
33860 | 85606 | AZ | AZNMc | Warm | AZNMc_Warm_3B | 3
33861 | 85607 | AZ | AZNMc | Warm | AZNMc_Warm_3B | 3
33862 | 85608 | AZ | AZNMc | Warm | AZNMc_Warm_3B | 3
33863 | 85609 | AZ | AZNMc | Warm | AZNMc_Warm_3B | 3
33864 | 85610 | AZ | AZNMc | Warm | AZNMc_Warm_3B | 3
33865 | 85613 | AZ | AZNMc | Warm | AZNMc_Warm_3B | 3
33866 | 85615 | AZ | AZNMc | Warm | AZNMc_Warm_3B | 3
33867 | 85616 | AZ | AZNMc | Warm | AZNMc_Warm_3B | 3
33868 | 85617 | AZ | AZNMc | Warm | AZNMc_Warm_3B | 3
33869 | 85620 | AZ | AZNMc | Warm | AZNMc_Warm_3B | 3
33870 | 85624 | AZ | AZNMc | Warm | AZNMc_Warm_3B | 3
33871 | 85625 | AZ | AZNMc | Warm | AZNMc_Warm_3B | 3
33872 | 85626 | AZ | AZNMc | Warm | AZNMc_Warm_3B | 3
33873 | 85627 | AZ | AZNMc | Warm | AZNMc_Warm_3B | 3
33874 | 85630 | AZ | AZNMc | Warm | AZNMc_Warm_3B | 3
33875 | 85632 | AZ | AZNMc | Warm | AZNMc_Warm_3B | 3
33876 | 85635 | AZ | AZNMc | Warm | AZNMc_Warm_3B | 3
33877 | 85636 | AZ | AZNMc | Warm | AZNMc_Warm_3B | 3
33878 | 85638 | AZ | AZNMc | Warm | AZNMc_Warm_3B | 3
33879 | 85650 | AZ | AZNMc | Warm | AZNMc_Warm_3B | 3
33880 | 85621 | AZ | AZNMc | Warm | AZNMc_Warm_3B | 3
33881 | 85628 | AZ | AZNMc | Warm | AZNMc_Warm_3B | 3
33882 | 85640 | AZ | AZNMc | Warm | AZNMc_Warm_3B | 3
33883 | 85646 | AZ | AZNMc | Warm | AZNMc_Warm_3B | 3
33884 | 85648 | AZ | AZNMc | Warm | AZNMc_Warm_3B | 3
33885 | 87937 | NM | AZNMc | Warm | AZNMc_Warm_3B | 3
33886 | 87940 | NM | AZNMc | Warm | AZNMc_Warm_3B | 3
33887 | 87941 | NM | AZNMc | Warm | AZNMc_Warm_3B | 3
33888 | 88001 | NM | AZNMc | Warm | AZNMc_Warm_3B | 3
33889 | 88002 | NM | AZNMc | Warm | AZNMc_Warm_3B | 3
33890 | 88003 | NM | AZNMc | Warm | AZNMc_Warm_3B | 3
33891 | 88004 | NM | AZNMc | Warm | AZNMc_Warm_3B | 3
33892 | 88005 | NM | AZNMc | Warm | AZNMc_Warm_3B | 3
33893 | 88007 | NM | AZNMc | Warm | AZNMc_Warm_3B | 3
33894 | 88008 | NM | AZNMc | Warm | AZNMc_Warm_3B | 3
33895 | 88011 | NM | AZNMc | Warm | AZNMc_Warm_3B | 3
33896 | 88012 | NM | AZNMc | Warm | AZNMc_Warm_3B | 3
33897 | 88013 | NM | AZNMc | Warm | AZNMc_Warm_3B | 3
33898 | 88021 | NM | AZNMc | Warm | AZNMc_Warm_3B | 3
33899 | 88024 | NM | AZNMc | Warm | AZNMc_Warm_3B | 3
33900 | 88027 | NM | AZNMc | Warm | AZNMc_Warm_3B | 3
33901 | 88032 | NM | AZNMc | Warm | AZNMc_Warm_3B | 3
33902 | 88033 | NM | AZNMc | Warm | AZNMc_Warm_3B | 3
33903 | 88044 | NM | AZNMc | Warm | AZNMc_Warm_3B | 3
33904 | 88046 | NM | AZNMc | Warm | AZNMc_Warm_3B | 3
33905 | 88047 | NM | AZNMc | Warm | AZNMc_Warm_3B | 3
33906 | 88048 | NM | AZNMc | Warm | AZNMc_Warm_3B | 3
33907 | 88052 | NM | AZNMc | Warm | AZNMc_Warm_3B | 3
33908 | 88054 | NM | AZNMc | Warm | AZNMc_Warm_3B | 3
33909 | 88058 | NM | AZNMc | Warm | AZNMc_Warm_3B | 3
33910 | 88063 | NM | AZNMc | Warm | AZNMc_Warm_3B | 3
33911 | 88072 | NM | AZNMc | Warm | AZNMc_Warm_3B | 3
33912 | 88081 | NM | AZNMc | Warm | AZNMc_Warm_3B | 3
33913 | 88009 | NM | AZNMc | Warm | AZNMc_Warm_3B | 3
33914 | 88020 | NM | AZNMc | Warm | AZNMc_Warm_3B | 3
33915 | 88045 | NM | AZNMc | Warm | AZNMc_Warm_3B | 3
33916 | 88056 | NM | AZNMc | Warm | AZNMc_Warm_3B | 3
33917 | 88029 | NM | AZNMc | Warm | AZNMc_Warm_3B | 3
33918 | 88030 | NM | AZNMc | Warm | AZNMc_Warm_3B | 3
33919 | 88031 | NM | AZNMc | Warm | AZNMc_Warm_3B | 3
33920 | 88310 | NM | AZNMc | Warm | AZNMc_Warm_3B | 3
33921 | 88311 | NM | AZNMc | Warm | AZNMc_Warm_3B | 3
33922 | 88314 | NM | AZNMc | Warm | AZNMc_Warm_3B | 3
33923 | 88317 | NM | AZNMc | Warm | AZNMc_Warm_3B | 3
33924 | 88325 | NM | AZNMc | Warm | AZNMc_Warm_3B | 3
33925 | 88330 | NM | AZNMc | Warm | AZNMc_Warm_3B | 3
33926 | 88337 | NM | AZNMc | Warm | AZNMc_Warm_3B | 3
33927 | 88339 | NM | AZNMc | Warm | AZNMc_Warm_3B | 3
33928 | 88340 | NM | AZNMc | Warm | AZNMc_Warm_3B | 3
33929 | 88342 | NM | AZNMc | Warm | AZNMc_Warm_3B | 3
33930 | 88344 | NM | AZNMc | Warm | AZNMc_Warm_3B | 3
33931 | 88347 | NM | AZNMc | Warm | AZNMc_Warm_3B | 3
33932 | 88349 | NM | AZNMc | Warm | AZNMc_Warm_3B | 3
33933 | 88350 | NM | AZNMc | Warm | AZNMc_Warm_3B | 3
33934 | 88352 | NM | AZNMc | Warm | AZNMc_Warm_3B | 3
33935 | 88354 | NM | AZNMc | Warm | AZNMc_Warm_3B | 3
33936 | 88213 | NM | SPSOc | Warm | SPSOc_Warm_3A/3B | 3
33937 | 88231 | NM | SPSOc | Warm | SPSOc_Warm_3A/3B | 3
33938 | 88240 | NM | SPSOc | Warm | SPSOc_Warm_3A/3B | 3
33939 | 88241 | NM | SPSOc | Warm | SPSOc_Warm_3A/3B | 3
33940 | 88242 | NM | SPSOc | Warm | SPSOc_Warm_3A/3B | 3
33941 | 88244 | NM | SPSOc | Warm | SPSOc_Warm_3A/3B | 3
33942 | 88252 | NM | SPSOc | Warm | SPSOc_Warm_3A/3B | 3
33943 | 88260 | NM | SPSOc | Warm | SPSOc_Warm_3A/3B | 3
33944 | 88262 | NM | SPSOc | Warm | SPSOc_Warm_3A/3B | 3
33945 | 88264 | NM | SPSOc | Warm | SPSOc_Warm_3A/3B | 3
33946 | 88265 | NM | SPSOc | Warm | SPSOc_Warm_3A/3B | 3
33947 | 88267 | NM | SPSOc | Warm | SPSOc_Warm_3A/3B | 3
33948 | 88201 | NM | SPSOc | Warm | SPSOc_Warm_3A/3B | 3
33949 | 88202 | NM | SPSOc | Warm | SPSOc_Warm_3A/3B | 3
33950 | 88203 | NM | SPSOc | Warm | SPSOc_Warm_3A/3B | 3
33951 | 88230 | NM | SPSOc | Warm | SPSOc_Warm_3A/3B | 3
33952 | 88232 | NM | SPSOc | Warm | SPSOc_Warm_3A/3B | 3
33953 | 88250 | NM | SPSOc | Warm | SPSOc_Warm_3A/3B | 3
33954 | 88253 | NM | SPSOc | Warm | SPSOc_Warm_3A/3B | 3
33955 | 88210 | NM | SPSOc | Warm | SPSOc_Warm_3A/3B | 3
33956 | 88220 | NM | SPSOc | Warm | SPSOc_Warm_3A/3B | 3
33957 | 88221 | NM | SPSOc | Warm | SPSOc_Warm_3A/3B | 3
33958 | 88254 | NM | SPSOc | Warm | SPSOc_Warm_3A/3B | 3
33959 | 88255 | NM | SPSOc | Warm | SPSOc_Warm_3A/3B | 3
33960 | 88256 | NM | SPSOc | Warm | SPSOc_Warm_3A/3B | 3
33961 | 88263 | NM | SPSOc | Warm | SPSOc_Warm_3A/3B | 3
33962 | 88268 | NM | SPSOc | Warm | SPSOc_Warm_3A/3B | 3
33963 | 89002 | NV | AZNMc | Warm | AZNMc_Warm_3B | 3
33964 | 89004 | NV | AZNMc | Warm | AZNMc_Warm_3B | 3
33965 | 89005 | NV | AZNMc | Warm | AZNMc_Warm_3B | 3
33966 | 89006 | NV | AZNMc | Warm | AZNMc_Warm_3B | 3
33967 | 89007 | NV | AZNMc | Warm | AZNMc_Warm_3B | 3
33968 | 89009 | NV | AZNMc | Warm | AZNMc_Warm_3B | 3
33969 | 89011 | NV | AZNMc | Warm | AZNMc_Warm_3B | 3
33970 | 89012 | NV | AZNMc | Warm | AZNMc_Warm_3B | 3
33971 | 89014 | NV | AZNMc | Warm | AZNMc_Warm_3B | 3
33972 | 89015 | NV | AZNMc | Warm | AZNMc_Warm_3B | 3
33973 | 89016 | NV | AZNMc | Warm | AZNMc_Warm_3B | 3
33974 | 89018 | NV | AZNMc | Warm | AZNMc_Warm_3B | 3
33975 | 89019 | NV | AZNMc | Warm | AZNMc_Warm_3B | 3
33976 | 89021 | NV | AZNMc | Warm | AZNMc_Warm_3B | 3
33977 | 89024 | NV | AZNMc | Warm | AZNMc_Warm_3B | 3
33978 | 89025 | NV | AZNMc | Warm | AZNMc_Warm_3B | 3
33979 | 89027 | NV | AZNMc | Warm | AZNMc_Warm_3B | 3
33980 | 89028 | NV | AZNMc | Warm | AZNMc_Warm_3B | 3
33981 | 89029 | NV | AZNMc | Warm | AZNMc_Warm_3B | 3
33982 | 89030 | NV | AZNMc | Warm | AZNMc_Warm_3B | 3
33983 | 89031 | NV | AZNMc | Warm | AZNMc_Warm_3B | 3
33984 | 89032 | NV | AZNMc | Warm | AZNMc_Warm_3B | 3
33985 | 89033 | NV | AZNMc | Warm | AZNMc_Warm_3B | 3
33986 | 89034 | NV | AZNMc | Warm | AZNMc_Warm_3B | 3
33987 | 89036 | NV | AZNMc | Warm | AZNMc_Warm_3B | 3
33988 | 89037 | NV | AZNMc | Warm | AZNMc_Warm_3B | 3
33989 | 89039 | NV | AZNMc | Warm | AZNMc_Warm_3B | 3
33990 | 89040 | NV | AZNMc | Warm | AZNMc_Warm_3B | 3
33991 | 89044 | NV | AZNMc | Warm | AZNMc_Warm_3B | 3
33992 | 89046 | NV | AZNMc | Warm | AZNMc_Warm_3B | 3
33993 | 89052 | NV | AZNMc | Warm | AZNMc_Warm_3B | 3
33994 | 89053 | NV | AZNMc | Warm | AZNMc_Warm_3B | 3
33995 | 89054 | NV | AZNMc | Warm | AZNMc_Warm_3B | 3
33996 | 89074 | NV | AZNMc | Warm | AZNMc_Warm_3B | 3
33997 | 89077 | NV | AZNMc | Warm | AZNMc_Warm_3B | 3
33998 | 89081 | NV | AZNMc | Warm | AZNMc_Warm_3B | 3
33999 | 89084 | NV | AZNMc | Warm | AZNMc_Warm_3B | 3
34000 | 89085 | NV | AZNMc | Warm | AZNMc_Warm_3B | 3
34001 | 89086 | NV | AZNMc | Warm | AZNMc_Warm_3B | 3
34002 | 89087 | NV | AZNMc | Warm | AZNMc_Warm_3B | 3
34003 | 89101 | NV | AZNMc | Warm | AZNMc_Warm_3B | 3
34004 | 89102 | NV | AZNMc | Warm | AZNMc_Warm_3B | 3
34005 | 89103 | NV | AZNMc | Warm | AZNMc_Warm_3B | 3
34006 | 89104 | NV | AZNMc | Warm | AZNMc_Warm_3B | 3
34007 | 89105 | NV | AZNMc | Warm | AZNMc_Warm_3B | 3
34008 | 89106 | NV | AZNMc | Warm | AZNMc_Warm_3B | 3
34009 | 89107 | NV | AZNMc | Warm | AZNMc_Warm_3B | 3
34010 | 89108 | NV | AZNMc | Warm | AZNMc_Warm_3B | 3
34011 | 89109 | NV | AZNMc | Warm | AZNMc_Warm_3B | 3
34012 | 89110 | NV | AZNMc | Warm | AZNMc_Warm_3B | 3
34013 | 89111 | NV | AZNMc | Warm | AZNMc_Warm_3B | 3
34014 | 89112 | NV | AZNMc | Warm | AZNMc_Warm_3B | 3
34015 | 89113 | NV | AZNMc | Warm | AZNMc_Warm_3B | 3
34016 | 89114 | NV | AZNMc | Warm | AZNMc_Warm_3B | 3
34017 | 89115 | NV | AZNMc | Warm | AZNMc_Warm_3B | 3
34018 | 89116 | NV | AZNMc | Warm | AZNMc_Warm_3B | 3
34019 | 89117 | NV | AZNMc | Warm | AZNMc_Warm_3B | 3
34020 | 89118 | NV | AZNMc | Warm | AZNMc_Warm_3B | 3
34021 | 89119 | NV | AZNMc | Warm | AZNMc_Warm_3B | 3
34022 | 89120 | NV | AZNMc | Warm | AZNMc_Warm_3B | 3
34023 | 89121 | NV | AZNMc | Warm | AZNMc_Warm_3B | 3
34024 | 89122 | NV | AZNMc | Warm | AZNMc_Warm_3B | 3
34025 | 89123 | NV | AZNMc | Warm | AZNMc_Warm_3B | 3
34026 | 89124 | NV | AZNMc | Warm | AZNMc_Warm_3B | 3
34027 | 89125 | NV | AZNMc | Warm | AZNMc_Warm_3B | 3
34028 | 89126 | NV | AZNMc | Warm | AZNMc_Warm_3B | 3
34029 | 89127 | NV | AZNMc | Warm | AZNMc_Warm_3B | 3
34030 | 89128 | NV | AZNMc | Warm | AZNMc_Warm_3B | 3
34031 | 89129 | NV | AZNMc | Warm | AZNMc_Warm_3B | 3
34032 | 89130 | NV | AZNMc | Warm | AZNMc_Warm_3B | 3
34033 | 89131 | NV | AZNMc | Warm | AZNMc_Warm_3B | 3
34034 | 89132 | NV | AZNMc | Warm | AZNMc_Warm_3B | 3
34035 | 89133 | NV | AZNMc | Warm | AZNMc_Warm_3B | 3
34036 | 89134 | NV | AZNMc | Warm | AZNMc_Warm_3B | 3
34037 | 89135 | NV | AZNMc | Warm | AZNMc_Warm_3B | 3
34038 | 89136 | NV | AZNMc | Warm | AZNMc_Warm_3B | 3
34039 | 89137 | NV | AZNMc | Warm | AZNMc_Warm_3B | 3
34040 | 89138 | NV | AZNMc | Warm | AZNMc_Warm_3B | 3
34041 | 89139 | NV | AZNMc | Warm | AZNMc_Warm_3B | 3
34042 | 89140 | NV | AZNMc | Warm | AZNMc_Warm_3B | 3
34043 | 89141 | NV | AZNMc | Warm | AZNMc_Warm_3B | 3
34044 | 89142 | NV | AZNMc | Warm | AZNMc_Warm_3B | 3
34045 | 89143 | NV | AZNMc | Warm | AZNMc_Warm_3B | 3
34046 | 89144 | NV | AZNMc | Warm | AZNMc_Warm_3B | 3
34047 | 89145 | NV | AZNMc | Warm | AZNMc_Warm_3B | 3
34048 | 89146 | NV | AZNMc | Warm | AZNMc_Warm_3B | 3
34049 | 89147 | NV | AZNMc | Warm | AZNMc_Warm_3B | 3
34050 | 89148 | NV | AZNMc | Warm | AZNMc_Warm_3B | 3
34051 | 89149 | NV | AZNMc | Warm | AZNMc_Warm_3B | 3
34052 | 89150 | NV | AZNMc | Warm | AZNMc_Warm_3B | 3
34053 | 89151 | NV | AZNMc | Warm | AZNMc_Warm_3B | 3
34054 | 89152 | NV | AZNMc | Warm | AZNMc_Warm_3B | 3
34055 | 89153 | NV | AZNMc | Warm | AZNMc_Warm_3B | 3
34056 | 89154 | NV | AZNMc | Warm | AZNMc_Warm_3B | 3
34057 | 89155 | NV | AZNMc | Warm | AZNMc_Warm_3B | 3
34058 | 89156 | NV | AZNMc | Warm | AZNMc_Warm_3B | 3
34059 | 89157 | NV | AZNMc | Warm | AZNMc_Warm_3B | 3
34060 | 89158 | NV | AZNMc | Warm | AZNMc_Warm_3B | 3
34061 | 89160 | NV | AZNMc | Warm | AZNMc_Warm_3B | 3
34062 | 89161 | NV | AZNMc | Warm | AZNMc_Warm_3B | 3
34063 | 89162 | NV | AZNMc | Warm | AZNMc_Warm_3B | 3
34064 | 89165 | NV | AZNMc | Warm | AZNMc_Warm_3B | 3
34065 | 89166 | NV | AZNMc | Warm | AZNMc_Warm_3B | 3
34066 | 89169 | NV | AZNMc | Warm | AZNMc_Warm_3B | 3
34067 | 89170 | NV | AZNMc | Warm | AZNMc_Warm_3B | 3
34068 | 89173 | NV | AZNMc | Warm | AZNMc_Warm_3B | 3
34069 | 89178 | NV | AZNMc | Warm | AZNMc_Warm_3B | 3
34070 | 89179 | NV | AZNMc | Warm | AZNMc_Warm_3B | 3
34071 | 89180 | NV | AZNMc | Warm | AZNMc_Warm_3B | 3
34072 | 89183 | NV | AZNMc | Warm | AZNMc_Warm_3B | 3
34073 | 89191 | NV | AZNMc | Warm | AZNMc_Warm_3B | 3
34074 | 89193 | NV | AZNMc | Warm | AZNMc_Warm_3B | 3
34075 | 89195 | NV | AZNMc | Warm | AZNMc_Warm_3B | 3
34076 | 89199 | NV | AZNMc | Warm | AZNMc_Warm_3B | 3
34077 | 90001 | CA | CAMXc | Warm | CAMXc_Warm_3B/3C | 3
34078 | 90002 | CA | CAMXc | Warm | CAMXc_Warm_3B/3C | 3
34079 | 90003 | CA | CAMXc | Warm | CAMXc_Warm_3B/3C | 3
34080 | 90004 | CA | CAMXc | Warm | CAMXc_Warm_3B/3C | 3
34081 | 90005 | CA | CAMXc | Warm | CAMXc_Warm_3B/3C | 3
34082 | 90006 | CA | CAMXc | Warm | CAMXc_Warm_3B/3C | 3
34083 | 90007 | CA | CAMXc | Warm | CAMXc_Warm_3B/3C | 3
34084 | 90008 | CA | CAMXc | Warm | CAMXc_Warm_3B/3C | 3
34085 | 90009 | CA | CAMXc | Warm | CAMXc_Warm_3B/3C | 3
34086 | 90010 | CA | CAMXc | Warm | CAMXc_Warm_3B/3C | 3
34087 | 90011 | CA | CAMXc | Warm | CAMXc_Warm_3B/3C | 3
34088 | 90012 | CA | CAMXc | Warm | CAMXc_Warm_3B/3C | 3
34089 | 90013 | CA | CAMXc | Warm | CAMXc_Warm_3B/3C | 3
34090 | 90014 | CA | CAMXc | Warm | CAMXc_Warm_3B/3C | 3
34091 | 90015 | CA | CAMXc | Warm | CAMXc_Warm_3B/3C | 3
34092 | 90016 | CA | CAMXc | Warm | CAMXc_Warm_3B/3C | 3
34093 | 90017 | CA | CAMXc | Warm | CAMXc_Warm_3B/3C | 3
34094 | 90018 | CA | CAMXc | Warm | CAMXc_Warm_3B/3C | 3
34095 | 90019 | CA | CAMXc | Warm | CAMXc_Warm_3B/3C | 3
34096 | 90020 | CA | CAMXc | Warm | CAMXc_Warm_3B/3C | 3
34097 | 90021 | CA | CAMXc | Warm | CAMXc_Warm_3B/3C | 3
34098 | 90022 | CA | CAMXc | Warm | CAMXc_Warm_3B/3C | 3
34099 | 90023 | CA | CAMXc | Warm | CAMXc_Warm_3B/3C | 3
34100 | 90024 | CA | CAMXc | Warm | CAMXc_Warm_3B/3C | 3
34101 | 90025 | CA | CAMXc | Warm | CAMXc_Warm_3B/3C | 3
34102 | 90026 | CA | CAMXc | Warm | CAMXc_Warm_3B/3C | 3
34103 | 90027 | CA | CAMXc | Warm | CAMXc_Warm_3B/3C | 3
34104 | 90028 | CA | CAMXc | Warm | CAMXc_Warm_3B/3C | 3
34105 | 90029 | CA | CAMXc | Warm | CAMXc_Warm_3B/3C | 3
34106 | 90030 | CA | CAMXc | Warm | CAMXc_Warm_3B/3C | 3
34107 | 90031 | CA | CAMXc | Warm | CAMXc_Warm_3B/3C | 3
34108 | 90032 | CA | CAMXc | Warm | CAMXc_Warm_3B/3C | 3
34109 | 90033 | CA | CAMXc | Warm | CAMXc_Warm_3B/3C | 3
34110 | 90034 | CA | CAMXc | Warm | CAMXc_Warm_3B/3C | 3
34111 | 90035 | CA | CAMXc | Warm | CAMXc_Warm_3B/3C | 3
34112 | 90036 | CA | CAMXc | Warm | CAMXc_Warm_3B/3C | 3
34113 | 90037 | CA | CAMXc | Warm | CAMXc_Warm_3B/3C | 3
34114 | 90038 | CA | CAMXc | Warm | CAMXc_Warm_3B/3C | 3
34115 | 90039 | CA | CAMXc | Warm | CAMXc_Warm_3B/3C | 3
34116 | 90040 | CA | CAMXc | Warm | CAMXc_Warm_3B/3C | 3
34117 | 90041 | CA | CAMXc | Warm | CAMXc_Warm_3B/3C | 3
34118 | 90042 | CA | CAMXc | Warm | CAMXc_Warm_3B/3C | 3
34119 | 90043 | CA | CAMXc | Warm | CAMXc_Warm_3B/3C | 3
34120 | 90044 | CA | CAMXc | Warm | CAMXc_Warm_3B/3C | 3
34121 | 90045 | CA | CAMXc | Warm | CAMXc_Warm_3B/3C | 3
34122 | 90046 | CA | CAMXc | Warm | CAMXc_Warm_3B/3C | 3
34123 | 90047 | CA | CAMXc | Warm | CAMXc_Warm_3B/3C | 3
34124 | 90048 | CA | CAMXc | Warm | CAMXc_Warm_3B/3C | 3
34125 | 90049 | CA | CAMXc | Warm | CAMXc_Warm_3B/3C | 3
34126 | 90050 | CA | CAMXc | Warm | CAMXc_Warm_3B/3C | 3
34127 | 90051 | CA | CAMXc | Warm | CAMXc_Warm_3B/3C | 3
34128 | 90052 | CA | CAMXc | Warm | CAMXc_Warm_3B/3C | 3
34129 | 90053 | CA | CAMXc | Warm | CAMXc_Warm_3B/3C | 3
34130 | 90054 | CA | CAMXc | Warm | CAMXc_Warm_3B/3C | 3
34131 | 90055 | CA | CAMXc | Warm | CAMXc_Warm_3B/3C | 3
34132 | 90056 | CA | CAMXc | Warm | CAMXc_Warm_3B/3C | 3
34133 | 90057 | CA | CAMXc | Warm | CAMXc_Warm_3B/3C | 3
34134 | 90058 | CA | CAMXc | Warm | CAMXc_Warm_3B/3C | 3
34135 | 90059 | CA | CAMXc | Warm | CAMXc_Warm_3B/3C | 3
34136 | 90060 | CA | CAMXc | Warm | CAMXc_Warm_3B/3C | 3
34137 | 90061 | CA | CAMXc | Warm | CAMXc_Warm_3B/3C | 3
34138 | 90062 | CA | CAMXc | Warm | CAMXc_Warm_3B/3C | 3
34139 | 90063 | CA | CAMXc | Warm | CAMXc_Warm_3B/3C | 3
34140 | 90064 | CA | CAMXc | Warm | CAMXc_Warm_3B/3C | 3
34141 | 90065 | CA | CAMXc | Warm | CAMXc_Warm_3B/3C | 3
34142 | 90066 | CA | CAMXc | Warm | CAMXc_Warm_3B/3C | 3
34143 | 90067 | CA | CAMXc | Warm | CAMXc_Warm_3B/3C | 3
34144 | 90068 | CA | CAMXc | Warm | CAMXc_Warm_3B/3C | 3
34145 | 90069 | CA | CAMXc | Warm | CAMXc_Warm_3B/3C | 3
34146 | 90070 | CA | CAMXc | Warm | CAMXc_Warm_3B/3C | 3
34147 | 90071 | CA | CAMXc | Warm | CAMXc_Warm_3B/3C | 3
34148 | 90072 | CA | CAMXc | Warm | CAMXc_Warm_3B/3C | 3
34149 | 90073 | CA | CAMXc | Warm | CAMXc_Warm_3B/3C | 3
34150 | 90074 | CA | CAMXc | Warm | CAMXc_Warm_3B/3C | 3
34151 | 90075 | CA | CAMXc | Warm | CAMXc_Warm_3B/3C | 3
34152 | 90076 | CA | CAMXc | Warm | CAMXc_Warm_3B/3C | 3
34153 | 90077 | CA | CAMXc | Warm | CAMXc_Warm_3B/3C | 3
34154 | 90078 | CA | CAMXc | Warm | CAMXc_Warm_3B/3C | 3
34155 | 90079 | CA | CAMXc | Warm | CAMXc_Warm_3B/3C | 3
34156 | 90081 | CA | CAMXc | Warm | CAMXc_Warm_3B/3C | 3
34157 | 90082 | CA | CAMXc | Warm | CAMXc_Warm_3B/3C | 3
34158 | 90083 | CA | CAMXc | Warm | CAMXc_Warm_3B/3C | 3
34159 | 90084 | CA | CAMXc | Warm | CAMXc_Warm_3B/3C | 3
34160 | 90086 | CA | CAMXc | Warm | CAMXc_Warm_3B/3C | 3
34161 | 90087 | CA | CAMXc | Warm | CAMXc_Warm_3B/3C | 3
34162 | 90089 | CA | CAMXc | Warm | CAMXc_Warm_3B/3C | 3
34163 | 90091 | CA | CAMXc | Warm | CAMXc_Warm_3B/3C | 3
34164 | 90093 | CA | CAMXc | Warm | CAMXc_Warm_3B/3C | 3
34165 | 90094 | CA | CAMXc | Warm | CAMXc_Warm_3B/3C | 3
34166 | 90095 | CA | CAMXc | Warm | CAMXc_Warm_3B/3C | 3
34167 | 90099 | CA | CAMXc | Warm | CAMXc_Warm_3B/3C | 3
34168 | 90201 | CA | CAMXc | Warm | CAMXc_Warm_3B/3C | 3
34169 | 90202 | CA | CAMXc | Warm | CAMXc_Warm_3B/3C | 3
34170 | 90209 | CA | CAMXc | Warm | CAMXc_Warm_3B/3C | 3
34171 | 90210 | CA | CAMXc | Warm | CAMXc_Warm_3B/3C | 3
34172 | 90211 | CA | CAMXc | Warm | CAMXc_Warm_3B/3C | 3
34173 | 90212 | CA | CAMXc | Warm | CAMXc_Warm_3B/3C | 3
34174 | 90213 | CA | CAMXc | Warm | CAMXc_Warm_3B/3C | 3
34175 | 90220 | CA | CAMXc | Warm | CAMXc_Warm_3B/3C | 3
34176 | 90221 | CA | CAMXc | Warm | CAMXc_Warm_3B/3C | 3
34177 | 90222 | CA | CAMXc | Warm | CAMXc_Warm_3B/3C | 3
34178 | 90223 | CA | CAMXc | Warm | CAMXc_Warm_3B/3C | 3
34179 | 90224 | CA | CAMXc | Warm | CAMXc_Warm_3B/3C | 3
34180 | 90230 | CA | CAMXc | Warm | CAMXc_Warm_3B/3C | 3
34181 | 90231 | CA | CAMXc | Warm | CAMXc_Warm_3B/3C | 3
34182 | 90232 | CA | CAMXc | Warm | CAMXc_Warm_3B/3C | 3
34183 | 90239 | CA | CAMXc | Warm | CAMXc_Warm_3B/3C | 3
34184 | 90240 | CA | CAMXc | Warm | CAMXc_Warm_3B/3C | 3
34185 | 90241 | CA | CAMXc | Warm | CAMXc_Warm_3B/3C | 3
34186 | 90242 | CA | CAMXc | Warm | CAMXc_Warm_3B/3C | 3
34187 | 90245 | CA | CAMXc | Warm | CAMXc_Warm_3B/3C | 3
34188 | 90247 | CA | CAMXc | Warm | CAMXc_Warm_3B/3C | 3
34189 | 90248 | CA | CAMXc | Warm | CAMXc_Warm_3B/3C | 3
34190 | 90249 | CA | CAMXc | Warm | CAMXc_Warm_3B/3C | 3
34191 | 90250 | CA | CAMXc | Warm | CAMXc_Warm_3B/3C | 3
34192 | 90251 | CA | CAMXc | Warm | CAMXc_Warm_3B/3C | 3
34193 | 90254 | CA | CAMXc | Warm | CAMXc_Warm_3B/3C | 3
34194 | 90255 | CA | CAMXc | Warm | CAMXc_Warm_3B/3C | 3
34195 | 90260 | CA | CAMXc | Warm | CAMXc_Warm_3B/3C | 3
34196 | 90262 | CA | CAMXc | Warm | CAMXc_Warm_3B/3C | 3
34197 | 90263 | CA | CAMXc | Warm | CAMXc_Warm_3B/3C | 3
34198 | 90264 | CA | CAMXc | Warm | CAMXc_Warm_3B/3C | 3
34199 | 90265 | CA | CAMXc | Warm | CAMXc_Warm_3B/3C | 3
34200 | 90266 | CA | CAMXc | Warm | CAMXc_Warm_3B/3C | 3
34201 | 90267 | CA | CAMXc | Warm | CAMXc_Warm_3B/3C | 3
34202 | 90270 | CA | CAMXc | Warm | CAMXc_Warm_3B/3C | 3
34203 | 90272 | CA | CAMXc | Warm | CAMXc_Warm_3B/3C | 3
34204 | 90274 | CA | CAMXc | Warm | CAMXc_Warm_3B/3C | 3
34205 | 90275 | CA | CAMXc | Warm | CAMXc_Warm_3B/3C | 3
34206 | 90277 | CA | CAMXc | Warm | CAMXc_Warm_3B/3C | 3
34207 | 90278 | CA | CAMXc | Warm | CAMXc_Warm_3B/3C | 3
34208 | 90280 | CA | CAMXc | Warm | CAMXc_Warm_3B/3C | 3
34209 | 90290 | CA | CAMXc | Warm | CAMXc_Warm_3B/3C | 3
34210 | 90291 | CA | CAMXc | Warm | CAMXc_Warm_3B/3C | 3
34211 | 90292 | CA | CAMXc | Warm | CAMXc_Warm_3B/3C | 3
34212 | 90293 | CA | CAMXc | Warm | CAMXc_Warm_3B/3C | 3
34213 | 90294 | CA | CAMXc | Warm | CAMXc_Warm_3B/3C | 3
34214 | 90295 | CA | CAMXc | Warm | CAMXc_Warm_3B/3C | 3
34215 | 90296 | CA | CAMXc | Warm | CAMXc_Warm_3B/3C | 3
34216 | 90301 | CA | CAMXc | Warm | CAMXc_Warm_3B/3C | 3
34217 | 90302 | CA | CAMXc | Warm | CAMXc_Warm_3B/3C | 3
34218 | 90303 | CA | CAMXc | Warm | CAMXc_Warm_3B/3C | 3
34219 | 90304 | CA | CAMXc | Warm | CAMXc_Warm_3B/3C | 3
34220 | 90305 | CA | CAMXc | Warm | CAMXc_Warm_3B/3C | 3
34221 | 90306 | CA | CAMXc | Warm | CAMXc_Warm_3B/3C | 3
34222 | 90307 | CA | CAMXc | Warm | CAMXc_Warm_3B/3C | 3
34223 | 90308 | CA | CAMXc | Warm | CAMXc_Warm_3B/3C | 3
34224 | 90309 | CA | CAMXc | Warm | CAMXc_Warm_3B/3C | 3
34225 | 90310 | CA | CAMXc | Warm | CAMXc_Warm_3B/3C | 3
34226 | 90401 | CA | CAMXc | Warm | CAMXc_Warm_3B/3C | 3
34227 | 90402 | CA | CAMXc | Warm | CAMXc_Warm_3B/3C | 3
34228 | 90403 | CA | CAMXc | Warm | CAMXc_Warm_3B/3C | 3
34229 | 90404 | CA | CAMXc | Warm | CAMXc_Warm_3B/3C | 3
34230 | 90405 | CA | CAMXc | Warm | CAMXc_Warm_3B/3C | 3
34231 | 90406 | CA | CAMXc | Warm | CAMXc_Warm_3B/3C | 3
34232 | 90408 | CA | CAMXc | Warm | CAMXc_Warm_3B/3C | 3
34233 | 90409 | CA | CAMXc | Warm | CAMXc_Warm_3B/3C | 3
34234 | 90501 | CA | CAMXc | Warm | CAMXc_Warm_3B/3C | 3
34235 | 90502 | CA | CAMXc | Warm | CAMXc_Warm_3B/3C | 3
34236 | 90503 | CA | CAMXc | Warm | CAMXc_Warm_3B/3C | 3
34237 | 90504 | CA | CAMXc | Warm | CAMXc_Warm_3B/3C | 3
34238 | 90505 | CA | CAMXc | Warm | CAMXc_Warm_3B/3C | 3
34239 | 90506 | CA | CAMXc | Warm | CAMXc_Warm_3B/3C | 3
34240 | 90507 | CA | CAMXc | Warm | CAMXc_Warm_3B/3C | 3
34241 | 90508 | CA | CAMXc | Warm | CAMXc_Warm_3B/3C | 3
34242 | 90509 | CA | CAMXc | Warm | CAMXc_Warm_3B/3C | 3
34243 | 90510 | CA | CAMXc | Warm | CAMXc_Warm_3B/3C | 3
34244 | 90601 | CA | CAMXc | Warm | CAMXc_Warm_3B/3C | 3
34245 | 90602 | CA | CAMXc | Warm | CAMXc_Warm_3B/3C | 3
34246 | 90603 | CA | CAMXc | Warm | CAMXc_Warm_3B/3C | 3
34247 | 90604 | CA | CAMXc | Warm | CAMXc_Warm_3B/3C | 3
34248 | 90605 | CA | CAMXc | Warm | CAMXc_Warm_3B/3C | 3
34249 | 90606 | CA | CAMXc | Warm | CAMXc_Warm_3B/3C | 3
34250 | 90607 | CA | CAMXc | Warm | CAMXc_Warm_3B/3C | 3
34251 | 90608 | CA | CAMXc | Warm | CAMXc_Warm_3B/3C | 3
34252 | 90609 | CA | CAMXc | Warm | CAMXc_Warm_3B/3C | 3
34253 | 90610 | CA | CAMXc | Warm | CAMXc_Warm_3B/3C | 3
34254 | 90623 | CA | CAMXc | Warm | CAMXc_Warm_3B/3C | 3
34255 | 90630 | CA | CAMXc | Warm | CAMXc_Warm_3B/3C | 3
34256 | 90631 | CA | CAMXc | Warm | CAMXc_Warm_3B/3C | 3
34257 | 90637 | CA | CAMXc | Warm | CAMXc_Warm_3B/3C | 3
34258 | 90638 | CA | CAMXc | Warm | CAMXc_Warm_3B/3C | 3
34259 | 90639 | CA | CAMXc | Warm | CAMXc_Warm_3B/3C | 3
34260 | 90640 | CA | CAMXc | Warm | CAMXc_Warm_3B/3C | 3
34261 | 90650 | CA | CAMXc | Warm | CAMXc_Warm_3B/3C | 3
34262 | 90651 | CA | CAMXc | Warm | CAMXc_Warm_3B/3C | 3
34263 | 90652 | CA | CAMXc | Warm | CAMXc_Warm_3B/3C | 3
34264 | 90660 | CA | CAMXc | Warm | CAMXc_Warm_3B/3C | 3
34265 | 90661 | CA | CAMXc | Warm | CAMXc_Warm_3B/3C | 3
34266 | 90662 | CA | CAMXc | Warm | CAMXc_Warm_3B/3C | 3
34267 | 90670 | CA | CAMXc | Warm | CAMXc_Warm_3B/3C | 3
34268 | 90671 | CA | CAMXc | Warm | CAMXc_Warm_3B/3C | 3
34269 | 90701 | CA | CAMXc | Warm | CAMXc_Warm_3B/3C | 3
34270 | 90702 | CA | CAMXc | Warm | CAMXc_Warm_3B/3C | 3
34271 | 90703 | CA | CAMXc | Warm | CAMXc_Warm_3B/3C | 3
34272 | 90704 | CA | CAMXc | Warm | CAMXc_Warm_3B/3C | 3
34273 | 90706 | CA | CAMXc | Warm | CAMXc_Warm_3B/3C | 3
34274 | 90707 | CA | CAMXc | Warm | CAMXc_Warm_3B/3C | 3
34275 | 90710 | CA | CAMXc | Warm | CAMXc_Warm_3B/3C | 3
34276 | 90711 | CA | CAMXc | Warm | CAMXc_Warm_3B/3C | 3
34277 | 90712 | CA | CAMXc | Warm | CAMXc_Warm_3B/3C | 3
34278 | 90713 | CA | CAMXc | Warm | CAMXc_Warm_3B/3C | 3
34279 | 90714 | CA | CAMXc | Warm | CAMXc_Warm_3B/3C | 3
34280 | 90715 | CA | CAMXc | Warm | CAMXc_Warm_3B/3C | 3
34281 | 90716 | CA | CAMXc | Warm | CAMXc_Warm_3B/3C | 3
34282 | 90717 | CA | CAMXc | Warm | CAMXc_Warm_3B/3C | 3
34283 | 90723 | CA | CAMXc | Warm | CAMXc_Warm_3B/3C | 3
34284 | 90731 | CA | CAMXc | Warm | CAMXc_Warm_3B/3C | 3
34285 | 90732 | CA | CAMXc | Warm | CAMXc_Warm_3B/3C | 3
34286 | 90733 | CA | CAMXc | Warm | CAMXc_Warm_3B/3C | 3
34287 | 90734 | CA | CAMXc | Warm | CAMXc_Warm_3B/3C | 3
34288 | 90744 | CA | CAMXc | Warm | CAMXc_Warm_3B/3C | 3
34289 | 90745 | CA | CAMXc | Warm | CAMXc_Warm_3B/3C | 3
34290 | 90746 | CA | CAMXc | Warm | CAMXc_Warm_3B/3C | 3
34291 | 90747 | CA | CAMXc | Warm | CAMXc_Warm_3B/3C | 3
34292 | 90748 | CA | CAMXc | Warm | CAMXc_Warm_3B/3C | 3
34293 | 90749 | CA | CAMXc | Warm | CAMXc_Warm_3B/3C | 3
34294 | 90755 | CA | CAMXc | Warm | CAMXc_Warm_3B/3C | 3
34295 | 90801 | CA | CAMXc | Warm | CAMXc_Warm_3B/3C | 3
34296 | 90802 | CA | CAMXc | Warm | CAMXc_Warm_3B/3C | 3
34297 | 90803 | CA | CAMXc | Warm | CAMXc_Warm_3B/3C | 3
34298 | 90804 | CA | CAMXc | Warm | CAMXc_Warm_3B/3C | 3
34299 | 90805 | CA | CAMXc | Warm | CAMXc_Warm_3B/3C | 3
34300 | 90806 | CA | CAMXc | Warm | CAMXc_Warm_3B/3C | 3
34301 | 90807 | CA | CAMXc | Warm | CAMXc_Warm_3B/3C | 3
34302 | 90808 | CA | CAMXc | Warm | CAMXc_Warm_3B/3C | 3
34303 | 90809 | CA | CAMXc | Warm | CAMXc_Warm_3B/3C | 3
34304 | 90810 | CA | CAMXc | Warm | CAMXc_Warm_3B/3C | 3
34305 | 90813 | CA | CAMXc | Warm | CAMXc_Warm_3B/3C | 3
34306 | 90814 | CA | CAMXc | Warm | CAMXc_Warm_3B/3C | 3
34307 | 90815 | CA | CAMXc | Warm | CAMXc_Warm_3B/3C | 3
34308 | 90822 | CA | CAMXc | Warm | CAMXc_Warm_3B/3C | 3
34309 | 90831 | CA | CAMXc | Warm | CAMXc_Warm_3B/3C | 3
34310 | 90832 | CA | CAMXc | Warm | CAMXc_Warm_3B/3C | 3
34311 | 90833 | CA | CAMXc | Warm | CAMXc_Warm_3B/3C | 3
34312 | 90840 | CA | CAMXc | Warm | CAMXc_Warm_3B/3C | 3
34313 | 90844 | CA | CAMXc | Warm | CAMXc_Warm_3B/3C | 3
34314 | 90846 | CA | CAMXc | Warm | CAMXc_Warm_3B/3C | 3
34315 | 90853 | CA | CAMXc | Warm | CAMXc_Warm_3B/3C | 3
34316 | 90895 | CA | CAMXc | Warm | CAMXc_Warm_3B/3C | 3
34317 | 91001 | CA | CAMXc | Warm | CAMXc_Warm_3B/3C | 3
34318 | 91003 | CA | CAMXc | Warm | CAMXc_Warm_3B/3C | 3
34319 | 91006 | CA | CAMXc | Warm | CAMXc_Warm_3B/3C | 3
34320 | 91007 | CA | CAMXc | Warm | CAMXc_Warm_3B/3C | 3
34321 | 91008 | CA | CAMXc | Warm | CAMXc_Warm_3B/3C | 3
34322 | 91009 | CA | CAMXc | Warm | CAMXc_Warm_3B/3C | 3
34323 | 91010 | CA | CAMXc | Warm | CAMXc_Warm_3B/3C | 3
34324 | 91011 | CA | CAMXc | Warm | CAMXc_Warm_3B/3C | 3
34325 | 91012 | CA | CAMXc | Warm | CAMXc_Warm_3B/3C | 3
34326 | 91016 | CA | CAMXc | Warm | CAMXc_Warm_3B/3C | 3
34327 | 91017 | CA | CAMXc | Warm | CAMXc_Warm_3B/3C | 3
34328 | 91020 | CA | CAMXc | Warm | CAMXc_Warm_3B/3C | 3
34329 | 91021 | CA | CAMXc | Warm | CAMXc_Warm_3B/3C | 3
34330 | 91023 | CA | CAMXc | Warm | CAMXc_Warm_3B/3C | 3
34331 | 91024 | CA | CAMXc | Warm | CAMXc_Warm_3B/3C | 3
34332 | 91025 | CA | CAMXc | Warm | CAMXc_Warm_3B/3C | 3
34333 | 91030 | CA | CAMXc | Warm | CAMXc_Warm_3B/3C | 3
34334 | 91031 | CA | CAMXc | Warm | CAMXc_Warm_3B/3C | 3
34335 | 91040 | CA | CAMXc | Warm | CAMXc_Warm_3B/3C | 3
34336 | 91041 | CA | CAMXc | Warm | CAMXc_Warm_3B/3C | 3
34337 | 91042 | CA | CAMXc | Warm | CAMXc_Warm_3B/3C | 3
34338 | 91043 | CA | CAMXc | Warm | CAMXc_Warm_3B/3C | 3
34339 | 91046 | CA | CAMXc | Warm | CAMXc_Warm_3B/3C | 3
34340 | 91066 | CA | CAMXc | Warm | CAMXc_Warm_3B/3C | 3
34341 | 91077 | CA | CAMXc | Warm | CAMXc_Warm_3B/3C | 3
34342 | 91101 | CA | CAMXc | Warm | CAMXc_Warm_3B/3C | 3
34343 | 91102 | CA | CAMXc | Warm | CAMXc_Warm_3B/3C | 3
34344 | 91103 | CA | CAMXc | Warm | CAMXc_Warm_3B/3C | 3
34345 | 91104 | CA | CAMXc | Warm | CAMXc_Warm_3B/3C | 3
34346 | 91105 | CA | CAMXc | Warm | CAMXc_Warm_3B/3C | 3
34347 | 91106 | CA | CAMXc | Warm | CAMXc_Warm_3B/3C | 3
34348 | 91107 | CA | CAMXc | Warm | CAMXc_Warm_3B/3C | 3
34349 | 91108 | CA | CAMXc | Warm | CAMXc_Warm_3B/3C | 3
34350 | 91109 | CA | CAMXc | Warm | CAMXc_Warm_3B/3C | 3
34351 | 91114 | CA | CAMXc | Warm | CAMXc_Warm_3B/3C | 3
34352 | 91115 | CA | CAMXc | Warm | CAMXc_Warm_3B/3C | 3
34353 | 91116 | CA | CAMXc | Warm | CAMXc_Warm_3B/3C | 3
34354 | 91117 | CA | CAMXc | Warm | CAMXc_Warm_3B/3C | 3
34355 | 91118 | CA | CAMXc | Warm | CAMXc_Warm_3B/3C | 3
34356 | 91121 | CA | CAMXc | Warm | CAMXc_Warm_3B/3C | 3
34357 | 91123 | CA | CAMXc | Warm | CAMXc_Warm_3B/3C | 3
34358 | 91124 | CA | CAMXc | Warm | CAMXc_Warm_3B/3C | 3
34359 | 91125 | CA | CAMXc | Warm | CAMXc_Warm_3B/3C | 3
34360 | 91126 | CA | CAMXc | Warm | CAMXc_Warm_3B/3C | 3
34361 | 91129 | CA | CAMXc | Warm | CAMXc_Warm_3B/3C | 3
34362 | 91182 | CA | CAMXc | Warm | CAMXc_Warm_3B/3C | 3
34363 | 91184 | CA | CAMXc | Warm | CAMXc_Warm_3B/3C | 3
34364 | 91185 | CA | CAMXc | Warm | CAMXc_Warm_3B/3C | 3
34365 | 91188 | CA | CAMXc | Warm | CAMXc_Warm_3B/3C | 3
34366 | 91189 | CA | CAMXc | Warm | CAMXc_Warm_3B/3C | 3
34367 | 91199 | CA | CAMXc | Warm | CAMXc_Warm_3B/3C | 3
34368 | 91201 | CA | CAMXc | Warm | CAMXc_Warm_3B/3C | 3
34369 | 91202 | CA | CAMXc | Warm | CAMXc_Warm_3B/3C | 3
34370 | 91203 | CA | CAMXc | Warm | CAMXc_Warm_3B/3C | 3
34371 | 91204 | CA | CAMXc | Warm | CAMXc_Warm_3B/3C | 3
34372 | 91205 | CA | CAMXc | Warm | CAMXc_Warm_3B/3C | 3
34373 | 91206 | CA | CAMXc | Warm | CAMXc_Warm_3B/3C | 3
34374 | 91207 | CA | CAMXc | Warm | CAMXc_Warm_3B/3C | 3
34375 | 91208 | CA | CAMXc | Warm | CAMXc_Warm_3B/3C | 3
34376 | 91209 | CA | CAMXc | Warm | CAMXc_Warm_3B/3C | 3
34377 | 91210 | CA | CAMXc | Warm | CAMXc_Warm_3B/3C | 3
34378 | 91214 | CA | CAMXc | Warm | CAMXc_Warm_3B/3C | 3
34379 | 91221 | CA | CAMXc | Warm | CAMXc_Warm_3B/3C | 3
34380 | 91222 | CA | CAMXc | Warm | CAMXc_Warm_3B/3C | 3
34381 | 91224 | CA | CAMXc | Warm | CAMXc_Warm_3B/3C | 3
34382 | 91225 | CA | CAMXc | Warm | CAMXc_Warm_3B/3C | 3
34383 | 91226 | CA | CAMXc | Warm | CAMXc_Warm_3B/3C | 3
34384 | 91301 | CA | CAMXc | Warm | CAMXc_Warm_3B/3C | 3
34385 | 91302 | CA | CAMXc | Warm | CAMXc_Warm_3B/3C | 3
34386 | 91303 | CA | CAMXc | Warm | CAMXc_Warm_3B/3C | 3
34387 | 91304 | CA | CAMXc | Warm | CAMXc_Warm_3B/3C | 3
34388 | 91305 | CA | CAMXc | Warm | CAMXc_Warm_3B/3C | 3
34389 | 91306 | CA | CAMXc | Warm | CAMXc_Warm_3B/3C | 3
34390 | 91307 | CA | CAMXc | Warm | CAMXc_Warm_3B/3C | 3
34391 | 91308 | CA | CAMXc | Warm | CAMXc_Warm_3B/3C | 3
34392 | 91309 | CA | CAMXc | Warm | CAMXc_Warm_3B/3C | 3
34393 | 91310 | CA | CAMXc | Warm | CAMXc_Warm_3B/3C | 3
34394 | 91311 | CA | CAMXc | Warm | CAMXc_Warm_3B/3C | 3
34395 | 91313 | CA | CAMXc | Warm | CAMXc_Warm_3B/3C | 3
34396 | 91316 | CA | CAMXc | Warm | CAMXc_Warm_3B/3C | 3
34397 | 91321 | CA | CAMXc | Warm | CAMXc_Warm_3B/3C | 3
34398 | 91322 | CA | CAMXc | Warm | CAMXc_Warm_3B/3C | 3
34399 | 91324 | CA | CAMXc | Warm | CAMXc_Warm_3B/3C | 3
34400 | 91325 | CA | CAMXc | Warm | CAMXc_Warm_3B/3C | 3
34401 | 91326 | CA | CAMXc | Warm | CAMXc_Warm_3B/3C | 3
34402 | 91327 | CA | CAMXc | Warm | CAMXc_Warm_3B/3C | 3
34403 | 91328 | CA | CAMXc | Warm | CAMXc_Warm_3B/3C | 3
34404 | 91330 | CA | CAMXc | Warm | CAMXc_Warm_3B/3C | 3
34405 | 91331 | CA | CAMXc | Warm | CAMXc_Warm_3B/3C | 3
34406 | 91333 | CA | CAMXc | Warm | CAMXc_Warm_3B/3C | 3
34407 | 91334 | CA | CAMXc | Warm | CAMXc_Warm_3B/3C | 3
34408 | 91335 | CA | CAMXc | Warm | CAMXc_Warm_3B/3C | 3
34409 | 91337 | CA | CAMXc | Warm | CAMXc_Warm_3B/3C | 3
34410 | 91340 | CA | CAMXc | Warm | CAMXc_Warm_3B/3C | 3
34411 | 91341 | CA | CAMXc | Warm | CAMXc_Warm_3B/3C | 3
34412 | 91342 | CA | CAMXc | Warm | CAMXc_Warm_3B/3C | 3
34413 | 91343 | CA | CAMXc | Warm | CAMXc_Warm_3B/3C | 3
34414 | 91344 | CA | CAMXc | Warm | CAMXc_Warm_3B/3C | 3
34415 | 91345 | CA | CAMXc | Warm | CAMXc_Warm_3B/3C | 3
34416 | 91346 | CA | CAMXc | Warm | CAMXc_Warm_3B/3C | 3
34417 | 91350 | CA | CAMXc | Warm | CAMXc_Warm_3B/3C | 3
34418 | 91351 | CA | CAMXc | Warm | CAMXc_Warm_3B/3C | 3
34419 | 91352 | CA | CAMXc | Warm | CAMXc_Warm_3B/3C | 3
34420 | 91353 | CA | CAMXc | Warm | CAMXc_Warm_3B/3C | 3
34421 | 91354 | CA | CAMXc | Warm | CAMXc_Warm_3B/3C | 3
34422 | 91355 | CA | CAMXc | Warm | CAMXc_Warm_3B/3C | 3
34423 | 91356 | CA | CAMXc | Warm | CAMXc_Warm_3B/3C | 3
34424 | 91357 | CA | CAMXc | Warm | CAMXc_Warm_3B/3C | 3
34425 | 91361 | CA | CAMXc | Warm | CAMXc_Warm_3B/3C | 3
34426 | 91362 | CA | CAMXc | Warm | CAMXc_Warm_3B/3C | 3
34427 | 91364 | CA | CAMXc | Warm | CAMXc_Warm_3B/3C | 3
34428 | 91365 | CA | CAMXc | Warm | CAMXc_Warm_3B/3C | 3
34429 | 91367 | CA | CAMXc | Warm | CAMXc_Warm_3B/3C | 3
34430 | 91371 | CA | CAMXc | Warm | CAMXc_Warm_3B/3C | 3
34431 | 91372 | CA | CAMXc | Warm | CAMXc_Warm_3B/3C | 3
34432 | 91376 | CA | CAMXc | Warm | CAMXc_Warm_3B/3C | 3
34433 | 91380 | CA | CAMXc | Warm | CAMXc_Warm_3B/3C | 3
34434 | 91381 | CA | CAMXc | Warm | CAMXc_Warm_3B/3C | 3
34435 | 91382 | CA | CAMXc | Warm | CAMXc_Warm_3B/3C | 3
34436 | 91383 | CA | CAMXc | Warm | CAMXc_Warm_3B/3C | 3
34437 | 91384 | CA | CAMXc | Warm | CAMXc_Warm_3B/3C | 3
34438 | 91385 | CA | CAMXc | Warm | CAMXc_Warm_3B/3C | 3
34439 | 91386 | CA | CAMXc | Warm | CAMXc_Warm_3B/3C | 3
34440 | 91387 | CA | CAMXc | Warm | CAMXc_Warm_3B/3C | 3
34441 | 91390 | CA | CAMXc | Warm | CAMXc_Warm_3B/3C | 3
34442 | 91392 | CA | CAMXc | Warm | CAMXc_Warm_3B/3C | 3
34443 | 91393 | CA | CAMXc | Warm | CAMXc_Warm_3B/3C | 3
34444 | 91394 | CA | CAMXc | Warm | CAMXc_Warm_3B/3C | 3
34445 | 91395 | CA | CAMXc | Warm | CAMXc_Warm_3B/3C | 3
34446 | 91396 | CA | CAMXc | Warm | CAMXc_Warm_3B/3C | 3
34447 | 91401 | CA | CAMXc | Warm | CAMXc_Warm_3B/3C | 3
34448 | 91402 | CA | CAMXc | Warm | CAMXc_Warm_3B/3C | 3
34449 | 91403 | CA | CAMXc | Warm | CAMXc_Warm_3B/3C | 3
34450 | 91404 | CA | CAMXc | Warm | CAMXc_Warm_3B/3C | 3
34451 | 91405 | CA | CAMXc | Warm | CAMXc_Warm_3B/3C | 3
34452 | 91406 | CA | CAMXc | Warm | CAMXc_Warm_3B/3C | 3
34453 | 91407 | CA | CAMXc | Warm | CAMXc_Warm_3B/3C | 3
34454 | 91408 | CA | CAMXc | Warm | CAMXc_Warm_3B/3C | 3
34455 | 91409 | CA | CAMXc | Warm | CAMXc_Warm_3B/3C | 3
34456 | 91411 | CA | CAMXc | Warm | CAMXc_Warm_3B/3C | 3
34457 | 91412 | CA | CAMXc | Warm | CAMXc_Warm_3B/3C | 3
34458 | 91413 | CA | CAMXc | Warm | CAMXc_Warm_3B/3C | 3
34459 | 91416 | CA | CAMXc | Warm | CAMXc_Warm_3B/3C | 3
34460 | 91423 | CA | CAMXc | Warm | CAMXc_Warm_3B/3C | 3
34461 | 91426 | CA | CAMXc | Warm | CAMXc_Warm_3B/3C | 3
34462 | 91436 | CA | CAMXc | Warm | CAMXc_Warm_3B/3C | 3
34463 | 91470 | CA | CAMXc | Warm | CAMXc_Warm_3B/3C | 3
34464 | 91482 | CA | CAMXc | Warm | CAMXc_Warm_3B/3C | 3
34465 | 91495 | CA | CAMXc | Warm | CAMXc_Warm_3B/3C | 3
34466 | 91496 | CA | CAMXc | Warm | CAMXc_Warm_3B/3C | 3
34467 | 91499 | CA | CAMXc | Warm | CAMXc_Warm_3B/3C | 3
34468 | 91501 | CA | CAMXc | Warm | CAMXc_Warm_3B/3C | 3
34469 | 91502 | CA | CAMXc | Warm | CAMXc_Warm_3B/3C | 3
34470 | 91503 | CA | CAMXc | Warm | CAMXc_Warm_3B/3C | 3
34471 | 91504 | CA | CAMXc | Warm | CAMXc_Warm_3B/3C | 3
34472 | 91505 | CA | CAMXc | Warm | CAMXc_Warm_3B/3C | 3
34473 | 91506 | CA | CAMXc | Warm | CAMXc_Warm_3B/3C | 3
34474 | 91507 | CA | CAMXc | Warm | CAMXc_Warm_3B/3C | 3
34475 | 91508 | CA | CAMXc | Warm | CAMXc_Warm_3B/3C | 3
34476 | 91510 | CA | CAMXc | Warm | CAMXc_Warm_3B/3C | 3
34477 | 91521 | CA | CAMXc | Warm | CAMXc_Warm_3B/3C | 3
34478 | 91522 | CA | CAMXc | Warm | CAMXc_Warm_3B/3C | 3
34479 | 91523 | CA | CAMXc | Warm | CAMXc_Warm_3B/3C | 3
34480 | 91601 | CA | CAMXc | Warm | CAMXc_Warm_3B/3C | 3
34481 | 91602 | CA | CAMXc | Warm | CAMXc_Warm_3B/3C | 3
34482 | 91603 | CA | CAMXc | Warm | CAMXc_Warm_3B/3C | 3
34483 | 91604 | CA | CAMXc | Warm | CAMXc_Warm_3B/3C | 3
34484 | 91605 | CA | CAMXc | Warm | CAMXc_Warm_3B/3C | 3
34485 | 91606 | CA | CAMXc | Warm | CAMXc_Warm_3B/3C | 3
34486 | 91607 | CA | CAMXc | Warm | CAMXc_Warm_3B/3C | 3
34487 | 91608 | CA | CAMXc | Warm | CAMXc_Warm_3B/3C | 3
34488 | 91609 | CA | CAMXc | Warm | CAMXc_Warm_3B/3C | 3
34489 | 91610 | CA | CAMXc | Warm | CAMXc_Warm_3B/3C | 3
34490 | 91614 | CA | CAMXc | Warm | CAMXc_Warm_3B/3C | 3
34491 | 91615 | CA | CAMXc | Warm | CAMXc_Warm_3B/3C | 3
34492 | 91617 | CA | CAMXc | Warm | CAMXc_Warm_3B/3C | 3
34493 | 91702 | CA | CAMXc | Warm | CAMXc_Warm_3B/3C | 3
34494 | 91706 | CA | CAMXc | Warm | CAMXc_Warm_3B/3C | 3
34495 | 91709 | CA | CAMXc | Warm | CAMXc_Warm_3B/3C | 3
34496 | 91710 | CA | CAMXc | Warm | CAMXc_Warm_3B/3C | 3
34497 | 91711 | CA | CAMXc | Warm | CAMXc_Warm_3B/3C | 3
34498 | 91714 | CA | CAMXc | Warm | CAMXc_Warm_3B/3C | 3
34499 | 91715 | CA | CAMXc | Warm | CAMXc_Warm_3B/3C | 3
34500 | 91716 | CA | CAMXc | Warm | CAMXc_Warm_3B/3C | 3
34501 | 91722 | CA | CAMXc | Warm | CAMXc_Warm_3B/3C | 3
34502 | 91723 | CA | CAMXc | Warm | CAMXc_Warm_3B/3C | 3
34503 | 91724 | CA | CAMXc | Warm | CAMXc_Warm_3B/3C | 3
34504 | 91731 | CA | CAMXc | Warm | CAMXc_Warm_3B/3C | 3
34505 | 91732 | CA | CAMXc | Warm | CAMXc_Warm_3B/3C | 3
34506 | 91733 | CA | CAMXc | Warm | CAMXc_Warm_3B/3C | 3
34507 | 91734 | CA | CAMXc | Warm | CAMXc_Warm_3B/3C | 3
34508 | 91740 | CA | CAMXc | Warm | CAMXc_Warm_3B/3C | 3
34509 | 91741 | CA | CAMXc | Warm | CAMXc_Warm_3B/3C | 3
34510 | 91744 | CA | CAMXc | Warm | CAMXc_Warm_3B/3C | 3
34511 | 91745 | CA | CAMXc | Warm | CAMXc_Warm_3B/3C | 3
34512 | 91746 | CA | CAMXc | Warm | CAMXc_Warm_3B/3C | 3
34513 | 91747 | CA | CAMXc | Warm | CAMXc_Warm_3B/3C | 3
34514 | 91748 | CA | CAMXc | Warm | CAMXc_Warm_3B/3C | 3
34515 | 91750 | CA | CAMXc | Warm | CAMXc_Warm_3B/3C | 3
34516 | 91754 | CA | CAMXc | Warm | CAMXc_Warm_3B/3C | 3
34517 | 91755 | CA | CAMXc | Warm | CAMXc_Warm_3B/3C | 3
34518 | 91756 | CA | CAMXc | Warm | CAMXc_Warm_3B/3C | 3
34519 | 91765 | CA | CAMXc | Warm | CAMXc_Warm_3B/3C | 3
34520 | 91766 | CA | CAMXc | Warm | CAMXc_Warm_3B/3C | 3
34521 | 91767 | CA | CAMXc | Warm | CAMXc_Warm_3B/3C | 3
34522 | 91768 | CA | CAMXc | Warm | CAMXc_Warm_3B/3C | 3
34523 | 91769 | CA | CAMXc | Warm | CAMXc_Warm_3B/3C | 3
34524 | 91770 | CA | CAMXc | Warm | CAMXc_Warm_3B/3C | 3
34525 | 91771 | CA | CAMXc | Warm | CAMXc_Warm_3B/3C | 3
34526 | 91772 | CA | CAMXc | Warm | CAMXc_Warm_3B/3C | 3
34527 | 91773 | CA | CAMXc | Warm | CAMXc_Warm_3B/3C | 3
34528 | 91775 | CA | CAMXc | Warm | CAMXc_Warm_3B/3C | 3
34529 | 91776 | CA | CAMXc | Warm | CAMXc_Warm_3B/3C | 3
34530 | 91778 | CA | CAMXc | Warm | CAMXc_Warm_3B/3C | 3
34531 | 91780 | CA | CAMXc | Warm | CAMXc_Warm_3B/3C | 3
34532 | 91786 | CA | CAMXc | Warm | CAMXc_Warm_3B/3C | 3
34533 | 91788 | CA | CAMXc | Warm | CAMXc_Warm_3B/3C | 3
34534 | 91789 | CA | CAMXc | Warm | CAMXc_Warm_3B/3C | 3
34535 | 91790 | CA | CAMXc | Warm | CAMXc_Warm_3B/3C | 3
34536 | 91791 | CA | CAMXc | Warm | CAMXc_Warm_3B/3C | 3
34537 | 91792 | CA | CAMXc | Warm | CAMXc_Warm_3B/3C | 3
34538 | 91793 | CA | CAMXc | Warm | CAMXc_Warm_3B/3C | 3
34539 | 91801 | CA | CAMXc | Warm | CAMXc_Warm_3B/3C | 3
34540 | 91802 | CA | CAMXc | Warm | CAMXc_Warm_3B/3C | 3
34541 | 91803 | CA | CAMXc | Warm | CAMXc_Warm_3B/3C | 3
34542 | 91804 | CA | CAMXc | Warm | CAMXc_Warm_3B/3C | 3
34543 | 91896 | CA | CAMXc | Warm | CAMXc_Warm_3B/3C | 3
34544 | 91899 | CA | CAMXc | Warm | CAMXc_Warm_3B/3C | 3
34545 | 92301 | CA | CAMXc | Warm | CAMXc_Warm_3B/3C | 3
34546 | 92397 | CA | CAMXc | Warm | CAMXc_Warm_3B/3C | 3
34547 | 93063 | CA | CAMXc | Warm | CAMXc_Warm_3B/3C | 3
34548 | 93243 | CA | CAMXc | Warm | CAMXc_Warm_3B/3C | 3
34549 | 93510 | CA | CAMXc | Warm | CAMXc_Warm_3B/3C | 3
34550 | 93532 | CA | CAMXc | Warm | CAMXc_Warm_3B/3C | 3
34551 | 93534 | CA | CAMXc | Warm | CAMXc_Warm_3B/3C | 3
34552 | 93535 | CA | CAMXc | Warm | CAMXc_Warm_3B/3C | 3
34553 | 93536 | CA | CAMXc | Warm | CAMXc_Warm_3B/3C | 3
34554 | 93539 | CA | CAMXc | Warm | CAMXc_Warm_3B/3C | 3
34555 | 93543 | CA | CAMXc | Warm | CAMXc_Warm_3B/3C | 3
34556 | 93544 | CA | CAMXc | Warm | CAMXc_Warm_3B/3C | 3
34557 | 93550 | CA | CAMXc | Warm | CAMXc_Warm_3B/3C | 3
34558 | 93551 | CA | CAMXc | Warm | CAMXc_Warm_3B/3C | 3
34559 | 93552 | CA | CAMXc | Warm | CAMXc_Warm_3B/3C | 3
34560 | 93553 | CA | CAMXc | Warm | CAMXc_Warm_3B/3C | 3
34561 | 93560 | CA | CAMXc | Warm | CAMXc_Warm_3B/3C | 3
34562 | 93563 | CA | CAMXc | Warm | CAMXc_Warm_3B/3C | 3
34563 | 93584 | CA | CAMXc | Warm | CAMXc_Warm_3B/3C | 3
34564 | 93586 | CA | CAMXc | Warm | CAMXc_Warm_3B/3C | 3
34565 | 93590 | CA | CAMXc | Warm | CAMXc_Warm_3B/3C | 3
34566 | 93591 | CA | CAMXc | Warm | CAMXc_Warm_3B/3C | 3
34567 | 93599 | CA | CAMXc | Warm | CAMXc_Warm_3B/3C | 3
34568 | 90620 | CA | CAMXc | Warm | CAMXc_Warm_3B/3C | 3
34569 | 90621 | CA | CAMXc | Warm | CAMXc_Warm_3B/3C | 3
34570 | 90622 | CA | CAMXc | Warm | CAMXc_Warm_3B/3C | 3
34571 | 90624 | CA | CAMXc | Warm | CAMXc_Warm_3B/3C | 3
34572 | 90632 | CA | CAMXc | Warm | CAMXc_Warm_3B/3C | 3
34573 | 90633 | CA | CAMXc | Warm | CAMXc_Warm_3B/3C | 3
34574 | 90680 | CA | CAMXc | Warm | CAMXc_Warm_3B/3C | 3
34575 | 90720 | CA | CAMXc | Warm | CAMXc_Warm_3B/3C | 3
34576 | 90721 | CA | CAMXc | Warm | CAMXc_Warm_3B/3C | 3
34577 | 90740 | CA | CAMXc | Warm | CAMXc_Warm_3B/3C | 3
34578 | 90742 | CA | CAMXc | Warm | CAMXc_Warm_3B/3C | 3
34579 | 90743 | CA | CAMXc | Warm | CAMXc_Warm_3B/3C | 3
34580 | 92602 | CA | CAMXc | Warm | CAMXc_Warm_3B/3C | 3
34581 | 92603 | CA | CAMXc | Warm | CAMXc_Warm_3B/3C | 3
34582 | 92604 | CA | CAMXc | Warm | CAMXc_Warm_3B/3C | 3
34583 | 92605 | CA | CAMXc | Warm | CAMXc_Warm_3B/3C | 3
34584 | 92606 | CA | CAMXc | Warm | CAMXc_Warm_3B/3C | 3
34585 | 92607 | CA | CAMXc | Warm | CAMXc_Warm_3B/3C | 3
34586 | 92609 | CA | CAMXc | Warm | CAMXc_Warm_3B/3C | 3
34587 | 92610 | CA | CAMXc | Warm | CAMXc_Warm_3B/3C | 3
34588 | 92612 | CA | CAMXc | Warm | CAMXc_Warm_3B/3C | 3
34589 | 92614 | CA | CAMXc | Warm | CAMXc_Warm_3B/3C | 3
34590 | 92615 | CA | CAMXc | Warm | CAMXc_Warm_3B/3C | 3
34591 | 92616 | CA | CAMXc | Warm | CAMXc_Warm_3B/3C | 3
34592 | 92617 | CA | CAMXc | Warm | CAMXc_Warm_3B/3C | 3
34593 | 92618 | CA | CAMXc | Warm | CAMXc_Warm_3B/3C | 3
34594 | 92619 | CA | CAMXc | Warm | CAMXc_Warm_3B/3C | 3
34595 | 92620 | CA | CAMXc | Warm | CAMXc_Warm_3B/3C | 3
34596 | 92623 | CA | CAMXc | Warm | CAMXc_Warm_3B/3C | 3
34597 | 92624 | CA | CAMXc | Warm | CAMXc_Warm_3B/3C | 3
34598 | 92625 | CA | CAMXc | Warm | CAMXc_Warm_3B/3C | 3
34599 | 92626 | CA | CAMXc | Warm | CAMXc_Warm_3B/3C | 3
34600 | 92627 | CA | CAMXc | Warm | CAMXc_Warm_3B/3C | 3
34601 | 92628 | CA | CAMXc | Warm | CAMXc_Warm_3B/3C | 3
34602 | 92629 | CA | CAMXc | Warm | CAMXc_Warm_3B/3C | 3
34603 | 92630 | CA | CAMXc | Warm | CAMXc_Warm_3B/3C | 3
34604 | 92637 | CA | CAMXc | Warm | CAMXc_Warm_3B/3C | 3
34605 | 92646 | CA | CAMXc | Warm | CAMXc_Warm_3B/3C | 3
34606 | 92647 | CA | CAMXc | Warm | CAMXc_Warm_3B/3C | 3
34607 | 92648 | CA | CAMXc | Warm | CAMXc_Warm_3B/3C | 3
34608 | 92649 | CA | CAMXc | Warm | CAMXc_Warm_3B/3C | 3
34609 | 92650 | CA | CAMXc | Warm | CAMXc_Warm_3B/3C | 3
34610 | 92651 | CA | CAMXc | Warm | CAMXc_Warm_3B/3C | 3
34611 | 92652 | CA | CAMXc | Warm | CAMXc_Warm_3B/3C | 3
34612 | 92653 | CA | CAMXc | Warm | CAMXc_Warm_3B/3C | 3
34613 | 92654 | CA | CAMXc | Warm | CAMXc_Warm_3B/3C | 3
34614 | 92655 | CA | CAMXc | Warm | CAMXc_Warm_3B/3C | 3
34615 | 92656 | CA | CAMXc | Warm | CAMXc_Warm_3B/3C | 3
34616 | 92657 | CA | CAMXc | Warm | CAMXc_Warm_3B/3C | 3
34617 | 92658 | CA | CAMXc | Warm | CAMXc_Warm_3B/3C | 3
34618 | 92659 | CA | CAMXc | Warm | CAMXc_Warm_3B/3C | 3
34619 | 92660 | CA | CAMXc | Warm | CAMXc_Warm_3B/3C | 3
34620 | 92661 | CA | CAMXc | Warm | CAMXc_Warm_3B/3C | 3
34621 | 92662 | CA | CAMXc | Warm | CAMXc_Warm_3B/3C | 3
34622 | 92663 | CA | CAMXc | Warm | CAMXc_Warm_3B/3C | 3
34623 | 92672 | CA | CAMXc | Warm | CAMXc_Warm_3B/3C | 3
34624 | 92673 | CA | CAMXc | Warm | CAMXc_Warm_3B/3C | 3
34625 | 92674 | CA | CAMXc | Warm | CAMXc_Warm_3B/3C | 3
34626 | 92675 | CA | CAMXc | Warm | CAMXc_Warm_3B/3C | 3
34627 | 92676 | CA | CAMXc | Warm | CAMXc_Warm_3B/3C | 3
34628 | 92677 | CA | CAMXc | Warm | CAMXc_Warm_3B/3C | 3
34629 | 92678 | CA | CAMXc | Warm | CAMXc_Warm_3B/3C | 3
34630 | 92679 | CA | CAMXc | Warm | CAMXc_Warm_3B/3C | 3
34631 | 92683 | CA | CAMXc | Warm | CAMXc_Warm_3B/3C | 3
34632 | 92684 | CA | CAMXc | Warm | CAMXc_Warm_3B/3C | 3
34633 | 92685 | CA | CAMXc | Warm | CAMXc_Warm_3B/3C | 3
34634 | 92688 | CA | CAMXc | Warm | CAMXc_Warm_3B/3C | 3
34635 | 92690 | CA | CAMXc | Warm | CAMXc_Warm_3B/3C | 3
34636 | 92691 | CA | CAMXc | Warm | CAMXc_Warm_3B/3C | 3
34637 | 92692 | CA | CAMXc | Warm | CAMXc_Warm_3B/3C | 3
34638 | 92693 | CA | CAMXc | Warm | CAMXc_Warm_3B/3C | 3
34639 | 92694 | CA | CAMXc | Warm | CAMXc_Warm_3B/3C | 3
34640 | 92697 | CA | CAMXc | Warm | CAMXc_Warm_3B/3C | 3
34641 | 92698 | CA | CAMXc | Warm | CAMXc_Warm_3B/3C | 3
34642 | 92701 | CA | CAMXc | Warm | CAMXc_Warm_3B/3C | 3
34643 | 92702 | CA | CAMXc | Warm | CAMXc_Warm_3B/3C | 3
34644 | 92703 | CA | CAMXc | Warm | CAMXc_Warm_3B/3C | 3
34645 | 92704 | CA | CAMXc | Warm | CAMXc_Warm_3B/3C | 3
34646 | 92705 | CA | CAMXc | Warm | CAMXc_Warm_3B/3C | 3
34647 | 92706 | CA | CAMXc | Warm | CAMXc_Warm_3B/3C | 3
34648 | 92707 | CA | CAMXc | Warm | CAMXc_Warm_3B/3C | 3
34649 | 92708 | CA | CAMXc | Warm | CAMXc_Warm_3B/3C | 3
34650 | 92711 | CA | CAMXc | Warm | CAMXc_Warm_3B/3C | 3
34651 | 92728 | CA | CAMXc | Warm | CAMXc_Warm_3B/3C | 3
34652 | 92735 | CA | CAMXc | Warm | CAMXc_Warm_3B/3C | 3
34653 | 92780 | CA | CAMXc | Warm | CAMXc_Warm_3B/3C | 3
34654 | 92781 | CA | CAMXc | Warm | CAMXc_Warm_3B/3C | 3
34655 | 92782 | CA | CAMXc | Warm | CAMXc_Warm_3B/3C | 3
34656 | 92799 | CA | CAMXc | Warm | CAMXc_Warm_3B/3C | 3
34657 | 92801 | CA | CAMXc | Warm | CAMXc_Warm_3B/3C | 3
34658 | 92802 | CA | CAMXc | Warm | CAMXc_Warm_3B/3C | 3
34659 | 92803 | CA | CAMXc | Warm | CAMXc_Warm_3B/3C | 3
34660 | 92804 | CA | CAMXc | Warm | CAMXc_Warm_3B/3C | 3
34661 | 92805 | CA | CAMXc | Warm | CAMXc_Warm_3B/3C | 3
34662 | 92806 | CA | CAMXc | Warm | CAMXc_Warm_3B/3C | 3
34663 | 92807 | CA | CAMXc | Warm | CAMXc_Warm_3B/3C | 3
34664 | 92808 | CA | CAMXc | Warm | CAMXc_Warm_3B/3C | 3
34665 | 92809 | CA | CAMXc | Warm | CAMXc_Warm_3B/3C | 3
34666 | 92811 | CA | CAMXc | Warm | CAMXc_Warm_3B/3C | 3
34667 | 92812 | CA | CAMXc | Warm | CAMXc_Warm_3B/3C | 3
34668 | 92814 | CA | CAMXc | Warm | CAMXc_Warm_3B/3C | 3
34669 | 92815 | CA | CAMXc | Warm | CAMXc_Warm_3B/3C | 3
34670 | 92816 | CA | CAMXc | Warm | CAMXc_Warm_3B/3C | 3
34671 | 92817 | CA | CAMXc | Warm | CAMXc_Warm_3B/3C | 3
34672 | 92821 | CA | CAMXc | Warm | CAMXc_Warm_3B/3C | 3
34673 | 92822 | CA | CAMXc | Warm | CAMXc_Warm_3B/3C | 3
34674 | 92823 | CA | CAMXc | Warm | CAMXc_Warm_3B/3C | 3
34675 | 92825 | CA | CAMXc | Warm | CAMXc_Warm_3B/3C | 3
34676 | 92831 | CA | CAMXc | Warm | CAMXc_Warm_3B/3C | 3
34677 | 92832 | CA | CAMXc | Warm | CAMXc_Warm_3B/3C | 3
34678 | 92833 | CA | CAMXc | Warm | CAMXc_Warm_3B/3C | 3
34679 | 92834 | CA | CAMXc | Warm | CAMXc_Warm_3B/3C | 3
34680 | 92835 | CA | CAMXc | Warm | CAMXc_Warm_3B/3C | 3
34681 | 92836 | CA | CAMXc | Warm | CAMXc_Warm_3B/3C | 3
34682 | 92837 | CA | CAMXc | Warm | CAMXc_Warm_3B/3C | 3
34683 | 92838 | CA | CAMXc | Warm | CAMXc_Warm_3B/3C | 3
34684 | 92840 | CA | CAMXc | Warm | CAMXc_Warm_3B/3C | 3
34685 | 92841 | CA | CAMXc | Warm | CAMXc_Warm_3B/3C | 3
34686 | 92842 | CA | CAMXc | Warm | CAMXc_Warm_3B/3C | 3
34687 | 92843 | CA | CAMXc | Warm | CAMXc_Warm_3B/3C | 3
34688 | 92844 | CA | CAMXc | Warm | CAMXc_Warm_3B/3C | 3
34689 | 92845 | CA | CAMXc | Warm | CAMXc_Warm_3B/3C | 3
34690 | 92846 | CA | CAMXc | Warm | CAMXc_Warm_3B/3C | 3
34691 | 92856 | CA | CAMXc | Warm | CAMXc_Warm_3B/3C | 3
34692 | 92857 | CA | CAMXc | Warm | CAMXc_Warm_3B/3C | 3
34693 | 92859 | CA | CAMXc | Warm | CAMXc_Warm_3B/3C | 3
34694 | 92861 | CA | CAMXc | Warm | CAMXc_Warm_3B/3C | 3
34695 | 92862 | CA | CAMXc | Warm | CAMXc_Warm_3B/3C | 3
34696 | 92863 | CA | CAMXc | Warm | CAMXc_Warm_3B/3C | 3
34697 | 92864 | CA | CAMXc | Warm | CAMXc_Warm_3B/3C | 3
34698 | 92865 | CA | CAMXc | Warm | CAMXc_Warm_3B/3C | 3
34699 | 92866 | CA | CAMXc | Warm | CAMXc_Warm_3B/3C | 3
34700 | 92867 | CA | CAMXc | Warm | CAMXc_Warm_3B/3C | 3
34701 | 92868 | CA | CAMXc | Warm | CAMXc_Warm_3B/3C | 3
34702 | 92869 | CA | CAMXc | Warm | CAMXc_Warm_3B/3C | 3
34703 | 92870 | CA | CAMXc | Warm | CAMXc_Warm_3B/3C | 3
34704 | 92871 | CA | CAMXc | Warm | CAMXc_Warm_3B/3C | 3
34705 | 92885 | CA | CAMXc | Warm | CAMXc_Warm_3B/3C | 3
34706 | 92886 | CA | CAMXc | Warm | CAMXc_Warm_3B/3C | 3
34707 | 92887 | CA | CAMXc | Warm | CAMXc_Warm_3B/3C | 3
34708 | 92899 | CA | CAMXc | Warm | CAMXc_Warm_3B/3C | 3
34709 | 91701 | CA | CAMXc | Warm | CAMXc_Warm_3B/3C | 3
34710 | 91708 | CA | CAMXc | Warm | CAMXc_Warm_3B/3C | 3
34711 | 91729 | CA | CAMXc | Warm | CAMXc_Warm_3B/3C | 3
34712 | 91730 | CA | CAMXc | Warm | CAMXc_Warm_3B/3C | 3
34713 | 91737 | CA | CAMXc | Warm | CAMXc_Warm_3B/3C | 3
34714 | 91739 | CA | CAMXc | Warm | CAMXc_Warm_3B/3C | 3
34715 | 91743 | CA | CAMXc | Warm | CAMXc_Warm_3B/3C | 3
34716 | 91752 | CA | CAMXc | Warm | CAMXc_Warm_3B/3C | 3
34717 | 91759 | CA | CAMXc | Warm | CAMXc_Warm_3B/3C | 3
34718 | 91761 | CA | CAMXc | Warm | CAMXc_Warm_3B/3C | 3
34719 | 91762 | CA | CAMXc | Warm | CAMXc_Warm_3B/3C | 3
34720 | 91763 | CA | CAMXc | Warm | CAMXc_Warm_3B/3C | 3
34721 | 91764 | CA | CAMXc | Warm | CAMXc_Warm_3B/3C | 3
34722 | 91784 | CA | CAMXc | Warm | CAMXc_Warm_3B/3C | 3
34723 | 91785 | CA | CAMXc | Warm | CAMXc_Warm_3B/3C | 3
34724 | 92223 | CA | CAMXc | Warm | CAMXc_Warm_3B/3C | 3
34725 | 92225 | CA | CAMXc | Warm | CAMXc_Warm_3B/3C | 3
34726 | 92242 | CA | CAMXc | Warm | CAMXc_Warm_3B/3C | 3
34727 | 92252 | CA | CAMXc | Warm | CAMXc_Warm_3B/3C | 3
34728 | 92256 | CA | CAMXc | Warm | CAMXc_Warm_3B/3C | 3
34729 | 92267 | CA | CAMXc | Warm | CAMXc_Warm_3B/3C | 3
34730 | 92268 | CA | CAMXc | Warm | CAMXc_Warm_3B/3C | 3
34731 | 92277 | CA | CAMXc | Warm | CAMXc_Warm_3B/3C | 3
34732 | 92278 | CA | CAMXc | Warm | CAMXc_Warm_3B/3C | 3
34733 | 92280 | CA | CAMXc | Warm | CAMXc_Warm_3B/3C | 3
34734 | 92284 | CA | CAMXc | Warm | CAMXc_Warm_3B/3C | 3
34735 | 92285 | CA | CAMXc | Warm | CAMXc_Warm_3B/3C | 3
34736 | 92286 | CA | CAMXc | Warm | CAMXc_Warm_3B/3C | 3
34737 | 92304 | CA | CAMXc | Warm | CAMXc_Warm_3B/3C | 3
34738 | 92305 | CA | CAMXc | Warm | CAMXc_Warm_3B/3C | 3
34739 | 92307 | CA | CAMXc | Warm | CAMXc_Warm_3B/3C | 3
34740 | 92308 | CA | CAMXc | Warm | CAMXc_Warm_3B/3C | 3
34741 | 92309 | CA | CAMXc | Warm | CAMXc_Warm_3B/3C | 3
34742 | 92310 | CA | CAMXc | Warm | CAMXc_Warm_3B/3C | 3
34743 | 92311 | CA | CAMXc | Warm | CAMXc_Warm_3B/3C | 3
34744 | 92312 | CA | CAMXc | Warm | CAMXc_Warm_3B/3C | 3
34745 | 92313 | CA | CAMXc | Warm | CAMXc_Warm_3B/3C | 3
34746 | 92314 | CA | CAMXc | Warm | CAMXc_Warm_3B/3C | 3
34747 | 92315 | CA | CAMXc | Warm | CAMXc_Warm_3B/3C | 3
34748 | 92316 | CA | CAMXc | Warm | CAMXc_Warm_3B/3C | 3
34749 | 92317 | CA | CAMXc | Warm | CAMXc_Warm_3B/3C | 3
34750 | 92318 | CA | CAMXc | Warm | CAMXc_Warm_3B/3C | 3
34751 | 92320 | CA | CAMXc | Warm | CAMXc_Warm_3B/3C | 3
34752 | 92321 | CA | CAMXc | Warm | CAMXc_Warm_3B/3C | 3
34753 | 92322 | CA | CAMXc | Warm | CAMXc_Warm_3B/3C | 3
34754 | 92323 | CA | CAMXc | Warm | CAMXc_Warm_3B/3C | 3
34755 | 92324 | CA | CAMXc | Warm | CAMXc_Warm_3B/3C | 3
34756 | 92325 | CA | CAMXc | Warm | CAMXc_Warm_3B/3C | 3
34757 | 92327 | CA | CAMXc | Warm | CAMXc_Warm_3B/3C | 3
34758 | 92329 | CA | CAMXc | Warm | CAMXc_Warm_3B/3C | 3
34759 | 92331 | CA | CAMXc | Warm | CAMXc_Warm_3B/3C | 3
34760 | 92332 | CA | CAMXc | Warm | CAMXc_Warm_3B/3C | 3
34761 | 92333 | CA | CAMXc | Warm | CAMXc_Warm_3B/3C | 3
34762 | 92334 | CA | CAMXc | Warm | CAMXc_Warm_3B/3C | 3
34763 | 92335 | CA | CAMXc | Warm | CAMXc_Warm_3B/3C | 3
34764 | 92336 | CA | CAMXc | Warm | CAMXc_Warm_3B/3C | 3
34765 | 92337 | CA | CAMXc | Warm | CAMXc_Warm_3B/3C | 3
34766 | 92338 | CA | CAMXc | Warm | CAMXc_Warm_3B/3C | 3
34767 | 92339 | CA | CAMXc | Warm | CAMXc_Warm_3B/3C | 3
34768 | 92340 | CA | CAMXc | Warm | CAMXc_Warm_3B/3C | 3
34769 | 92341 | CA | CAMXc | Warm | CAMXc_Warm_3B/3C | 3
34770 | 92342 | CA | CAMXc | Warm | CAMXc_Warm_3B/3C | 3
34771 | 92344 | CA | CAMXc | Warm | CAMXc_Warm_3B/3C | 3
34772 | 92345 | CA | CAMXc | Warm | CAMXc_Warm_3B/3C | 3
34773 | 92346 | CA | CAMXc | Warm | CAMXc_Warm_3B/3C | 3
34774 | 92347 | CA | CAMXc | Warm | CAMXc_Warm_3B/3C | 3
34775 | 92350 | CA | CAMXc | Warm | CAMXc_Warm_3B/3C | 3
34776 | 92352 | CA | CAMXc | Warm | CAMXc_Warm_3B/3C | 3
34777 | 92354 | CA | CAMXc | Warm | CAMXc_Warm_3B/3C | 3
34778 | 92356 | CA | CAMXc | Warm | CAMXc_Warm_3B/3C | 3
34779 | 92357 | CA | CAMXc | Warm | CAMXc_Warm_3B/3C | 3
34780 | 92358 | CA | CAMXc | Warm | CAMXc_Warm_3B/3C | 3
34781 | 92359 | CA | CAMXc | Warm | CAMXc_Warm_3B/3C | 3
34782 | 92363 | CA | CAMXc | Warm | CAMXc_Warm_3B/3C | 3
34783 | 92364 | CA | CAMXc | Warm | CAMXc_Warm_3B/3C | 3
34784 | 92365 | CA | CAMXc | Warm | CAMXc_Warm_3B/3C | 3
34785 | 92366 | CA | CAMXc | Warm | CAMXc_Warm_3B/3C | 3
34786 | 92368 | CA | CAMXc | Warm | CAMXc_Warm_3B/3C | 3
34787 | 92369 | CA | CAMXc | Warm | CAMXc_Warm_3B/3C | 3
34788 | 92371 | CA | CAMXc | Warm | CAMXc_Warm_3B/3C | 3
34789 | 92372 | CA | CAMXc | Warm | CAMXc_Warm_3B/3C | 3
34790 | 92373 | CA | CAMXc | Warm | CAMXc_Warm_3B/3C | 3
34791 | 92374 | CA | CAMXc | Warm | CAMXc_Warm_3B/3C | 3
34792 | 92375 | CA | CAMXc | Warm | CAMXc_Warm_3B/3C | 3
34793 | 92376 | CA | CAMXc | Warm | CAMXc_Warm_3B/3C | 3
34794 | 92377 | CA | CAMXc | Warm | CAMXc_Warm_3B/3C | 3
34795 | 92378 | CA | CAMXc | Warm | CAMXc_Warm_3B/3C | 3
34796 | 92382 | CA | CAMXc | Warm | CAMXc_Warm_3B/3C | 3
34797 | 92385 | CA | CAMXc | Warm | CAMXc_Warm_3B/3C | 3
34798 | 92386 | CA | CAMXc | Warm | CAMXc_Warm_3B/3C | 3
34799 | 92391 | CA | CAMXc | Warm | CAMXc_Warm_3B/3C | 3
34800 | 92392 | CA | CAMXc | Warm | CAMXc_Warm_3B/3C | 3
34801 | 92393 | CA | CAMXc | Warm | CAMXc_Warm_3B/3C | 3
34802 | 92394 | CA | CAMXc | Warm | CAMXc_Warm_3B/3C | 3
34803 | 92395 | CA | CAMXc | Warm | CAMXc_Warm_3B/3C | 3
34804 | 92398 | CA | CAMXc | Warm | CAMXc_Warm_3B/3C | 3
34805 | 92399 | CA | CAMXc | Warm | CAMXc_Warm_3B/3C | 3
34806 | 92401 | CA | CAMXc | Warm | CAMXc_Warm_3B/3C | 3
34807 | 92402 | CA | CAMXc | Warm | CAMXc_Warm_3B/3C | 3
34808 | 92403 | CA | CAMXc | Warm | CAMXc_Warm_3B/3C | 3
34809 | 92404 | CA | CAMXc | Warm | CAMXc_Warm_3B/3C | 3
34810 | 92405 | CA | CAMXc | Warm | CAMXc_Warm_3B/3C | 3
34811 | 92406 | CA | CAMXc | Warm | CAMXc_Warm_3B/3C | 3
34812 | 92407 | CA | CAMXc | Warm | CAMXc_Warm_3B/3C | 3
34813 | 92408 | CA | CAMXc | Warm | CAMXc_Warm_3B/3C | 3
34814 | 92410 | CA | CAMXc | Warm | CAMXc_Warm_3B/3C | 3
34815 | 92411 | CA | CAMXc | Warm | CAMXc_Warm_3B/3C | 3
34816 | 92413 | CA | CAMXc | Warm | CAMXc_Warm_3B/3C | 3
34817 | 92415 | CA | CAMXc | Warm | CAMXc_Warm_3B/3C | 3
34818 | 92418 | CA | CAMXc | Warm | CAMXc_Warm_3B/3C | 3
34819 | 92423 | CA | CAMXc | Warm | CAMXc_Warm_3B/3C | 3
34820 | 92427 | CA | CAMXc | Warm | CAMXc_Warm_3B/3C | 3
34821 | 92509 | CA | CAMXc | Warm | CAMXc_Warm_3B/3C | 3
34822 | 92880 | CA | CAMXc | Warm | CAMXc_Warm_3B/3C | 3
34823 | 93516 | CA | CAMXc | Warm | CAMXc_Warm_3B/3C | 3
34824 | 93555 | CA | CAMXc | Warm | CAMXc_Warm_3B/3C | 3
34825 | 93562 | CA | CAMXc | Warm | CAMXc_Warm_3B/3C | 3
34826 | 93592 | CA | CAMXc | Warm | CAMXc_Warm_3B/3C | 3
34827 | 92028 | CA | CAMXc | Warm | CAMXc_Warm_3B/3C | 3
34828 | 92201 | CA | CAMXc | Warm | CAMXc_Warm_3B/3C | 3
34829 | 92202 | CA | CAMXc | Warm | CAMXc_Warm_3B/3C | 3
34830 | 92203 | CA | CAMXc | Warm | CAMXc_Warm_3B/3C | 3
34831 | 92210 | CA | CAMXc | Warm | CAMXc_Warm_3B/3C | 3
34832 | 92211 | CA | CAMXc | Warm | CAMXc_Warm_3B/3C | 3
34833 | 92220 | CA | CAMXc | Warm | CAMXc_Warm_3B/3C | 3
34834 | 92226 | CA | CAMXc | Warm | CAMXc_Warm_3B/3C | 3
34835 | 92230 | CA | CAMXc | Warm | CAMXc_Warm_3B/3C | 3
34836 | 92234 | CA | CAMXc | Warm | CAMXc_Warm_3B/3C | 3
34837 | 92235 | CA | CAMXc | Warm | CAMXc_Warm_3B/3C | 3
34838 | 92236 | CA | CAMXc | Warm | CAMXc_Warm_3B/3C | 3
34839 | 92239 | CA | CAMXc | Warm | CAMXc_Warm_3B/3C | 3
34840 | 92240 | CA | CAMXc | Warm | CAMXc_Warm_3B/3C | 3
34841 | 92241 | CA | CAMXc | Warm | CAMXc_Warm_3B/3C | 3
34842 | 92247 | CA | CAMXc | Warm | CAMXc_Warm_3B/3C | 3
34843 | 92248 | CA | CAMXc | Warm | CAMXc_Warm_3B/3C | 3
34844 | 92253 | CA | CAMXc | Warm | CAMXc_Warm_3B/3C | 3
34845 | 92254 | CA | CAMXc | Warm | CAMXc_Warm_3B/3C | 3
34846 | 92255 | CA | CAMXc | Warm | CAMXc_Warm_3B/3C | 3
34847 | 92258 | CA | CAMXc | Warm | CAMXc_Warm_3B/3C | 3
34848 | 92260 | CA | CAMXc | Warm | CAMXc_Warm_3B/3C | 3
34849 | 92261 | CA | CAMXc | Warm | CAMXc_Warm_3B/3C | 3
34850 | 92262 | CA | CAMXc | Warm | CAMXc_Warm_3B/3C | 3
34851 | 92263 | CA | CAMXc | Warm | CAMXc_Warm_3B/3C | 3
34852 | 92264 | CA | CAMXc | Warm | CAMXc_Warm_3B/3C | 3
34853 | 92270 | CA | CAMXc | Warm | CAMXc_Warm_3B/3C | 3
34854 | 92274 | CA | CAMXc | Warm | CAMXc_Warm_3B/3C | 3
34855 | 92276 | CA | CAMXc | Warm | CAMXc_Warm_3B/3C | 3
34856 | 92282 | CA | CAMXc | Warm | CAMXc_Warm_3B/3C | 3
34857 | 92501 | CA | CAMXc | Warm | CAMXc_Warm_3B/3C | 3
34858 | 92502 | CA | CAMXc | Warm | CAMXc_Warm_3B/3C | 3
34859 | 92503 | CA | CAMXc | Warm | CAMXc_Warm_3B/3C | 3
34860 | 92504 | CA | CAMXc | Warm | CAMXc_Warm_3B/3C | 3
34861 | 92505 | CA | CAMXc | Warm | CAMXc_Warm_3B/3C | 3
34862 | 92506 | CA | CAMXc | Warm | CAMXc_Warm_3B/3C | 3
34863 | 92507 | CA | CAMXc | Warm | CAMXc_Warm_3B/3C | 3
34864 | 92508 | CA | CAMXc | Warm | CAMXc_Warm_3B/3C | 3
34865 | 92513 | CA | CAMXc | Warm | CAMXc_Warm_3B/3C | 3
34866 | 92514 | CA | CAMXc | Warm | CAMXc_Warm_3B/3C | 3
34867 | 92516 | CA | CAMXc | Warm | CAMXc_Warm_3B/3C | 3
34868 | 92517 | CA | CAMXc | Warm | CAMXc_Warm_3B/3C | 3
34869 | 92518 | CA | CAMXc | Warm | CAMXc_Warm_3B/3C | 3
34870 | 92519 | CA | CAMXc | Warm | CAMXc_Warm_3B/3C | 3
34871 | 92521 | CA | CAMXc | Warm | CAMXc_Warm_3B/3C | 3
34872 | 92522 | CA | CAMXc | Warm | CAMXc_Warm_3B/3C | 3
34873 | 92530 | CA | CAMXc | Warm | CAMXc_Warm_3B/3C | 3
34874 | 92531 | CA | CAMXc | Warm | CAMXc_Warm_3B/3C | 3
34875 | 92532 | CA | CAMXc | Warm | CAMXc_Warm_3B/3C | 3
34876 | 92536 | CA | CAMXc | Warm | CAMXc_Warm_3B/3C | 3
34877 | 92539 | CA | CAMXc | Warm | CAMXc_Warm_3B/3C | 3
34878 | 92543 | CA | CAMXc | Warm | CAMXc_Warm_3B/3C | 3
34879 | 92544 | CA | CAMXc | Warm | CAMXc_Warm_3B/3C | 3
34880 | 92545 | CA | CAMXc | Warm | CAMXc_Warm_3B/3C | 3
34881 | 92546 | CA | CAMXc | Warm | CAMXc_Warm_3B/3C | 3
34882 | 92548 | CA | CAMXc | Warm | CAMXc_Warm_3B/3C | 3
34883 | 92549 | CA | CAMXc | Warm | CAMXc_Warm_3B/3C | 3
34884 | 92551 | CA | CAMXc | Warm | CAMXc_Warm_3B/3C | 3
34885 | 92552 | CA | CAMXc | Warm | CAMXc_Warm_3B/3C | 3
34886 | 92553 | CA | CAMXc | Warm | CAMXc_Warm_3B/3C | 3
34887 | 92555 | CA | CAMXc | Warm | CAMXc_Warm_3B/3C | 3
34888 | 92556 | CA | CAMXc | Warm | CAMXc_Warm_3B/3C | 3
34889 | 92557 | CA | CAMXc | Warm | CAMXc_Warm_3B/3C | 3
34890 | 92561 | CA | CAMXc | Warm | CAMXc_Warm_3B/3C | 3
34891 | 92562 | CA | CAMXc | Warm | CAMXc_Warm_3B/3C | 3
34892 | 92563 | CA | CAMXc | Warm | CAMXc_Warm_3B/3C | 3
34893 | 92564 | CA | CAMXc | Warm | CAMXc_Warm_3B/3C | 3
34894 | 92567 | CA | CAMXc | Warm | CAMXc_Warm_3B/3C | 3
34895 | 92570 | CA | CAMXc | Warm | CAMXc_Warm_3B/3C | 3
34896 | 92571 | CA | CAMXc | Warm | CAMXc_Warm_3B/3C | 3
34897 | 92572 | CA | CAMXc | Warm | CAMXc_Warm_3B/3C | 3
34898 | 92581 | CA | CAMXc | Warm | CAMXc_Warm_3B/3C | 3
34899 | 92582 | CA | CAMXc | Warm | CAMXc_Warm_3B/3C | 3
34900 | 92583 | CA | CAMXc | Warm | CAMXc_Warm_3B/3C | 3
34901 | 92584 | CA | CAMXc | Warm | CAMXc_Warm_3B/3C | 3
34902 | 92585 | CA | CAMXc | Warm | CAMXc_Warm_3B/3C | 3
34903 | 92586 | CA | CAMXc | Warm | CAMXc_Warm_3B/3C | 3
34904 | 92587 | CA | CAMXc | Warm | CAMXc_Warm_3B/3C | 3
34905 | 92589 | CA | CAMXc | Warm | CAMXc_Warm_3B/3C | 3
34906 | 92590 | CA | CAMXc | Warm | CAMXc_Warm_3B/3C | 3
34907 | 92591 | CA | CAMXc | Warm | CAMXc_Warm_3B/3C | 3
34908 | 92592 | CA | CAMXc | Warm | CAMXc_Warm_3B/3C | 3
34909 | 92593 | CA | CAMXc | Warm | CAMXc_Warm_3B/3C | 3
34910 | 92595 | CA | CAMXc | Warm | CAMXc_Warm_3B/3C | 3
34911 | 92596 | CA | CAMXc | Warm | CAMXc_Warm_3B/3C | 3
34912 | 92599 | CA | CAMXc | Warm | CAMXc_Warm_3B/3C | 3
34913 | 92860 | CA | CAMXc | Warm | CAMXc_Warm_3B/3C | 3
34914 | 92877 | CA | CAMXc | Warm | CAMXc_Warm_3B/3C | 3
34915 | 92878 | CA | CAMXc | Warm | CAMXc_Warm_3B/3C | 3
34916 | 92879 | CA | CAMXc | Warm | CAMXc_Warm_3B/3C | 3
34917 | 92881 | CA | CAMXc | Warm | CAMXc_Warm_3B/3C | 3
34918 | 92882 | CA | CAMXc | Warm | CAMXc_Warm_3B/3C | 3
34919 | 92883 | CA | CAMXc | Warm | CAMXc_Warm_3B/3C | 3
34920 | 91901 | CA | CAMXc | Warm | CAMXc_Warm_3B/3C | 3
34921 | 91902 | CA | CAMXc | Warm | CAMXc_Warm_3B/3C | 3
34922 | 91903 | CA | CAMXc | Warm | CAMXc_Warm_3B/3C | 3
34923 | 91905 | CA | CAMXc | Warm | CAMXc_Warm_3B/3C | 3
34924 | 91906 | CA | CAMXc | Warm | CAMXc_Warm_3B/3C | 3
34925 | 91908 | CA | CAMXc | Warm | CAMXc_Warm_3B/3C | 3
34926 | 91910 | CA | CAMXc | Warm | CAMXc_Warm_3B/3C | 3
34927 | 91911 | CA | CAMXc | Warm | CAMXc_Warm_3B/3C | 3
34928 | 91912 | CA | CAMXc | Warm | CAMXc_Warm_3B/3C | 3
34929 | 91913 | CA | CAMXc | Warm | CAMXc_Warm_3B/3C | 3
34930 | 91914 | CA | CAMXc | Warm | CAMXc_Warm_3B/3C | 3
34931 | 91915 | CA | CAMXc | Warm | CAMXc_Warm_3B/3C | 3
34932 | 91916 | CA | CAMXc | Warm | CAMXc_Warm_3B/3C | 3
34933 | 91917 | CA | CAMXc | Warm | CAMXc_Warm_3B/3C | 3
34934 | 91921 | CA | CAMXc | Warm | CAMXc_Warm_3B/3C | 3
34935 | 91931 | CA | CAMXc | Warm | CAMXc_Warm_3B/3C | 3
34936 | 91932 | CA | CAMXc | Warm | CAMXc_Warm_3B/3C | 3
34937 | 91933 | CA | CAMXc | Warm | CAMXc_Warm_3B/3C | 3
34938 | 91934 | CA | CAMXc | Warm | CAMXc_Warm_3B/3C | 3
34939 | 91935 | CA | CAMXc | Warm | CAMXc_Warm_3B/3C | 3
34940 | 91941 | CA | CAMXc | Warm | CAMXc_Warm_3B/3C | 3
34941 | 91942 | CA | CAMXc | Warm | CAMXc_Warm_3B/3C | 3
34942 | 91943 | CA | CAMXc | Warm | CAMXc_Warm_3B/3C | 3
34943 | 91944 | CA | CAMXc | Warm | CAMXc_Warm_3B/3C | 3
34944 | 91945 | CA | CAMXc | Warm | CAMXc_Warm_3B/3C | 3
34945 | 91946 | CA | CAMXc | Warm | CAMXc_Warm_3B/3C | 3
34946 | 91948 | CA | CAMXc | Warm | CAMXc_Warm_3B/3C | 3
34947 | 91950 | CA | CAMXc | Warm | CAMXc_Warm_3B/3C | 3
34948 | 91951 | CA | CAMXc | Warm | CAMXc_Warm_3B/3C | 3
34949 | 91962 | CA | CAMXc | Warm | CAMXc_Warm_3B/3C | 3
34950 | 91963 | CA | CAMXc | Warm | CAMXc_Warm_3B/3C | 3
34951 | 91976 | CA | CAMXc | Warm | CAMXc_Warm_3B/3C | 3
34952 | 91977 | CA | CAMXc | Warm | CAMXc_Warm_3B/3C | 3
34953 | 91978 | CA | CAMXc | Warm | CAMXc_Warm_3B/3C | 3
34954 | 91979 | CA | CAMXc | Warm | CAMXc_Warm_3B/3C | 3
34955 | 91980 | CA | CAMXc | Warm | CAMXc_Warm_3B/3C | 3
34956 | 92003 | CA | CAMXc | Warm | CAMXc_Warm_3B/3C | 3
34957 | 92004 | CA | CAMXc | Warm | CAMXc_Warm_3B/3C | 3
34958 | 92007 | CA | CAMXc | Warm | CAMXc_Warm_3B/3C | 3
34959 | 92008 | CA | CAMXc | Warm | CAMXc_Warm_3B/3C | 3
34960 | 92009 | CA | CAMXc | Warm | CAMXc_Warm_3B/3C | 3
34961 | 92010 | CA | CAMXc | Warm | CAMXc_Warm_3B/3C | 3
34962 | 92011 | CA | CAMXc | Warm | CAMXc_Warm_3B/3C | 3
34963 | 92013 | CA | CAMXc | Warm | CAMXc_Warm_3B/3C | 3
34964 | 92014 | CA | CAMXc | Warm | CAMXc_Warm_3B/3C | 3
34965 | 92018 | CA | CAMXc | Warm | CAMXc_Warm_3B/3C | 3
34966 | 92019 | CA | CAMXc | Warm | CAMXc_Warm_3B/3C | 3
34967 | 92020 | CA | CAMXc | Warm | CAMXc_Warm_3B/3C | 3
34968 | 92021 | CA | CAMXc | Warm | CAMXc_Warm_3B/3C | 3
34969 | 92022 | CA | CAMXc | Warm | CAMXc_Warm_3B/3C | 3
34970 | 92023 | CA | CAMXc | Warm | CAMXc_Warm_3B/3C | 3
34971 | 92024 | CA | CAMXc | Warm | CAMXc_Warm_3B/3C | 3
34972 | 92025 | CA | CAMXc | Warm | CAMXc_Warm_3B/3C | 3
34973 | 92026 | CA | CAMXc | Warm | CAMXc_Warm_3B/3C | 3
34974 | 92027 | CA | CAMXc | Warm | CAMXc_Warm_3B/3C | 3
34975 | 92029 | CA | CAMXc | Warm | CAMXc_Warm_3B/3C | 3
34976 | 92030 | CA | CAMXc | Warm | CAMXc_Warm_3B/3C | 3
34977 | 92033 | CA | CAMXc | Warm | CAMXc_Warm_3B/3C | 3
34978 | 92036 | CA | CAMXc | Warm | CAMXc_Warm_3B/3C | 3
34979 | 92037 | CA | CAMXc | Warm | CAMXc_Warm_3B/3C | 3
34980 | 92038 | CA | CAMXc | Warm | CAMXc_Warm_3B/3C | 3
34981 | 92039 | CA | CAMXc | Warm | CAMXc_Warm_3B/3C | 3
34982 | 92040 | CA | CAMXc | Warm | CAMXc_Warm_3B/3C | 3
34983 | 92046 | CA | CAMXc | Warm | CAMXc_Warm_3B/3C | 3
34984 | 92049 | CA | CAMXc | Warm | CAMXc_Warm_3B/3C | 3
34985 | 92051 | CA | CAMXc | Warm | CAMXc_Warm_3B/3C | 3
34986 | 92052 | CA | CAMXc | Warm | CAMXc_Warm_3B/3C | 3
34987 | 92054 | CA | CAMXc | Warm | CAMXc_Warm_3B/3C | 3
34988 | 92055 | CA | CAMXc | Warm | CAMXc_Warm_3B/3C | 3
34989 | 92056 | CA | CAMXc | Warm | CAMXc_Warm_3B/3C | 3
34990 | 92057 | CA | CAMXc | Warm | CAMXc_Warm_3B/3C | 3
34991 | 92058 | CA | CAMXc | Warm | CAMXc_Warm_3B/3C | 3
34992 | 92059 | CA | CAMXc | Warm | CAMXc_Warm_3B/3C | 3
34993 | 92060 | CA | CAMXc | Warm | CAMXc_Warm_3B/3C | 3
34994 | 92061 | CA | CAMXc | Warm | CAMXc_Warm_3B/3C | 3
34995 | 92064 | CA | CAMXc | Warm | CAMXc_Warm_3B/3C | 3
34996 | 92065 | CA | CAMXc | Warm | CAMXc_Warm_3B/3C | 3
34997 | 92066 | CA | CAMXc | Warm | CAMXc_Warm_3B/3C | 3
34998 | 92067 | CA | CAMXc | Warm | CAMXc_Warm_3B/3C | 3
34999 | 92068 | CA | CAMXc | Warm | CAMXc_Warm_3B/3C | 3
35000 | 92069 | CA | CAMXc | Warm | CAMXc_Warm_3B/3C | 3
35001 | 92070 | CA | CAMXc | Warm | CAMXc_Warm_3B/3C | 3
35002 | 92071 | CA | CAMXc | Warm | CAMXc_Warm_3B/3C | 3
35003 | 92072 | CA | CAMXc | Warm | CAMXc_Warm_3B/3C | 3
35004 | 92074 | CA | CAMXc | Warm | CAMXc_Warm_3B/3C | 3
35005 | 92075 | CA | CAMXc | Warm | CAMXc_Warm_3B/3C | 3
35006 | 92078 | CA | CAMXc | Warm | CAMXc_Warm_3B/3C | 3
35007 | 92079 | CA | CAMXc | Warm | CAMXc_Warm_3B/3C | 3
35008 | 92081 | CA | CAMXc | Warm | CAMXc_Warm_3B/3C | 3
35009 | 92082 | CA | CAMXc | Warm | CAMXc_Warm_3B/3C | 3
35010 | 92083 | CA | CAMXc | Warm | CAMXc_Warm_3B/3C | 3
35011 | 92084 | CA | CAMXc | Warm | CAMXc_Warm_3B/3C | 3
35012 | 92085 | CA | CAMXc | Warm | CAMXc_Warm_3B/3C | 3
35013 | 92086 | CA | CAMXc | Warm | CAMXc_Warm_3B/3C | 3
35014 | 92088 | CA | CAMXc | Warm | CAMXc_Warm_3B/3C | 3
35015 | 92091 | CA | CAMXc | Warm | CAMXc_Warm_3B/3C | 3
35016 | 92092 | CA | CAMXc | Warm | CAMXc_Warm_3B/3C | 3
35017 | 92093 | CA | CAMXc | Warm | CAMXc_Warm_3B/3C | 3
35018 | 92096 | CA | CAMXc | Warm | CAMXc_Warm_3B/3C | 3
35019 | 92101 | CA | CAMXc | Warm | CAMXc_Warm_3B/3C | 3
35020 | 92102 | CA | CAMXc | Warm | CAMXc_Warm_3B/3C | 3
35021 | 92103 | CA | CAMXc | Warm | CAMXc_Warm_3B/3C | 3
35022 | 92104 | CA | CAMXc | Warm | CAMXc_Warm_3B/3C | 3
35023 | 92105 | CA | CAMXc | Warm | CAMXc_Warm_3B/3C | 3
35024 | 92106 | CA | CAMXc | Warm | CAMXc_Warm_3B/3C | 3
35025 | 92107 | CA | CAMXc | Warm | CAMXc_Warm_3B/3C | 3
35026 | 92108 | CA | CAMXc | Warm | CAMXc_Warm_3B/3C | 3
35027 | 92109 | CA | CAMXc | Warm | CAMXc_Warm_3B/3C | 3
35028 | 92110 | CA | CAMXc | Warm | CAMXc_Warm_3B/3C | 3
35029 | 92111 | CA | CAMXc | Warm | CAMXc_Warm_3B/3C | 3
35030 | 92112 | CA | CAMXc | Warm | CAMXc_Warm_3B/3C | 3
35031 | 92113 | CA | CAMXc | Warm | CAMXc_Warm_3B/3C | 3
35032 | 92114 | CA | CAMXc | Warm | CAMXc_Warm_3B/3C | 3
35033 | 92115 | CA | CAMXc | Warm | CAMXc_Warm_3B/3C | 3
35034 | 92116 | CA | CAMXc | Warm | CAMXc_Warm_3B/3C | 3
35035 | 92117 | CA | CAMXc | Warm | CAMXc_Warm_3B/3C | 3
35036 | 92118 | CA | CAMXc | Warm | CAMXc_Warm_3B/3C | 3
35037 | 92119 | CA | CAMXc | Warm | CAMXc_Warm_3B/3C | 3
35038 | 92120 | CA | CAMXc | Warm | CAMXc_Warm_3B/3C | 3
35039 | 92121 | CA | CAMXc | Warm | CAMXc_Warm_3B/3C | 3
35040 | 92122 | CA | CAMXc | Warm | CAMXc_Warm_3B/3C | 3
35041 | 92123 | CA | CAMXc | Warm | CAMXc_Warm_3B/3C | 3
35042 | 92124 | CA | CAMXc | Warm | CAMXc_Warm_3B/3C | 3
35043 | 92126 | CA | CAMXc | Warm | CAMXc_Warm_3B/3C | 3
35044 | 92127 | CA | CAMXc | Warm | CAMXc_Warm_3B/3C | 3
35045 | 92128 | CA | CAMXc | Warm | CAMXc_Warm_3B/3C | 3
35046 | 92129 | CA | CAMXc | Warm | CAMXc_Warm_3B/3C | 3
35047 | 92130 | CA | CAMXc | Warm | CAMXc_Warm_3B/3C | 3
35048 | 92131 | CA | CAMXc | Warm | CAMXc_Warm_3B/3C | 3
35049 | 92132 | CA | CAMXc | Warm | CAMXc_Warm_3B/3C | 3
35050 | 92134 | CA | CAMXc | Warm | CAMXc_Warm_3B/3C | 3
35051 | 92135 | CA | CAMXc | Warm | CAMXc_Warm_3B/3C | 3
35052 | 92136 | CA | CAMXc | Warm | CAMXc_Warm_3B/3C | 3
35053 | 92137 | CA | CAMXc | Warm | CAMXc_Warm_3B/3C | 3
35054 | 92138 | CA | CAMXc | Warm | CAMXc_Warm_3B/3C | 3
35055 | 92139 | CA | CAMXc | Warm | CAMXc_Warm_3B/3C | 3
35056 | 92140 | CA | CAMXc | Warm | CAMXc_Warm_3B/3C | 3
35057 | 92142 | CA | CAMXc | Warm | CAMXc_Warm_3B/3C | 3
35058 | 92143 | CA | CAMXc | Warm | CAMXc_Warm_3B/3C | 3
35059 | 92145 | CA | CAMXc | Warm | CAMXc_Warm_3B/3C | 3
35060 | 92147 | CA | CAMXc | Warm | CAMXc_Warm_3B/3C | 3
35061 | 92149 | CA | CAMXc | Warm | CAMXc_Warm_3B/3C | 3
35062 | 92150 | CA | CAMXc | Warm | CAMXc_Warm_3B/3C | 3
35063 | 92152 | CA | CAMXc | Warm | CAMXc_Warm_3B/3C | 3
35064 | 92153 | CA | CAMXc | Warm | CAMXc_Warm_3B/3C | 3
35065 | 92154 | CA | CAMXc | Warm | CAMXc_Warm_3B/3C | 3
35066 | 92155 | CA | CAMXc | Warm | CAMXc_Warm_3B/3C | 3
35067 | 92158 | CA | CAMXc | Warm | CAMXc_Warm_3B/3C | 3
35068 | 92159 | CA | CAMXc | Warm | CAMXc_Warm_3B/3C | 3
35069 | 92160 | CA | CAMXc | Warm | CAMXc_Warm_3B/3C | 3
35070 | 92161 | CA | CAMXc | Warm | CAMXc_Warm_3B/3C | 3
35071 | 92163 | CA | CAMXc | Warm | CAMXc_Warm_3B/3C | 3
35072 | 92165 | CA | CAMXc | Warm | CAMXc_Warm_3B/3C | 3
35073 | 92166 | CA | CAMXc | Warm | CAMXc_Warm_3B/3C | 3
35074 | 92167 | CA | CAMXc | Warm | CAMXc_Warm_3B/3C | 3
35075 | 92168 | CA | CAMXc | Warm | CAMXc_Warm_3B/3C | 3
35076 | 92169 | CA | CAMXc | Warm | CAMXc_Warm_3B/3C | 3
35077 | 92170 | CA | CAMXc | Warm | CAMXc_Warm_3B/3C | 3
35078 | 92171 | CA | CAMXc | Warm | CAMXc_Warm_3B/3C | 3
35079 | 92172 | CA | CAMXc | Warm | CAMXc_Warm_3B/3C | 3
35080 | 92173 | CA | CAMXc | Warm | CAMXc_Warm_3B/3C | 3
35081 | 92174 | CA | CAMXc | Warm | CAMXc_Warm_3B/3C | 3
35082 | 92175 | CA | CAMXc | Warm | CAMXc_Warm_3B/3C | 3
35083 | 92176 | CA | CAMXc | Warm | CAMXc_Warm_3B/3C | 3
35084 | 92177 | CA | CAMXc | Warm | CAMXc_Warm_3B/3C | 3
35085 | 92178 | CA | CAMXc | Warm | CAMXc_Warm_3B/3C | 3
35086 | 92179 | CA | CAMXc | Warm | CAMXc_Warm_3B/3C | 3
35087 | 92182 | CA | CAMXc | Warm | CAMXc_Warm_3B/3C | 3
35088 | 92191 | CA | CAMXc | Warm | CAMXc_Warm_3B/3C | 3
35089 | 92192 | CA | CAMXc | Warm | CAMXc_Warm_3B/3C | 3
35090 | 92193 | CA | CAMXc | Warm | CAMXc_Warm_3B/3C | 3
35091 | 92195 | CA | CAMXc | Warm | CAMXc_Warm_3B/3C | 3
35092 | 92196 | CA | CAMXc | Warm | CAMXc_Warm_3B/3C | 3
35093 | 92197 | CA | CAMXc | Warm | CAMXc_Warm_3B/3C | 3
35094 | 92198 | CA | CAMXc | Warm | CAMXc_Warm_3B/3C | 3
35095 | 92199 | CA | CAMXc | Warm | CAMXc_Warm_3B/3C | 3
35096 | 93201 | CA | CAMXc | Warm | CAMXc_Warm_3B/3C | 3
35097 | 93207 | CA | CAMXc | Warm | CAMXc_Warm_3B/3C | 3
35098 | 93208 | CA | CAMXc | Warm | CAMXc_Warm_3B/3C | 3
35099 | 93212 | CA | CAMXc | Warm | CAMXc_Warm_3B/3C | 3
35100 | 93215 | CA | CAMXc | Warm | CAMXc_Warm_3B/3C | 3
35101 | 93218 | CA | CAMXc | Warm | CAMXc_Warm_3B/3C | 3
35102 | 93219 | CA | CAMXc | Warm | CAMXc_Warm_3B/3C | 3
35103 | 93221 | CA | CAMXc | Warm | CAMXc_Warm_3B/3C | 3
35104 | 93223 | CA | CAMXc | Warm | CAMXc_Warm_3B/3C | 3
35105 | 93227 | CA | CAMXc | Warm | CAMXc_Warm_3B/3C | 3
35106 | 93230 | CA | CAMXc | Warm | CAMXc_Warm_3B/3C | 3
35107 | 93235 | CA | CAMXc | Warm | CAMXc_Warm_3B/3C | 3
35108 | 93237 | CA | CAMXc | Warm | CAMXc_Warm_3B/3C | 3
35109 | 93244 | CA | CAMXc | Warm | CAMXc_Warm_3B/3C | 3
35110 | 93247 | CA | CAMXc | Warm | CAMXc_Warm_3B/3C | 3
35111 | 93256 | CA | CAMXc | Warm | CAMXc_Warm_3B/3C | 3
35112 | 93257 | CA | CAMXc | Warm | CAMXc_Warm_3B/3C | 3
35113 | 93258 | CA | CAMXc | Warm | CAMXc_Warm_3B/3C | 3
35114 | 93260 | CA | CAMXc | Warm | CAMXc_Warm_3B/3C | 3
35115 | 93261 | CA | CAMXc | Warm | CAMXc_Warm_3B/3C | 3
35116 | 93262 | CA | CAMXc | Warm | CAMXc_Warm_3B/3C | 3
35117 | 93265 | CA | CAMXc | Warm | CAMXc_Warm_3B/3C | 3
35118 | 93267 | CA | CAMXc | Warm | CAMXc_Warm_3B/3C | 3
35119 | 93270 | CA | CAMXc | Warm | CAMXc_Warm_3B/3C | 3
35120 | 93271 | CA | CAMXc | Warm | CAMXc_Warm_3B/3C | 3
35121 | 93272 | CA | CAMXc | Warm | CAMXc_Warm_3B/3C | 3
35122 | 93274 | CA | CAMXc | Warm | CAMXc_Warm_3B/3C | 3
35123 | 93275 | CA | CAMXc | Warm | CAMXc_Warm_3B/3C | 3
35124 | 93277 | CA | CAMXc | Warm | CAMXc_Warm_3B/3C | 3
35125 | 93278 | CA | CAMXc | Warm | CAMXc_Warm_3B/3C | 3
35126 | 93279 | CA | CAMXc | Warm | CAMXc_Warm_3B/3C | 3
35127 | 93286 | CA | CAMXc | Warm | CAMXc_Warm_3B/3C | 3
35128 | 93290 | CA | CAMXc | Warm | CAMXc_Warm_3B/3C | 3
35129 | 93291 | CA | CAMXc | Warm | CAMXc_Warm_3B/3C | 3
35130 | 93292 | CA | CAMXc | Warm | CAMXc_Warm_3B/3C | 3
35131 | 93603 | CA | CAMXc | Warm | CAMXc_Warm_3B/3C | 3
35132 | 93615 | CA | CAMXc | Warm | CAMXc_Warm_3B/3C | 3
35133 | 93618 | CA | CAMXc | Warm | CAMXc_Warm_3B/3C | 3
35134 | 93631 | CA | CAMXc | Warm | CAMXc_Warm_3B/3C | 3
35135 | 93633 | CA | CAMXc | Warm | CAMXc_Warm_3B/3C | 3
35136 | 93641 | CA | CAMXc | Warm | CAMXc_Warm_3B/3C | 3
35137 | 93646 | CA | CAMXc | Warm | CAMXc_Warm_3B/3C | 3
35138 | 93647 | CA | CAMXc | Warm | CAMXc_Warm_3B/3C | 3
35139 | 93654 | CA | CAMXc | Warm | CAMXc_Warm_3B/3C | 3
35140 | 93666 | CA | CAMXc | Warm | CAMXc_Warm_3B/3C | 3
35141 | 93670 | CA | CAMXc | Warm | CAMXc_Warm_3B/3C | 3
35142 | 93673 | CA | CAMXc | Warm | CAMXc_Warm_3B/3C | 3
35143 | 93675 | CA | CAMXc | Warm | CAMXc_Warm_3B/3C | 3
35144 | 93202 | CA | CAMXc | Warm | CAMXc_Warm_3B/3C | 3
35145 | 93204 | CA | CAMXc | Warm | CAMXc_Warm_3B/3C | 3
35146 | 93232 | CA | CAMXc | Warm | CAMXc_Warm_3B/3C | 3
35147 | 93239 | CA | CAMXc | Warm | CAMXc_Warm_3B/3C | 3
35148 | 93242 | CA | CAMXc | Warm | CAMXc_Warm_3B/3C | 3
35149 | 93245 | CA | CAMXc | Warm | CAMXc_Warm_3B/3C | 3
35150 | 93246 | CA | CAMXc | Warm | CAMXc_Warm_3B/3C | 3
35151 | 93266 | CA | CAMXc | Warm | CAMXc_Warm_3B/3C | 3
35152 | 93656 | CA | CAMXc | Warm | CAMXc_Warm_3B/3C | 3
35153 | 93203 | CA | CAMXc | Warm | CAMXc_Warm_3B/3C | 3
35154 | 93205 | CA | CAMXc | Warm | CAMXc_Warm_3B/3C | 3
35155 | 93206 | CA | CAMXc | Warm | CAMXc_Warm_3B/3C | 3
35156 | 93220 | CA | CAMXc | Warm | CAMXc_Warm_3B/3C | 3
35157 | 93222 | CA | CAMXc | Warm | CAMXc_Warm_3B/3C | 3
35158 | 93224 | CA | CAMXc | Warm | CAMXc_Warm_3B/3C | 3
35159 | 93226 | CA | CAMXc | Warm | CAMXc_Warm_3B/3C | 3
35160 | 93238 | CA | CAMXc | Warm | CAMXc_Warm_3B/3C | 3
35161 | 93240 | CA | CAMXc | Warm | CAMXc_Warm_3B/3C | 3
35162 | 93241 | CA | CAMXc | Warm | CAMXc_Warm_3B/3C | 3
35163 | 93249 | CA | CAMXc | Warm | CAMXc_Warm_3B/3C | 3
35164 | 93250 | CA | CAMXc | Warm | CAMXc_Warm_3B/3C | 3
35165 | 93251 | CA | CAMXc | Warm | CAMXc_Warm_3B/3C | 3
35166 | 93255 | CA | CAMXc | Warm | CAMXc_Warm_3B/3C | 3
35167 | 93263 | CA | CAMXc | Warm | CAMXc_Warm_3B/3C | 3
35168 | 93268 | CA | CAMXc | Warm | CAMXc_Warm_3B/3C | 3
35169 | 93276 | CA | CAMXc | Warm | CAMXc_Warm_3B/3C | 3
35170 | 93280 | CA | CAMXc | Warm | CAMXc_Warm_3B/3C | 3
35171 | 93283 | CA | CAMXc | Warm | CAMXc_Warm_3B/3C | 3
35172 | 93285 | CA | CAMXc | Warm | CAMXc_Warm_3B/3C | 3
35173 | 93287 | CA | CAMXc | Warm | CAMXc_Warm_3B/3C | 3
35174 | 93301 | CA | CAMXc | Warm | CAMXc_Warm_3B/3C | 3
35175 | 93302 | CA | CAMXc | Warm | CAMXc_Warm_3B/3C | 3
35176 | 93303 | CA | CAMXc | Warm | CAMXc_Warm_3B/3C | 3
35177 | 93304 | CA | CAMXc | Warm | CAMXc_Warm_3B/3C | 3
35178 | 93305 | CA | CAMXc | Warm | CAMXc_Warm_3B/3C | 3
35179 | 93306 | CA | CAMXc | Warm | CAMXc_Warm_3B/3C | 3
35180 | 93307 | CA | CAMXc | Warm | CAMXc_Warm_3B/3C | 3
35181 | 93308 | CA | CAMXc | Warm | CAMXc_Warm_3B/3C | 3
35182 | 93309 | CA | CAMXc | Warm | CAMXc_Warm_3B/3C | 3
35183 | 93311 | CA | CAMXc | Warm | CAMXc_Warm_3B/3C | 3
35184 | 93312 | CA | CAMXc | Warm | CAMXc_Warm_3B/3C | 3
35185 | 93313 | CA | CAMXc | Warm | CAMXc_Warm_3B/3C | 3
35186 | 93314 | CA | CAMXc | Warm | CAMXc_Warm_3B/3C | 3
35187 | 93380 | CA | CAMXc | Warm | CAMXc_Warm_3B/3C | 3
35188 | 93384 | CA | CAMXc | Warm | CAMXc_Warm_3B/3C | 3
35189 | 93385 | CA | CAMXc | Warm | CAMXc_Warm_3B/3C | 3
35190 | 93386 | CA | CAMXc | Warm | CAMXc_Warm_3B/3C | 3
35191 | 93387 | CA | CAMXc | Warm | CAMXc_Warm_3B/3C | 3
35192 | 93388 | CA | CAMXc | Warm | CAMXc_Warm_3B/3C | 3
35193 | 93389 | CA | CAMXc | Warm | CAMXc_Warm_3B/3C | 3
35194 | 93390 | CA | CAMXc | Warm | CAMXc_Warm_3B/3C | 3
35195 | 93461 | CA | CAMXc | Warm | CAMXc_Warm_3B/3C | 3
35196 | 93501 | CA | CAMXc | Warm | CAMXc_Warm_3B/3C | 3
35197 | 93502 | CA | CAMXc | Warm | CAMXc_Warm_3B/3C | 3
35198 | 93504 | CA | CAMXc | Warm | CAMXc_Warm_3B/3C | 3
35199 | 93505 | CA | CAMXc | Warm | CAMXc_Warm_3B/3C | 3
35200 | 93518 | CA | CAMXc | Warm | CAMXc_Warm_3B/3C | 3
35201 | 93523 | CA | CAMXc | Warm | CAMXc_Warm_3B/3C | 3
35202 | 93524 | CA | CAMXc | Warm | CAMXc_Warm_3B/3C | 3
35203 | 93528 | CA | CAMXc | Warm | CAMXc_Warm_3B/3C | 3
35204 | 93531 | CA | CAMXc | Warm | CAMXc_Warm_3B/3C | 3
35205 | 93554 | CA | CAMXc | Warm | CAMXc_Warm_3B/3C | 3
35206 | 93556 | CA | CAMXc | Warm | CAMXc_Warm_3B/3C | 3
35207 | 93561 | CA | CAMXc | Warm | CAMXc_Warm_3B/3C | 3
35208 | 93581 | CA | CAMXc | Warm | CAMXc_Warm_3B/3C | 3
35209 | 93210 | CA | CAMXc | Warm | CAMXc_Warm_3B/3C | 3
35210 | 93234 | CA | CAMXc | Warm | CAMXc_Warm_3B/3C | 3
35211 | 93602 | CA | CAMXc | Warm | CAMXc_Warm_3B/3C | 3
35212 | 93605 | CA | CAMXc | Warm | CAMXc_Warm_3B/3C | 3
35213 | 93606 | CA | CAMXc | Warm | CAMXc_Warm_3B/3C | 3
35214 | 93608 | CA | CAMXc | Warm | CAMXc_Warm_3B/3C | 3
35215 | 93609 | CA | CAMXc | Warm | CAMXc_Warm_3B/3C | 3
35216 | 93611 | CA | CAMXc | Warm | CAMXc_Warm_3B/3C | 3
35217 | 93612 | CA | CAMXc | Warm | CAMXc_Warm_3B/3C | 3
35218 | 93613 | CA | CAMXc | Warm | CAMXc_Warm_3B/3C | 3
35219 | 93616 | CA | CAMXc | Warm | CAMXc_Warm_3B/3C | 3
35220 | 93619 | CA | CAMXc | Warm | CAMXc_Warm_3B/3C | 3
35221 | 93620 | CA | CAMXc | Warm | CAMXc_Warm_3B/3C | 3
35222 | 93621 | CA | CAMXc | Warm | CAMXc_Warm_3B/3C | 3
35223 | 93622 | CA | CAMXc | Warm | CAMXc_Warm_3B/3C | 3
35224 | 93624 | CA | CAMXc | Warm | CAMXc_Warm_3B/3C | 3
35225 | 93625 | CA | CAMXc | Warm | CAMXc_Warm_3B/3C | 3
35226 | 93626 | CA | CAMXc | Warm | CAMXc_Warm_3B/3C | 3
35227 | 93627 | CA | CAMXc | Warm | CAMXc_Warm_3B/3C | 3
35228 | 93628 | CA | CAMXc | Warm | CAMXc_Warm_3B/3C | 3
35229 | 93630 | CA | CAMXc | Warm | CAMXc_Warm_3B/3C | 3
35230 | 93634 | CA | CAMXc | Warm | CAMXc_Warm_3B/3C | 3
35231 | 93640 | CA | CAMXc | Warm | CAMXc_Warm_3B/3C | 3
35232 | 93642 | CA | CAMXc | Warm | CAMXc_Warm_3B/3C | 3
35233 | 93648 | CA | CAMXc | Warm | CAMXc_Warm_3B/3C | 3
35234 | 93649 | CA | CAMXc | Warm | CAMXc_Warm_3B/3C | 3
35235 | 93650 | CA | CAMXc | Warm | CAMXc_Warm_3B/3C | 3
35236 | 93651 | CA | CAMXc | Warm | CAMXc_Warm_3B/3C | 3
35237 | 93652 | CA | CAMXc | Warm | CAMXc_Warm_3B/3C | 3
35238 | 93657 | CA | CAMXc | Warm | CAMXc_Warm_3B/3C | 3
35239 | 93660 | CA | CAMXc | Warm | CAMXc_Warm_3B/3C | 3
35240 | 93662 | CA | CAMXc | Warm | CAMXc_Warm_3B/3C | 3
35241 | 93664 | CA | CAMXc | Warm | CAMXc_Warm_3B/3C | 3
35242 | 93667 | CA | CAMXc | Warm | CAMXc_Warm_3B/3C | 3
35243 | 93668 | CA | CAMXc | Warm | CAMXc_Warm_3B/3C | 3
35244 | 93701 | CA | CAMXc | Warm | CAMXc_Warm_3B/3C | 3
35245 | 93702 | CA | CAMXc | Warm | CAMXc_Warm_3B/3C | 3
35246 | 93703 | CA | CAMXc | Warm | CAMXc_Warm_3B/3C | 3
35247 | 93704 | CA | CAMXc | Warm | CAMXc_Warm_3B/3C | 3
35248 | 93705 | CA | CAMXc | Warm | CAMXc_Warm_3B/3C | 3
35249 | 93706 | CA | CAMXc | Warm | CAMXc_Warm_3B/3C | 3
35250 | 93707 | CA | CAMXc | Warm | CAMXc_Warm_3B/3C | 3
35251 | 93708 | CA | CAMXc | Warm | CAMXc_Warm_3B/3C | 3
35252 | 93709 | CA | CAMXc | Warm | CAMXc_Warm_3B/3C | 3
35253 | 93710 | CA | CAMXc | Warm | CAMXc_Warm_3B/3C | 3
35254 | 93711 | CA | CAMXc | Warm | CAMXc_Warm_3B/3C | 3
35255 | 93712 | CA | CAMXc | Warm | CAMXc_Warm_3B/3C | 3
35256 | 93714 | CA | CAMXc | Warm | CAMXc_Warm_3B/3C | 3
35257 | 93715 | CA | CAMXc | Warm | CAMXc_Warm_3B/3C | 3
35258 | 93716 | CA | CAMXc | Warm | CAMXc_Warm_3B/3C | 3
35259 | 93717 | CA | CAMXc | Warm | CAMXc_Warm_3B/3C | 3
35260 | 93718 | CA | CAMXc | Warm | CAMXc_Warm_3B/3C | 3
35261 | 93720 | CA | CAMXc | Warm | CAMXc_Warm_3B/3C | 3
35262 | 93721 | CA | CAMXc | Warm | CAMXc_Warm_3B/3C | 3
35263 | 93722 | CA | CAMXc | Warm | CAMXc_Warm_3B/3C | 3
35264 | 93723 | CA | CAMXc | Warm | CAMXc_Warm_3B/3C | 3
35265 | 93724 | CA | CAMXc | Warm | CAMXc_Warm_3B/3C | 3
35266 | 93725 | CA | CAMXc | Warm | CAMXc_Warm_3B/3C | 3
35267 | 93726 | CA | CAMXc | Warm | CAMXc_Warm_3B/3C | 3
35268 | 93727 | CA | CAMXc | Warm | CAMXc_Warm_3B/3C | 3
35269 | 93728 | CA | CAMXc | Warm | CAMXc_Warm_3B/3C | 3
35270 | 93729 | CA | CAMXc | Warm | CAMXc_Warm_3B/3C | 3
35271 | 93730 | CA | CAMXc | Warm | CAMXc_Warm_3B/3C | 3
35272 | 93737 | CA | CAMXc | Warm | CAMXc_Warm_3B/3C | 3
35273 | 93740 | CA | CAMXc | Warm | CAMXc_Warm_3B/3C | 3
35274 | 93741 | CA | CAMXc | Warm | CAMXc_Warm_3B/3C | 3
35275 | 93744 | CA | CAMXc | Warm | CAMXc_Warm_3B/3C | 3
35276 | 93745 | CA | CAMXc | Warm | CAMXc_Warm_3B/3C | 3
35277 | 93747 | CA | CAMXc | Warm | CAMXc_Warm_3B/3C | 3
35278 | 93750 | CA | CAMXc | Warm | CAMXc_Warm_3B/3C | 3
35279 | 93755 | CA | CAMXc | Warm | CAMXc_Warm_3B/3C | 3
35280 | 93760 | CA | CAMXc | Warm | CAMXc_Warm_3B/3C | 3
35281 | 93761 | CA | CAMXc | Warm | CAMXc_Warm_3B/3C | 3
35282 | 93764 | CA | CAMXc | Warm | CAMXc_Warm_3B/3C | 3
35283 | 93765 | CA | CAMXc | Warm | CAMXc_Warm_3B/3C | 3
35284 | 93771 | CA | CAMXc | Warm | CAMXc_Warm_3B/3C | 3
35285 | 93772 | CA | CAMXc | Warm | CAMXc_Warm_3B/3C | 3
35286 | 93773 | CA | CAMXc | Warm | CAMXc_Warm_3B/3C | 3
35287 | 93774 | CA | CAMXc | Warm | CAMXc_Warm_3B/3C | 3
35288 | 93775 | CA | CAMXc | Warm | CAMXc_Warm_3B/3C | 3
35289 | 93776 | CA | CAMXc | Warm | CAMXc_Warm_3B/3C | 3
35290 | 93777 | CA | CAMXc | Warm | CAMXc_Warm_3B/3C | 3
35291 | 93778 | CA | CAMXc | Warm | CAMXc_Warm_3B/3C | 3
35292 | 93779 | CA | CAMXc | Warm | CAMXc_Warm_3B/3C | 3
35293 | 93786 | CA | CAMXc | Warm | CAMXc_Warm_3B/3C | 3
35294 | 93790 | CA | CAMXc | Warm | CAMXc_Warm_3B/3C | 3
35295 | 93791 | CA | CAMXc | Warm | CAMXc_Warm_3B/3C | 3
35296 | 93792 | CA | CAMXc | Warm | CAMXc_Warm_3B/3C | 3
35297 | 93793 | CA | CAMXc | Warm | CAMXc_Warm_3B/3C | 3
35298 | 93794 | CA | CAMXc | Warm | CAMXc_Warm_3B/3C | 3
35299 | 93844 | CA | CAMXc | Warm | CAMXc_Warm_3B/3C | 3
35300 | 93888 | CA | CAMXc | Warm | CAMXc_Warm_3B/3C | 3
35301 | 93604 | CA | CAMXc | Warm | CAMXc_Warm_3B/3C | 3
35302 | 93610 | CA | CAMXc | Warm | CAMXc_Warm_3B/3C | 3
35303 | 93614 | CA | CAMXc | Warm | CAMXc_Warm_3B/3C | 3
35304 | 93636 | CA | CAMXc | Warm | CAMXc_Warm_3B/3C | 3
35305 | 93637 | CA | CAMXc | Warm | CAMXc_Warm_3B/3C | 3
35306 | 93638 | CA | CAMXc | Warm | CAMXc_Warm_3B/3C | 3
35307 | 93639 | CA | CAMXc | Warm | CAMXc_Warm_3B/3C | 3
35308 | 93643 | CA | CAMXc | Warm | CAMXc_Warm_3B/3C | 3
35309 | 93644 | CA | CAMXc | Warm | CAMXc_Warm_3B/3C | 3
35310 | 93645 | CA | CAMXc | Warm | CAMXc_Warm_3B/3C | 3
35311 | 93669 | CA | CAMXc | Warm | CAMXc_Warm_3B/3C | 3
35312 | 93635 | CA | CAMXc | Warm | CAMXc_Warm_3B/3C | 3
35313 | 93661 | CA | CAMXc | Warm | CAMXc_Warm_3B/3C | 3
35314 | 93665 | CA | CAMXc | Warm | CAMXc_Warm_3B/3C | 3
35315 | 95301 | CA | CAMXc | Warm | CAMXc_Warm_3B/3C | 3
35316 | 95303 | CA | CAMXc | Warm | CAMXc_Warm_3B/3C | 3
35317 | 95312 | CA | CAMXc | Warm | CAMXc_Warm_3B/3C | 3
35318 | 95315 | CA | CAMXc | Warm | CAMXc_Warm_3B/3C | 3
35319 | 95316 | CA | CAMXc | Warm | CAMXc_Warm_3B/3C | 3
35320 | 95317 | CA | CAMXc | Warm | CAMXc_Warm_3B/3C | 3
35321 | 95322 | CA | CAMXc | Warm | CAMXc_Warm_3B/3C | 3
35322 | 95324 | CA | CAMXc | Warm | CAMXc_Warm_3B/3C | 3
35323 | 95333 | CA | CAMXc | Warm | CAMXc_Warm_3B/3C | 3
35324 | 95334 | CA | CAMXc | Warm | CAMXc_Warm_3B/3C | 3
35325 | 95340 | CA | CAMXc | Warm | CAMXc_Warm_3B/3C | 3
35326 | 95341 | CA | CAMXc | Warm | CAMXc_Warm_3B/3C | 3
35327 | 95343 | CA | CAMXc | Warm | CAMXc_Warm_3B/3C | 3
35328 | 95344 | CA | CAMXc | Warm | CAMXc_Warm_3B/3C | 3
35329 | 95348 | CA | CAMXc | Warm | CAMXc_Warm_3B/3C | 3
35330 | 95360 | CA | CAMXc | Warm | CAMXc_Warm_3B/3C | 3
35331 | 95365 | CA | CAMXc | Warm | CAMXc_Warm_3B/3C | 3
35332 | 95374 | CA | CAMXc | Warm | CAMXc_Warm_3B/3C | 3
35333 | 95380 | CA | CAMXc | Warm | CAMXc_Warm_3B/3C | 3
35334 | 95388 | CA | CAMXc | Warm | CAMXc_Warm_3B/3C | 3
35335 | 94510 | CA | CAMXc | Warm | CAMXc_Warm_3B/3C | 3
35336 | 94512 | CA | CAMXc | Warm | CAMXc_Warm_3B/3C | 3
35337 | 94533 | CA | CAMXc | Warm | CAMXc_Warm_3B/3C | 3
35338 | 94535 | CA | CAMXc | Warm | CAMXc_Warm_3B/3C | 3
35339 | 94571 | CA | CAMXc | Warm | CAMXc_Warm_3B/3C | 3
35340 | 94585 | CA | CAMXc | Warm | CAMXc_Warm_3B/3C | 3
35341 | 94589 | CA | CAMXc | Warm | CAMXc_Warm_3B/3C | 3
35342 | 94590 | CA | CAMXc | Warm | CAMXc_Warm_3B/3C | 3
35343 | 94592 | CA | CAMXc | Warm | CAMXc_Warm_3B/3C | 3
35344 | 95616 | CA | CAMXc | Warm | CAMXc_Warm_3B/3C | 3
35345 | 95618 | CA | CAMXc | Warm | CAMXc_Warm_3B/3C | 3
35346 | 95620 | CA | CAMXc | Warm | CAMXc_Warm_3B/3C | 3
35347 | 95625 | CA | CAMXc | Warm | CAMXc_Warm_3B/3C | 3
35348 | 95687 | CA | CAMXc | Warm | CAMXc_Warm_3B/3C | 3
35349 | 95688 | CA | CAMXc | Warm | CAMXc_Warm_3B/3C | 3
35350 | 95690 | CA | CAMXc | Warm | CAMXc_Warm_3B/3C | 3
35351 | 95694 | CA | CAMXc | Warm | CAMXc_Warm_3B/3C | 3
35352 | 95696 | CA | CAMXc | Warm | CAMXc_Warm_3B/3C | 3
35353 | 94506 | CA | CAMXc | Warm | CAMXc_Warm_3B/3C | 3
35354 | 94507 | CA | CAMXc | Warm | CAMXc_Warm_3B/3C | 3
35355 | 94509 | CA | CAMXc | Warm | CAMXc_Warm_3B/3C | 3
35356 | 94511 | CA | CAMXc | Warm | CAMXc_Warm_3B/3C | 3
35357 | 94513 | CA | CAMXc | Warm | CAMXc_Warm_3B/3C | 3
35358 | 94516 | CA | CAMXc | Warm | CAMXc_Warm_3B/3C | 3
35359 | 94517 | CA | CAMXc | Warm | CAMXc_Warm_3B/3C | 3
35360 | 94518 | CA | CAMXc | Warm | CAMXc_Warm_3B/3C | 3
35361 | 94519 | CA | CAMXc | Warm | CAMXc_Warm_3B/3C | 3
35362 | 94520 | CA | CAMXc | Warm | CAMXc_Warm_3B/3C | 3
35363 | 94521 | CA | CAMXc | Warm | CAMXc_Warm_3B/3C | 3
35364 | 94522 | CA | CAMXc | Warm | CAMXc_Warm_3B/3C | 3
35365 | 94523 | CA | CAMXc | Warm | CAMXc_Warm_3B/3C | 3
35366 | 94524 | CA | CAMXc | Warm | CAMXc_Warm_3B/3C | 3
35367 | 94525 | CA | CAMXc | Warm | CAMXc_Warm_3B/3C | 3
35368 | 94526 | CA | CAMXc | Warm | CAMXc_Warm_3B/3C | 3
35369 | 94528 | CA | CAMXc | Warm | CAMXc_Warm_3B/3C | 3
35370 | 94530 | CA | CAMXc | Warm | CAMXc_Warm_3B/3C | 3
35371 | 94531 | CA | CAMXc | Warm | CAMXc_Warm_3B/3C | 3
35372 | 94547 | CA | CAMXc | Warm | CAMXc_Warm_3B/3C | 3
35373 | 94548 | CA | CAMXc | Warm | CAMXc_Warm_3B/3C | 3
35374 | 94549 | CA | CAMXc | Warm | CAMXc_Warm_3B/3C | 3
35375 | 94553 | CA | CAMXc | Warm | CAMXc_Warm_3B/3C | 3
35376 | 94556 | CA | CAMXc | Warm | CAMXc_Warm_3B/3C | 3
35377 | 94561 | CA | CAMXc | Warm | CAMXc_Warm_3B/3C | 3
35378 | 94564 | CA | CAMXc | Warm | CAMXc_Warm_3B/3C | 3
35379 | 94565 | CA | CAMXc | Warm | CAMXc_Warm_3B/3C | 3
35380 | 94569 | CA | CAMXc | Warm | CAMXc_Warm_3B/3C | 3
35381 | 94570 | CA | CAMXc | Warm | CAMXc_Warm_3B/3C | 3
35382 | 94572 | CA | CAMXc | Warm | CAMXc_Warm_3B/3C | 3
35383 | 94575 | CA | CAMXc | Warm | CAMXc_Warm_3B/3C | 3
35384 | 94582 | CA | CAMXc | Warm | CAMXc_Warm_3B/3C | 3
35385 | 94583 | CA | CAMXc | Warm | CAMXc_Warm_3B/3C | 3
35386 | 94595 | CA | CAMXc | Warm | CAMXc_Warm_3B/3C | 3
35387 | 94596 | CA | CAMXc | Warm | CAMXc_Warm_3B/3C | 3
35388 | 94597 | CA | CAMXc | Warm | CAMXc_Warm_3B/3C | 3
35389 | 94598 | CA | CAMXc | Warm | CAMXc_Warm_3B/3C | 3
35390 | 94801 | CA | CAMXc | Warm | CAMXc_Warm_3B/3C | 3
35391 | 94802 | CA | CAMXc | Warm | CAMXc_Warm_3B/3C | 3
35392 | 94803 | CA | CAMXc | Warm | CAMXc_Warm_3B/3C | 3
35393 | 94804 | CA | CAMXc | Warm | CAMXc_Warm_3B/3C | 3
35394 | 94805 | CA | CAMXc | Warm | CAMXc_Warm_3B/3C | 3
35395 | 94806 | CA | CAMXc | Warm | CAMXc_Warm_3B/3C | 3
35396 | 94807 | CA | CAMXc | Warm | CAMXc_Warm_3B/3C | 3
35397 | 94820 | CA | CAMXc | Warm | CAMXc_Warm_3B/3C | 3
35398 | 94850 | CA | CAMXc | Warm | CAMXc_Warm_3B/3C | 3
35399 | 95230 | CA | CAMXc | Warm | CAMXc_Warm_3B/3C | 3
35400 | 95307 | CA | CAMXc | Warm | CAMXc_Warm_3B/3C | 3
35401 | 95313 | CA | CAMXc | Warm | CAMXc_Warm_3B/3C | 3
35402 | 95319 | CA | CAMXc | Warm | CAMXc_Warm_3B/3C | 3
35403 | 95323 | CA | CAMXc | Warm | CAMXc_Warm_3B/3C | 3
35404 | 95326 | CA | CAMXc | Warm | CAMXc_Warm_3B/3C | 3
35405 | 95328 | CA | CAMXc | Warm | CAMXc_Warm_3B/3C | 3
35406 | 95350 | CA | CAMXc | Warm | CAMXc_Warm_3B/3C | 3
35407 | 95351 | CA | CAMXc | Warm | CAMXc_Warm_3B/3C | 3
35408 | 95352 | CA | CAMXc | Warm | CAMXc_Warm_3B/3C | 3
35409 | 95353 | CA | CAMXc | Warm | CAMXc_Warm_3B/3C | 3
35410 | 95354 | CA | CAMXc | Warm | CAMXc_Warm_3B/3C | 3
35411 | 95355 | CA | CAMXc | Warm | CAMXc_Warm_3B/3C | 3
35412 | 95356 | CA | CAMXc | Warm | CAMXc_Warm_3B/3C | 3
35413 | 95357 | CA | CAMXc | Warm | CAMXc_Warm_3B/3C | 3
35414 | 95358 | CA | CAMXc | Warm | CAMXc_Warm_3B/3C | 3
35415 | 95361 | CA | CAMXc | Warm | CAMXc_Warm_3B/3C | 3
35416 | 95363 | CA | CAMXc | Warm | CAMXc_Warm_3B/3C | 3
35417 | 95367 | CA | CAMXc | Warm | CAMXc_Warm_3B/3C | 3
35418 | 95368 | CA | CAMXc | Warm | CAMXc_Warm_3B/3C | 3
35419 | 95381 | CA | CAMXc | Warm | CAMXc_Warm_3B/3C | 3
35420 | 95382 | CA | CAMXc | Warm | CAMXc_Warm_3B/3C | 3
35421 | 95385 | CA | CAMXc | Warm | CAMXc_Warm_3B/3C | 3
35422 | 95386 | CA | CAMXc | Warm | CAMXc_Warm_3B/3C | 3
35423 | 95387 | CA | CAMXc | Warm | CAMXc_Warm_3B/3C | 3
35424 | 95397 | CA | CAMXc | Warm | CAMXc_Warm_3B/3C | 3
35425 | 95608 | CA | CAMXc | Warm | CAMXc_Warm_3B/3C | 3
35426 | 95609 | CA | CAMXc | Warm | CAMXc_Warm_3B/3C | 3
35427 | 95610 | CA | CAMXc | Warm | CAMXc_Warm_3B/3C | 3
35428 | 95611 | CA | CAMXc | Warm | CAMXc_Warm_3B/3C | 3
35429 | 95615 | CA | CAMXc | Warm | CAMXc_Warm_3B/3C | 3
35430 | 95621 | CA | CAMXc | Warm | CAMXc_Warm_3B/3C | 3
35431 | 95624 | CA | CAMXc | Warm | CAMXc_Warm_3B/3C | 3
35432 | 95626 | CA | CAMXc | Warm | CAMXc_Warm_3B/3C | 3
35433 | 95628 | CA | CAMXc | Warm | CAMXc_Warm_3B/3C | 3
35434 | 95630 | CA | CAMXc | Warm | CAMXc_Warm_3B/3C | 3
35435 | 95632 | CA | CAMXc | Warm | CAMXc_Warm_3B/3C | 3
35436 | 95638 | CA | CAMXc | Warm | CAMXc_Warm_3B/3C | 3
35437 | 95639 | CA | CAMXc | Warm | CAMXc_Warm_3B/3C | 3
35438 | 95641 | CA | CAMXc | Warm | CAMXc_Warm_3B/3C | 3
35439 | 95652 | CA | CAMXc | Warm | CAMXc_Warm_3B/3C | 3
35440 | 95655 | CA | CAMXc | Warm | CAMXc_Warm_3B/3C | 3
35441 | 95660 | CA | CAMXc | Warm | CAMXc_Warm_3B/3C | 3
35442 | 95662 | CA | CAMXc | Warm | CAMXc_Warm_3B/3C | 3
35443 | 95670 | CA | CAMXc | Warm | CAMXc_Warm_3B/3C | 3
35444 | 95671 | CA | CAMXc | Warm | CAMXc_Warm_3B/3C | 3
35445 | 95673 | CA | CAMXc | Warm | CAMXc_Warm_3B/3C | 3
35446 | 95678 | CA | CAMXc | Warm | CAMXc_Warm_3B/3C | 3
35447 | 95680 | CA | CAMXc | Warm | CAMXc_Warm_3B/3C | 3
35448 | 95683 | CA | CAMXc | Warm | CAMXc_Warm_3B/3C | 3
35449 | 95693 | CA | CAMXc | Warm | CAMXc_Warm_3B/3C | 3
35450 | 95741 | CA | CAMXc | Warm | CAMXc_Warm_3B/3C | 3
35451 | 95742 | CA | CAMXc | Warm | CAMXc_Warm_3B/3C | 3
35452 | 95757 | CA | CAMXc | Warm | CAMXc_Warm_3B/3C | 3
35453 | 95758 | CA | CAMXc | Warm | CAMXc_Warm_3B/3C | 3
35454 | 95759 | CA | CAMXc | Warm | CAMXc_Warm_3B/3C | 3
35455 | 95763 | CA | CAMXc | Warm | CAMXc_Warm_3B/3C | 3
35456 | 95811 | CA | CAMXc | Warm | CAMXc_Warm_3B/3C | 3
35457 | 95812 | CA | CAMXc | Warm | CAMXc_Warm_3B/3C | 3
35458 | 95813 | CA | CAMXc | Warm | CAMXc_Warm_3B/3C | 3
35459 | 95814 | CA | CAMXc | Warm | CAMXc_Warm_3B/3C | 3
35460 | 95815 | CA | CAMXc | Warm | CAMXc_Warm_3B/3C | 3
35461 | 95816 | CA | CAMXc | Warm | CAMXc_Warm_3B/3C | 3
35462 | 95817 | CA | CAMXc | Warm | CAMXc_Warm_3B/3C | 3
35463 | 95818 | CA | CAMXc | Warm | CAMXc_Warm_3B/3C | 3
35464 | 95819 | CA | CAMXc | Warm | CAMXc_Warm_3B/3C | 3
35465 | 95820 | CA | CAMXc | Warm | CAMXc_Warm_3B/3C | 3
35466 | 95821 | CA | CAMXc | Warm | CAMXc_Warm_3B/3C | 3
35467 | 95822 | CA | CAMXc | Warm | CAMXc_Warm_3B/3C | 3
35468 | 95823 | CA | CAMXc | Warm | CAMXc_Warm_3B/3C | 3
35469 | 95824 | CA | CAMXc | Warm | CAMXc_Warm_3B/3C | 3
35470 | 95825 | CA | CAMXc | Warm | CAMXc_Warm_3B/3C | 3
35471 | 95826 | CA | CAMXc | Warm | CAMXc_Warm_3B/3C | 3
35472 | 95827 | CA | CAMXc | Warm | CAMXc_Warm_3B/3C | 3
35473 | 95828 | CA | CAMXc | Warm | CAMXc_Warm_3B/3C | 3
35474 | 95829 | CA | CAMXc | Warm | CAMXc_Warm_3B/3C | 3
35475 | 95830 | CA | CAMXc | Warm | CAMXc_Warm_3B/3C | 3
35476 | 95831 | CA | CAMXc | Warm | CAMXc_Warm_3B/3C | 3
35477 | 95832 | CA | CAMXc | Warm | CAMXc_Warm_3B/3C | 3
35478 | 95833 | CA | CAMXc | Warm | CAMXc_Warm_3B/3C | 3
35479 | 95834 | CA | CAMXc | Warm | CAMXc_Warm_3B/3C | 3
35480 | 95835 | CA | CAMXc | Warm | CAMXc_Warm_3B/3C | 3
35481 | 95837 | CA | CAMXc | Warm | CAMXc_Warm_3B/3C | 3
35482 | 95838 | CA | CAMXc | Warm | CAMXc_Warm_3B/3C | 3
35483 | 95840 | CA | CAMXc | Warm | CAMXc_Warm_3B/3C | 3
35484 | 95841 | CA | CAMXc | Warm | CAMXc_Warm_3B/3C | 3
35485 | 95842 | CA | CAMXc | Warm | CAMXc_Warm_3B/3C | 3
35486 | 95843 | CA | CAMXc | Warm | CAMXc_Warm_3B/3C | 3
35487 | 95851 | CA | CAMXc | Warm | CAMXc_Warm_3B/3C | 3
35488 | 95852 | CA | CAMXc | Warm | CAMXc_Warm_3B/3C | 3
35489 | 95853 | CA | CAMXc | Warm | CAMXc_Warm_3B/3C | 3
35490 | 95860 | CA | CAMXc | Warm | CAMXc_Warm_3B/3C | 3
35491 | 95864 | CA | CAMXc | Warm | CAMXc_Warm_3B/3C | 3
35492 | 95865 | CA | CAMXc | Warm | CAMXc_Warm_3B/3C | 3
35493 | 95866 | CA | CAMXc | Warm | CAMXc_Warm_3B/3C | 3
35494 | 95867 | CA | CAMXc | Warm | CAMXc_Warm_3B/3C | 3
35495 | 95894 | CA | CAMXc | Warm | CAMXc_Warm_3B/3C | 3
35496 | 95201 | CA | CAMXc | Warm | CAMXc_Warm_3B/3C | 3
35497 | 95202 | CA | CAMXc | Warm | CAMXc_Warm_3B/3C | 3
35498 | 95203 | CA | CAMXc | Warm | CAMXc_Warm_3B/3C | 3
35499 | 95204 | CA | CAMXc | Warm | CAMXc_Warm_3B/3C | 3
35500 | 95205 | CA | CAMXc | Warm | CAMXc_Warm_3B/3C | 3
35501 | 95206 | CA | CAMXc | Warm | CAMXc_Warm_3B/3C | 3
35502 | 95207 | CA | CAMXc | Warm | CAMXc_Warm_3B/3C | 3
35503 | 95208 | CA | CAMXc | Warm | CAMXc_Warm_3B/3C | 3
35504 | 95209 | CA | CAMXc | Warm | CAMXc_Warm_3B/3C | 3
35505 | 95210 | CA | CAMXc | Warm | CAMXc_Warm_3B/3C | 3
35506 | 95211 | CA | CAMXc | Warm | CAMXc_Warm_3B/3C | 3
35507 | 95212 | CA | CAMXc | Warm | CAMXc_Warm_3B/3C | 3
35508 | 95213 | CA | CAMXc | Warm | CAMXc_Warm_3B/3C | 3
35509 | 95215 | CA | CAMXc | Warm | CAMXc_Warm_3B/3C | 3
35510 | 95219 | CA | CAMXc | Warm | CAMXc_Warm_3B/3C | 3
35511 | 95220 | CA | CAMXc | Warm | CAMXc_Warm_3B/3C | 3
35512 | 95227 | CA | CAMXc | Warm | CAMXc_Warm_3B/3C | 3
35513 | 95231 | CA | CAMXc | Warm | CAMXc_Warm_3B/3C | 3
35514 | 95234 | CA | CAMXc | Warm | CAMXc_Warm_3B/3C | 3
35515 | 95236 | CA | CAMXc | Warm | CAMXc_Warm_3B/3C | 3
35516 | 95237 | CA | CAMXc | Warm | CAMXc_Warm_3B/3C | 3
35517 | 95240 | CA | CAMXc | Warm | CAMXc_Warm_3B/3C | 3
35518 | 95241 | CA | CAMXc | Warm | CAMXc_Warm_3B/3C | 3
35519 | 95242 | CA | CAMXc | Warm | CAMXc_Warm_3B/3C | 3
35520 | 95253 | CA | CAMXc | Warm | CAMXc_Warm_3B/3C | 3
35521 | 95258 | CA | CAMXc | Warm | CAMXc_Warm_3B/3C | 3
35522 | 95267 | CA | CAMXc | Warm | CAMXc_Warm_3B/3C | 3
35523 | 95269 | CA | CAMXc | Warm | CAMXc_Warm_3B/3C | 3
35524 | 95304 | CA | CAMXc | Warm | CAMXc_Warm_3B/3C | 3
35525 | 95320 | CA | CAMXc | Warm | CAMXc_Warm_3B/3C | 3
35526 | 95330 | CA | CAMXc | Warm | CAMXc_Warm_3B/3C | 3
35527 | 95336 | CA | CAMXc | Warm | CAMXc_Warm_3B/3C | 3
35528 | 95337 | CA | CAMXc | Warm | CAMXc_Warm_3B/3C | 3
35529 | 95366 | CA | CAMXc | Warm | CAMXc_Warm_3B/3C | 3
35530 | 95376 | CA | CAMXc | Warm | CAMXc_Warm_3B/3C | 3
35531 | 95378 | CA | CAMXc | Warm | CAMXc_Warm_3B/3C | 3
35532 | 95686 | CA | CAMXc | Warm | CAMXc_Warm_3B/3C | 3
35533 | 95603 | CA | CAMXc | Warm | CAMXc_Warm_3B/3C | 3
35534 | 95604 | CA | CAMXc | Warm | CAMXc_Warm_3B/3C | 3
35535 | 95631 | CA | CAMXc | Warm | CAMXc_Warm_3B/3C | 3
35536 | 95648 | CA | CAMXc | Warm | CAMXc_Warm_3B/3C | 3
35537 | 95650 | CA | CAMXc | Warm | CAMXc_Warm_3B/3C | 3
35538 | 95658 | CA | CAMXc | Warm | CAMXc_Warm_3B/3C | 3
35539 | 95661 | CA | CAMXc | Warm | CAMXc_Warm_3B/3C | 3
35540 | 95663 | CA | CAMXc | Warm | CAMXc_Warm_3B/3C | 3
35541 | 95668 | CA | CAMXc | Warm | CAMXc_Warm_3B/3C | 3
35542 | 95677 | CA | CAMXc | Warm | CAMXc_Warm_3B/3C | 3
35543 | 95681 | CA | CAMXc | Warm | CAMXc_Warm_3B/3C | 3
35544 | 95701 | CA | CAMXc | Warm | CAMXc_Warm_3B/3C | 3
35545 | 95703 | CA | CAMXc | Warm | CAMXc_Warm_3B/3C | 3
35546 | 95713 | CA | CAMXc | Warm | CAMXc_Warm_3B/3C | 3
35547 | 95714 | CA | CAMXc | Warm | CAMXc_Warm_3B/3C | 3
35548 | 95715 | CA | CAMXc | Warm | CAMXc_Warm_3B/3C | 3
35549 | 95717 | CA | CAMXc | Warm | CAMXc_Warm_3B/3C | 3
35550 | 95722 | CA | CAMXc | Warm | CAMXc_Warm_3B/3C | 3
35551 | 95736 | CA | CAMXc | Warm | CAMXc_Warm_3B/3C | 3
35552 | 95746 | CA | CAMXc | Warm | CAMXc_Warm_3B/3C | 3
35553 | 95747 | CA | CAMXc | Warm | CAMXc_Warm_3B/3C | 3
35554 | 95765 | CA | CAMXc | Warm | CAMXc_Warm_3B/3C | 3
35555 | 96140 | CA | CAMXc | Warm | CAMXc_Warm_3B/3C | 3
35556 | 96141 | CA | CAMXc | Warm | CAMXc_Warm_3B/3C | 3
35557 | 96142 | CA | CAMXc | Warm | CAMXc_Warm_3B/3C | 3
35558 | 96143 | CA | CAMXc | Warm | CAMXc_Warm_3B/3C | 3
35559 | 96145 | CA | CAMXc | Warm | CAMXc_Warm_3B/3C | 3
35560 | 96146 | CA | CAMXc | Warm | CAMXc_Warm_3B/3C | 3
35561 | 96148 | CA | CAMXc | Warm | CAMXc_Warm_3B/3C | 3
35562 | 95605 | CA | CAMXc | Warm | CAMXc_Warm_3B/3C | 3
35563 | 95606 | CA | CAMXc | Warm | CAMXc_Warm_3B/3C | 3
35564 | 95607 | CA | CAMXc | Warm | CAMXc_Warm_3B/3C | 3
35565 | 95612 | CA | CAMXc | Warm | CAMXc_Warm_3B/3C | 3
35566 | 95617 | CA | CAMXc | Warm | CAMXc_Warm_3B/3C | 3
35567 | 95627 | CA | CAMXc | Warm | CAMXc_Warm_3B/3C | 3
35568 | 95637 | CA | CAMXc | Warm | CAMXc_Warm_3B/3C | 3
35569 | 95645 | CA | CAMXc | Warm | CAMXc_Warm_3B/3C | 3
35570 | 95653 | CA | CAMXc | Warm | CAMXc_Warm_3B/3C | 3
35571 | 95679 | CA | CAMXc | Warm | CAMXc_Warm_3B/3C | 3
35572 | 95691 | CA | CAMXc | Warm | CAMXc_Warm_3B/3C | 3
35573 | 95695 | CA | CAMXc | Warm | CAMXc_Warm_3B/3C | 3
35574 | 95697 | CA | CAMXc | Warm | CAMXc_Warm_3B/3C | 3
35575 | 95698 | CA | CAMXc | Warm | CAMXc_Warm_3B/3C | 3
35576 | 95776 | CA | CAMXc | Warm | CAMXc_Warm_3B/3C | 3
35577 | 95798 | CA | CAMXc | Warm | CAMXc_Warm_3B/3C | 3
35578 | 95799 | CA | CAMXc | Warm | CAMXc_Warm_3B/3C | 3
35579 | 95912 | CA | CAMXc | Warm | CAMXc_Warm_3B/3C | 3
35580 | 95937 | CA | CAMXc | Warm | CAMXc_Warm_3B/3C | 3
35581 | 95659 | CA | CAMXc | Warm | CAMXc_Warm_3B/3C | 3
35582 | 95674 | CA | CAMXc | Warm | CAMXc_Warm_3B/3C | 3
35583 | 95676 | CA | CAMXc | Warm | CAMXc_Warm_3B/3C | 3
35584 | 95692 | CA | CAMXc | Warm | CAMXc_Warm_3B/3C | 3
35585 | 95836 | CA | CAMXc | Warm | CAMXc_Warm_3B/3C | 3
35586 | 95948 | CA | CAMXc | Warm | CAMXc_Warm_3B/3C | 3
35587 | 95953 | CA | CAMXc | Warm | CAMXc_Warm_3B/3C | 3
35588 | 95957 | CA | CAMXc | Warm | CAMXc_Warm_3B/3C | 3
35589 | 95982 | CA | CAMXc | Warm | CAMXc_Warm_3B/3C | 3
35590 | 95991 | CA | CAMXc | Warm | CAMXc_Warm_3B/3C | 3
35591 | 95992 | CA | CAMXc | Warm | CAMXc_Warm_3B/3C | 3
35592 | 95993 | CA | CAMXc | Warm | CAMXc_Warm_3B/3C | 3
35593 | 95932 | CA | CAMXc | Warm | CAMXc_Warm_3B/3C | 3
35594 | 95939 | CA | CAMXc | Warm | CAMXc_Warm_3B/3C | 3
35595 | 95950 | CA | CAMXc | Warm | CAMXc_Warm_3B/3C | 3
35596 | 95955 | CA | CAMXc | Warm | CAMXc_Warm_3B/3C | 3
35597 | 95970 | CA | CAMXc | Warm | CAMXc_Warm_3B/3C | 3
35598 | 95979 | CA | CAMXc | Warm | CAMXc_Warm_3B/3C | 3
35599 | 95987 | CA | CAMXc | Warm | CAMXc_Warm_3B/3C | 3
35600 | 95988 | CA | CAMXc | Warm | CAMXc_Warm_3B/3C | 3
35601 | 95901 | CA | CAMXc | Warm | CAMXc_Warm_3B/3C | 3
35602 | 95903 | CA | CAMXc | Warm | CAMXc_Warm_3B/3C | 3
35603 | 95914 | CA | CAMXc | Warm | CAMXc_Warm_3B/3C | 3
35604 | 95918 | CA | CAMXc | Warm | CAMXc_Warm_3B/3C | 3
35605 | 95919 | CA | CAMXc | Warm | CAMXc_Warm_3B/3C | 3
35606 | 95922 | CA | CAMXc | Warm | CAMXc_Warm_3B/3C | 3
35607 | 95925 | CA | CAMXc | Warm | CAMXc_Warm_3B/3C | 3
35608 | 95930 | CA | CAMXc | Warm | CAMXc_Warm_3B/3C | 3
35609 | 95935 | CA | CAMXc | Warm | CAMXc_Warm_3B/3C | 3
35610 | 95941 | CA | CAMXc | Warm | CAMXc_Warm_3B/3C | 3
35611 | 95961 | CA | CAMXc | Warm | CAMXc_Warm_3B/3C | 3
35612 | 95962 | CA | CAMXc | Warm | CAMXc_Warm_3B/3C | 3
35613 | 95966 | CA | CAMXc | Warm | CAMXc_Warm_3B/3C | 3
35614 | 95972 | CA | CAMXc | Warm | CAMXc_Warm_3B/3C | 3
35615 | 95981 | CA | CAMXc | Warm | CAMXc_Warm_3B/3C | 3
35616 | 95916 | CA | CAMXc | Warm | CAMXc_Warm_3B/3C | 3
35617 | 95917 | CA | CAMXc | Warm | CAMXc_Warm_3B/3C | 3
35618 | 95926 | CA | CAMXc | Warm | CAMXc_Warm_3B/3C | 3
35619 | 95927 | CA | CAMXc | Warm | CAMXc_Warm_3B/3C | 3
35620 | 95928 | CA | CAMXc | Warm | CAMXc_Warm_3B/3C | 3
35621 | 95929 | CA | CAMXc | Warm | CAMXc_Warm_3B/3C | 3
35622 | 95938 | CA | CAMXc | Warm | CAMXc_Warm_3B/3C | 3
35623 | 95940 | CA | CAMXc | Warm | CAMXc_Warm_3B/3C | 3
35624 | 95942 | CA | CAMXc | Warm | CAMXc_Warm_3B/3C | 3
35625 | 95954 | CA | CAMXc | Warm | CAMXc_Warm_3B/3C | 3
35626 | 95958 | CA | CAMXc | Warm | CAMXc_Warm_3B/3C | 3
35627 | 95965 | CA | CAMXc | Warm | CAMXc_Warm_3B/3C | 3
35628 | 95967 | CA | CAMXc | Warm | CAMXc_Warm_3B/3C | 3
35629 | 95968 | CA | CAMXc | Warm | CAMXc_Warm_3B/3C | 3
35630 | 95969 | CA | CAMXc | Warm | CAMXc_Warm_3B/3C | 3
35631 | 95973 | CA | CAMXc | Warm | CAMXc_Warm_3B/3C | 3
35632 | 95974 | CA | CAMXc | Warm | CAMXc_Warm_3B/3C | 3
35633 | 95976 | CA | CAMXc | Warm | CAMXc_Warm_3B/3C | 3
35634 | 95978 | CA | CAMXc | Warm | CAMXc_Warm_3B/3C | 3
35635 | 95913 | CA | CAMXc | Warm | CAMXc_Warm_3B/3C | 3
35636 | 95920 | CA | CAMXc | Warm | CAMXc_Warm_3B/3C | 3
35637 | 95943 | CA | CAMXc | Warm | CAMXc_Warm_3B/3C | 3
35638 | 95951 | CA | CAMXc | Warm | CAMXc_Warm_3B/3C | 3
35639 | 95963 | CA | CAMXc | Warm | CAMXc_Warm_3B/3C | 3
35640 | 96007 | CA | CAMXc | Warm | CAMXc_Warm_3B/3C | 3
35641 | 96021 | CA | CAMXc | Warm | CAMXc_Warm_3B/3C | 3
35642 | 96022 | CA | CAMXc | Warm | CAMXc_Warm_3B/3C | 3
35643 | 96029 | CA | CAMXc | Warm | CAMXc_Warm_3B/3C | 3
35644 | 96035 | CA | CAMXc | Warm | CAMXc_Warm_3B/3C | 3
35645 | 96055 | CA | CAMXc | Warm | CAMXc_Warm_3B/3C | 3
35646 | 96059 | CA | CAMXc | Warm | CAMXc_Warm_3B/3C | 3
35647 | 96061 | CA | CAMXc | Warm | CAMXc_Warm_3B/3C | 3
35648 | 96063 | CA | CAMXc | Warm | CAMXc_Warm_3B/3C | 3
35649 | 96074 | CA | CAMXc | Warm | CAMXc_Warm_3B/3C | 3
35650 | 96075 | CA | CAMXc | Warm | CAMXc_Warm_3B/3C | 3
35651 | 96078 | CA | CAMXc | Warm | CAMXc_Warm_3B/3C | 3
35652 | 96080 | CA | CAMXc | Warm | CAMXc_Warm_3B/3C | 3
35653 | 96090 | CA | CAMXc | Warm | CAMXc_Warm_3B/3C | 3
35654 | 96092 | CA | CAMXc | Warm | CAMXc_Warm_3B/3C | 3
35655 | 96001 | CA | CAMXc | Warm | CAMXc_Warm_3B/3C | 3
35656 | 96002 | CA | CAMXc | Warm | CAMXc_Warm_3B/3C | 3
35657 | 96003 | CA | CAMXc | Warm | CAMXc_Warm_3B/3C | 3
35658 | 96008 | CA | CAMXc | Warm | CAMXc_Warm_3B/3C | 3
35659 | 96011 | CA | CAMXc | Warm | CAMXc_Warm_3B/3C | 3
35660 | 96013 | CA | CAMXc | Warm | CAMXc_Warm_3B/3C | 3
35661 | 96016 | CA | CAMXc | Warm | CAMXc_Warm_3B/3C | 3
35662 | 96017 | CA | CAMXc | Warm | CAMXc_Warm_3B/3C | 3
35663 | 96019 | CA | CAMXc | Warm | CAMXc_Warm_3B/3C | 3
35664 | 96028 | CA | CAMXc | Warm | CAMXc_Warm_3B/3C | 3
35665 | 96033 | CA | CAMXc | Warm | CAMXc_Warm_3B/3C | 3
35666 | 96040 | CA | CAMXc | Warm | CAMXc_Warm_3B/3C | 3
35667 | 96047 | CA | CAMXc | Warm | CAMXc_Warm_3B/3C | 3
35668 | 96049 | CA | CAMXc | Warm | CAMXc_Warm_3B/3C | 3
35669 | 96051 | CA | CAMXc | Warm | CAMXc_Warm_3B/3C | 3
35670 | 96056 | CA | CAMXc | Warm | CAMXc_Warm_3B/3C | 3
35671 | 96062 | CA | CAMXc | Warm | CAMXc_Warm_3B/3C | 3
35672 | 96065 | CA | CAMXc | Warm | CAMXc_Warm_3B/3C | 3
35673 | 96069 | CA | CAMXc | Warm | CAMXc_Warm_3B/3C | 3
35674 | 96071 | CA | CAMXc | Warm | CAMXc_Warm_3B/3C | 3
35675 | 96073 | CA | CAMXc | Warm | CAMXc_Warm_3B/3C | 3
35676 | 96084 | CA | CAMXc | Warm | CAMXc_Warm_3B/3C | 3
35677 | 96087 | CA | CAMXc | Warm | CAMXc_Warm_3B/3C | 3
35678 | 96088 | CA | CAMXc | Warm | CAMXc_Warm_3B/3C | 3
35679 | 96089 | CA | CAMXc | Warm | CAMXc_Warm_3B/3C | 3
35680 | 96095 | CA | CAMXc | Warm | CAMXc_Warm_3B/3C | 3
35681 | 96096 | CA | CAMXc | Warm | CAMXc_Warm_3B/3C | 3
35682 | 96099 | CA | CAMXc | Warm | CAMXc_Warm_3B/3C | 3
35683 | 78837 | TX | ERCTc | Hot or very hot | ERCTc_Hot or very hot_2A/2B | 2
35684 | 78840 | TX | ERCTc | Hot or very hot | ERCTc_Hot or very hot_2A/2B | 2
35685 | 78841 | TX | ERCTc | Hot or very hot | ERCTc_Hot or very hot_2A/2B | 2
35686 | 78842 | TX | ERCTc | Hot or very hot | ERCTc_Hot or very hot_2A/2B | 2
35687 | 78843 | TX | ERCTc | Hot or very hot | ERCTc_Hot or very hot_2A/2B | 2
35688 | 78847 | TX | ERCTc | Hot or very hot | ERCTc_Hot or very hot_2A/2B | 2
35689 | 78871 | TX | ERCTc | Hot or very hot | ERCTc_Hot or very hot_2A/2B | 2
35690 | 78001 | TX | ERCTc | Hot or very hot | ERCTc_Hot or very hot_2A/2B | 2
35691 | 78014 | TX | ERCTc | Hot or very hot | ERCTc_Hot or very hot_2A/2B | 2
35692 | 78019 | TX | ERCTc | Hot or very hot | ERCTc_Hot or very hot_2A/2B | 2
35693 | 78021 | TX | ERCTc | Hot or very hot | ERCTc_Hot or very hot_2A/2B | 2
35694 | 78016 | TX | ERCTc | Hot or very hot | ERCTc_Hot or very hot_2A/2B | 2
35695 | 78056 | TX | ERCTc | Hot or very hot | ERCTc_Hot or very hot_2A/2B | 2
35696 | 78057 | TX | ERCTc | Hot or very hot | ERCTc_Hot or very hot_2A/2B | 2
35697 | 78059 | TX | ERCTc | Hot or very hot | ERCTc_Hot or very hot_2A/2B | 2
35698 | 78066 | TX | ERCTc | Hot or very hot | ERCTc_Hot or very hot_2A/2B | 2
35699 | 78850 | TX | ERCTc | Hot or very hot | ERCTc_Hot or very hot_2A/2B | 2
35700 | 78861 | TX | ERCTc | Hot or very hot | ERCTc_Hot or very hot_2A/2B | 2
35701 | 78884 | TX | ERCTc | Hot or very hot | ERCTc_Hot or very hot_2A/2B | 2
35702 | 78886 | TX | ERCTc | Hot or very hot | ERCTc_Hot or very hot_2A/2B | 2
35703 | 78883 | TX | ERCTc | Hot or very hot | ERCTc_Hot or very hot_2A/2B | 2
35704 | 78885 | TX | ERCTc | Hot or very hot | ERCTc_Hot or very hot_2A/2B | 2
35705 | 78017 | TX | ERCTc | Hot or very hot | ERCTc_Hot or very hot_2A/2B | 2
35706 | 78061 | TX | ERCTc | Hot or very hot | ERCTc_Hot or very hot_2A/2B | 2
35707 | 78040 | TX | ERCTc | Hot or very hot | ERCTc_Hot or very hot_2A/2B | 2
35708 | 78041 | TX | ERCTc | Hot or very hot | ERCTc_Hot or very hot_2A/2B | 2
35709 | 78042 | TX | ERCTc | Hot or very hot | ERCTc_Hot or very hot_2A/2B | 2
35710 | 78043 | TX | ERCTc | Hot or very hot | ERCTc_Hot or very hot_2A/2B | 2
35711 | 78044 | TX | ERCTc | Hot or very hot | ERCTc_Hot or very hot_2A/2B | 2
35712 | 78045 | TX | ERCTc | Hot or very hot | ERCTc_Hot or very hot_2A/2B | 2
35713 | 78046 | TX | ERCTc | Hot or very hot | ERCTc_Hot or very hot_2A/2B | 2
35714 | 78344 | TX | ERCTc | Hot or very hot | ERCTc_Hot or very hot_2A/2B | 2
35715 | 78369 | TX | ERCTc | Hot or very hot | ERCTc_Hot or very hot_2A/2B | 2
35716 | 78371 | TX | ERCTc | Hot or very hot | ERCTc_Hot or very hot_2A/2B | 2
35717 | 78801 | TX | ERCTc | Hot or very hot | ERCTc_Hot or very hot_2A/2B | 2
35718 | 78828 | TX | ERCTc | Hot or very hot | ERCTc_Hot or very hot_2A/2B | 2
35719 | 78833 | TX | ERCTc | Hot or very hot | ERCTc_Hot or very hot_2A/2B | 2
35720 | 78873 | TX | ERCTc | Hot or very hot | ERCTc_Hot or very hot_2A/2B | 2
35721 | 78879 | TX | ERCTc | Hot or very hot | ERCTc_Hot or very hot_2A/2B | 2
35722 | 78880 | TX | ERCTc | Hot or very hot | ERCTc_Hot or very hot_2A/2B | 2
35723 | 78829 | TX | ERCTc | Hot or very hot | ERCTc_Hot or very hot_2A/2B | 2
35724 | 78834 | TX | ERCTc | Hot or very hot | ERCTc_Hot or very hot_2A/2B | 2
35725 | 78839 | TX | ERCTc | Hot or very hot | ERCTc_Hot or very hot_2A/2B | 2
35726 | 78872 | TX | ERCTc | Hot or very hot | ERCTc_Hot or very hot_2A/2B | 2
35727 | 78067 | TX | ERCTc | Hot or very hot | ERCTc_Hot or very hot_2A/2B | 2
35728 | 78076 | TX | ERCTc | Hot or very hot | ERCTc_Hot or very hot_2A/2B | 2
35729 | 78360 | TX | ERCTc | Hot or very hot | ERCTc_Hot or very hot_2A/2B | 2
35730 | 78361 | TX | ERCTc | Hot or very hot | ERCTc_Hot or very hot_2A/2B | 2
35731 | 78564 | TX | ERCTc | Hot or very hot | ERCTc_Hot or very hot_2A/2B | 2
35732 | 78584 | TX | ERCTc | Hot or very hot | ERCTc_Hot or very hot_2A/2B | 2
35733 | 78802 | TX | ERCTc | Hot or very hot | ERCTc_Hot or very hot_2A/2B | 2
35734 | 78838 | TX | ERCTc | Hot or very hot | ERCTc_Hot or very hot_2A/2B | 2
35735 | 78870 | TX | ERCTc | Hot or very hot | ERCTc_Hot or very hot_2A/2B | 2
35736 | 78881 | TX | ERCTc | Hot or very hot | ERCTc_Hot or very hot_2A/2B | 2
35737 | 78827 | TX | ERCTc | Hot or very hot | ERCTc_Hot or very hot_2A/2B | 2
35738 | 78830 | TX | ERCTc | Hot or very hot | ERCTc_Hot or very hot_2A/2B | 2
35739 | 78836 | TX | ERCTc | Hot or very hot | ERCTc_Hot or very hot_2A/2B | 2
35740 | 78832 | TX | ERCTc | Hot or very hot | ERCTc_Hot or very hot_2A/2B | 2
35741 | 78877 | TX | ERCTc | Hot or very hot | ERCTc_Hot or very hot_2A/2B | 2
35742 | 78852 | TX | ERCTc | Hot or very hot | ERCTc_Hot or very hot_2A/2B | 2
35743 | 78853 | TX | ERCTc | Hot or very hot | ERCTc_Hot or very hot_2A/2B | 2
35744 | 78860 | TX | ERCTc | Hot or very hot | ERCTc_Hot or very hot_2A/2B | 2
35745 | 85001 | AZ | AZNMc | Hot or very hot | AZNMc_Hot or very hot_2B | 2
35746 | 85002 | AZ | AZNMc | Hot or very hot | AZNMc_Hot or very hot_2B | 2
35747 | 85003 | AZ | AZNMc | Hot or very hot | AZNMc_Hot or very hot_2B | 2
35748 | 85004 | AZ | AZNMc | Hot or very hot | AZNMc_Hot or very hot_2B | 2
35749 | 85005 | AZ | AZNMc | Hot or very hot | AZNMc_Hot or very hot_2B | 2
35750 | 85006 | AZ | AZNMc | Hot or very hot | AZNMc_Hot or very hot_2B | 2
35751 | 85007 | AZ | AZNMc | Hot or very hot | AZNMc_Hot or very hot_2B | 2
35752 | 85008 | AZ | AZNMc | Hot or very hot | AZNMc_Hot or very hot_2B | 2
35753 | 85009 | AZ | AZNMc | Hot or very hot | AZNMc_Hot or very hot_2B | 2
35754 | 85010 | AZ | AZNMc | Hot or very hot | AZNMc_Hot or very hot_2B | 2
35755 | 85011 | AZ | AZNMc | Hot or very hot | AZNMc_Hot or very hot_2B | 2
35756 | 85012 | AZ | AZNMc | Hot or very hot | AZNMc_Hot or very hot_2B | 2
35757 | 85013 | AZ | AZNMc | Hot or very hot | AZNMc_Hot or very hot_2B | 2
35758 | 85014 | AZ | AZNMc | Hot or very hot | AZNMc_Hot or very hot_2B | 2
35759 | 85015 | AZ | AZNMc | Hot or very hot | AZNMc_Hot or very hot_2B | 2
35760 | 85016 | AZ | AZNMc | Hot or very hot | AZNMc_Hot or very hot_2B | 2
35761 | 85017 | AZ | AZNMc | Hot or very hot | AZNMc_Hot or very hot_2B | 2
35762 | 85018 | AZ | AZNMc | Hot or very hot | AZNMc_Hot or very hot_2B | 2
35763 | 85019 | AZ | AZNMc | Hot or very hot | AZNMc_Hot or very hot_2B | 2
35764 | 85020 | AZ | AZNMc | Hot or very hot | AZNMc_Hot or very hot_2B | 2
35765 | 85021 | AZ | AZNMc | Hot or very hot | AZNMc_Hot or very hot_2B | 2
35766 | 85022 | AZ | AZNMc | Hot or very hot | AZNMc_Hot or very hot_2B | 2
35767 | 85023 | AZ | AZNMc | Hot or very hot | AZNMc_Hot or very hot_2B | 2
35768 | 85024 | AZ | AZNMc | Hot or very hot | AZNMc_Hot or very hot_2B | 2
35769 | 85026 | AZ | AZNMc | Hot or very hot | AZNMc_Hot or very hot_2B | 2
35770 | 85027 | AZ | AZNMc | Hot or very hot | AZNMc_Hot or very hot_2B | 2
35771 | 85028 | AZ | AZNMc | Hot or very hot | AZNMc_Hot or very hot_2B | 2
35772 | 85029 | AZ | AZNMc | Hot or very hot | AZNMc_Hot or very hot_2B | 2
35773 | 85030 | AZ | AZNMc | Hot or very hot | AZNMc_Hot or very hot_2B | 2
35774 | 85031 | AZ | AZNMc | Hot or very hot | AZNMc_Hot or very hot_2B | 2
35775 | 85032 | AZ | AZNMc | Hot or very hot | AZNMc_Hot or very hot_2B | 2
35776 | 85033 | AZ | AZNMc | Hot or very hot | AZNMc_Hot or very hot_2B | 2
35777 | 85034 | AZ | AZNMc | Hot or very hot | AZNMc_Hot or very hot_2B | 2
35778 | 85035 | AZ | AZNMc | Hot or very hot | AZNMc_Hot or very hot_2B | 2
35779 | 85036 | AZ | AZNMc | Hot or very hot | AZNMc_Hot or very hot_2B | 2
35780 | 85037 | AZ | AZNMc | Hot or very hot | AZNMc_Hot or very hot_2B | 2
35781 | 85040 | AZ | AZNMc | Hot or very hot | AZNMc_Hot or very hot_2B | 2
35782 | 85041 | AZ | AZNMc | Hot or very hot | AZNMc_Hot or very hot_2B | 2
35783 | 85042 | AZ | AZNMc | Hot or very hot | AZNMc_Hot or very hot_2B | 2
35784 | 85043 | AZ | AZNMc | Hot or very hot | AZNMc_Hot or very hot_2B | 2
35785 | 85044 | AZ | AZNMc | Hot or very hot | AZNMc_Hot or very hot_2B | 2
35786 | 85045 | AZ | AZNMc | Hot or very hot | AZNMc_Hot or very hot_2B | 2
35787 | 85046 | AZ | AZNMc | Hot or very hot | AZNMc_Hot or very hot_2B | 2
35788 | 85048 | AZ | AZNMc | Hot or very hot | AZNMc_Hot or very hot_2B | 2
35789 | 85050 | AZ | AZNMc | Hot or very hot | AZNMc_Hot or very hot_2B | 2
35790 | 85051 | AZ | AZNMc | Hot or very hot | AZNMc_Hot or very hot_2B | 2
35791 | 85053 | AZ | AZNMc | Hot or very hot | AZNMc_Hot or very hot_2B | 2
35792 | 85054 | AZ | AZNMc | Hot or very hot | AZNMc_Hot or very hot_2B | 2
35793 | 85060 | AZ | AZNMc | Hot or very hot | AZNMc_Hot or very hot_2B | 2
35794 | 85061 | AZ | AZNMc | Hot or very hot | AZNMc_Hot or very hot_2B | 2
35795 | 85063 | AZ | AZNMc | Hot or very hot | AZNMc_Hot or very hot_2B | 2
35796 | 85064 | AZ | AZNMc | Hot or very hot | AZNMc_Hot or very hot_2B | 2
35797 | 85066 | AZ | AZNMc | Hot or very hot | AZNMc_Hot or very hot_2B | 2
35798 | 85067 | AZ | AZNMc | Hot or very hot | AZNMc_Hot or very hot_2B | 2
35799 | 85068 | AZ | AZNMc | Hot or very hot | AZNMc_Hot or very hot_2B | 2
35800 | 85069 | AZ | AZNMc | Hot or very hot | AZNMc_Hot or very hot_2B | 2
35801 | 85070 | AZ | AZNMc | Hot or very hot | AZNMc_Hot or very hot_2B | 2
35802 | 85071 | AZ | AZNMc | Hot or very hot | AZNMc_Hot or very hot_2B | 2
35803 | 85074 | AZ | AZNMc | Hot or very hot | AZNMc_Hot or very hot_2B | 2
35804 | 85076 | AZ | AZNMc | Hot or very hot | AZNMc_Hot or very hot_2B | 2
35805 | 85078 | AZ | AZNMc | Hot or very hot | AZNMc_Hot or very hot_2B | 2
35806 | 85079 | AZ | AZNMc | Hot or very hot | AZNMc_Hot or very hot_2B | 2
35807 | 85080 | AZ | AZNMc | Hot or very hot | AZNMc_Hot or very hot_2B | 2
35808 | 85082 | AZ | AZNMc | Hot or very hot | AZNMc_Hot or very hot_2B | 2
35809 | 85083 | AZ | AZNMc | Hot or very hot | AZNMc_Hot or very hot_2B | 2
35810 | 85085 | AZ | AZNMc | Hot or very hot | AZNMc_Hot or very hot_2B | 2
35811 | 85086 | AZ | AZNMc | Hot or very hot | AZNMc_Hot or very hot_2B | 2
35812 | 85087 | AZ | AZNMc | Hot or very hot | AZNMc_Hot or very hot_2B | 2
35813 | 85119 | AZ | AZNMc | Hot or very hot | AZNMc_Hot or very hot_2B | 2
35814 | 85120 | AZ | AZNMc | Hot or very hot | AZNMc_Hot or very hot_2B | 2
35815 | 85121 | AZ | AZNMc | Hot or very hot | AZNMc_Hot or very hot_2B | 2
35816 | 85127 | AZ | AZNMc | Hot or very hot | AZNMc_Hot or very hot_2B | 2
35817 | 85139 | AZ | AZNMc | Hot or very hot | AZNMc_Hot or very hot_2B | 2
35818 | 85142 | AZ | AZNMc | Hot or very hot | AZNMc_Hot or very hot_2B | 2
35819 | 85143 | AZ | AZNMc | Hot or very hot | AZNMc_Hot or very hot_2B | 2
35820 | 85147 | AZ | AZNMc | Hot or very hot | AZNMc_Hot or very hot_2B | 2
35821 | 85201 | AZ | AZNMc | Hot or very hot | AZNMc_Hot or very hot_2B | 2
35822 | 85202 | AZ | AZNMc | Hot or very hot | AZNMc_Hot or very hot_2B | 2
35823 | 85203 | AZ | AZNMc | Hot or very hot | AZNMc_Hot or very hot_2B | 2
35824 | 85204 | AZ | AZNMc | Hot or very hot | AZNMc_Hot or very hot_2B | 2
35825 | 85205 | AZ | AZNMc | Hot or very hot | AZNMc_Hot or very hot_2B | 2
35826 | 85206 | AZ | AZNMc | Hot or very hot | AZNMc_Hot or very hot_2B | 2
35827 | 85207 | AZ | AZNMc | Hot or very hot | AZNMc_Hot or very hot_2B | 2
35828 | 85208 | AZ | AZNMc | Hot or very hot | AZNMc_Hot or very hot_2B | 2
35829 | 85209 | AZ | AZNMc | Hot or very hot | AZNMc_Hot or very hot_2B | 2
35830 | 85210 | AZ | AZNMc | Hot or very hot | AZNMc_Hot or very hot_2B | 2
35831 | 85211 | AZ | AZNMc | Hot or very hot | AZNMc_Hot or very hot_2B | 2
35832 | 85212 | AZ | AZNMc | Hot or very hot | AZNMc_Hot or very hot_2B | 2
35833 | 85213 | AZ | AZNMc | Hot or very hot | AZNMc_Hot or very hot_2B | 2
35834 | 85214 | AZ | AZNMc | Hot or very hot | AZNMc_Hot or very hot_2B | 2
35835 | 85215 | AZ | AZNMc | Hot or very hot | AZNMc_Hot or very hot_2B | 2
35836 | 85216 | AZ | AZNMc | Hot or very hot | AZNMc_Hot or very hot_2B | 2
35837 | 85224 | AZ | AZNMc | Hot or very hot | AZNMc_Hot or very hot_2B | 2
35838 | 85225 | AZ | AZNMc | Hot or very hot | AZNMc_Hot or very hot_2B | 2
35839 | 85226 | AZ | AZNMc | Hot or very hot | AZNMc_Hot or very hot_2B | 2
35840 | 85233 | AZ | AZNMc | Hot or very hot | AZNMc_Hot or very hot_2B | 2
35841 | 85234 | AZ | AZNMc | Hot or very hot | AZNMc_Hot or very hot_2B | 2
35842 | 85236 | AZ | AZNMc | Hot or very hot | AZNMc_Hot or very hot_2B | 2
35843 | 85244 | AZ | AZNMc | Hot or very hot | AZNMc_Hot or very hot_2B | 2
35844 | 85246 | AZ | AZNMc | Hot or very hot | AZNMc_Hot or very hot_2B | 2
35845 | 85248 | AZ | AZNMc | Hot or very hot | AZNMc_Hot or very hot_2B | 2
35846 | 85249 | AZ | AZNMc | Hot or very hot | AZNMc_Hot or very hot_2B | 2
35847 | 85250 | AZ | AZNMc | Hot or very hot | AZNMc_Hot or very hot_2B | 2
35848 | 85251 | AZ | AZNMc | Hot or very hot | AZNMc_Hot or very hot_2B | 2
35849 | 85252 | AZ | AZNMc | Hot or very hot | AZNMc_Hot or very hot_2B | 2
35850 | 85253 | AZ | AZNMc | Hot or very hot | AZNMc_Hot or very hot_2B | 2
35851 | 85254 | AZ | AZNMc | Hot or very hot | AZNMc_Hot or very hot_2B | 2
35852 | 85255 | AZ | AZNMc | Hot or very hot | AZNMc_Hot or very hot_2B | 2
35853 | 85256 | AZ | AZNMc | Hot or very hot | AZNMc_Hot or very hot_2B | 2
35854 | 85257 | AZ | AZNMc | Hot or very hot | AZNMc_Hot or very hot_2B | 2
35855 | 85258 | AZ | AZNMc | Hot or very hot | AZNMc_Hot or very hot_2B | 2
35856 | 85259 | AZ | AZNMc | Hot or very hot | AZNMc_Hot or very hot_2B | 2
35857 | 85260 | AZ | AZNMc | Hot or very hot | AZNMc_Hot or very hot_2B | 2
35858 | 85261 | AZ | AZNMc | Hot or very hot | AZNMc_Hot or very hot_2B | 2
35859 | 85262 | AZ | AZNMc | Hot or very hot | AZNMc_Hot or very hot_2B | 2
35860 | 85263 | AZ | AZNMc | Hot or very hot | AZNMc_Hot or very hot_2B | 2
35861 | 85264 | AZ | AZNMc | Hot or very hot | AZNMc_Hot or very hot_2B | 2
35862 | 85266 | AZ | AZNMc | Hot or very hot | AZNMc_Hot or very hot_2B | 2
35863 | 85267 | AZ | AZNMc | Hot or very hot | AZNMc_Hot or very hot_2B | 2
35864 | 85268 | AZ | AZNMc | Hot or very hot | AZNMc_Hot or very hot_2B | 2
35865 | 85269 | AZ | AZNMc | Hot or very hot | AZNMc_Hot or very hot_2B | 2
35866 | 85271 | AZ | AZNMc | Hot or very hot | AZNMc_Hot or very hot_2B | 2
35867 | 85274 | AZ | AZNMc | Hot or very hot | AZNMc_Hot or very hot_2B | 2
35868 | 85275 | AZ | AZNMc | Hot or very hot | AZNMc_Hot or very hot_2B | 2
35869 | 85277 | AZ | AZNMc | Hot or very hot | AZNMc_Hot or very hot_2B | 2
35870 | 85280 | AZ | AZNMc | Hot or very hot | AZNMc_Hot or very hot_2B | 2
35871 | 85281 | AZ | AZNMc | Hot or very hot | AZNMc_Hot or very hot_2B | 2
35872 | 85282 | AZ | AZNMc | Hot or very hot | AZNMc_Hot or very hot_2B | 2
35873 | 85283 | AZ | AZNMc | Hot or very hot | AZNMc_Hot or very hot_2B | 2
35874 | 85284 | AZ | AZNMc | Hot or very hot | AZNMc_Hot or very hot_2B | 2
35875 | 85285 | AZ | AZNMc | Hot or very hot | AZNMc_Hot or very hot_2B | 2
35876 | 85286 | AZ | AZNMc | Hot or very hot | AZNMc_Hot or very hot_2B | 2
35877 | 85287 | AZ | AZNMc | Hot or very hot | AZNMc_Hot or very hot_2B | 2
35878 | 85288 | AZ | AZNMc | Hot or very hot | AZNMc_Hot or very hot_2B | 2
35879 | 85295 | AZ | AZNMc | Hot or very hot | AZNMc_Hot or very hot_2B | 2
35880 | 85296 | AZ | AZNMc | Hot or very hot | AZNMc_Hot or very hot_2B | 2
35881 | 85297 | AZ | AZNMc | Hot or very hot | AZNMc_Hot or very hot_2B | 2
35882 | 85298 | AZ | AZNMc | Hot or very hot | AZNMc_Hot or very hot_2B | 2
35883 | 85299 | AZ | AZNMc | Hot or very hot | AZNMc_Hot or very hot_2B | 2
35884 | 85301 | AZ | AZNMc | Hot or very hot | AZNMc_Hot or very hot_2B | 2
35885 | 85302 | AZ | AZNMc | Hot or very hot | AZNMc_Hot or very hot_2B | 2
35886 | 85303 | AZ | AZNMc | Hot or very hot | AZNMc_Hot or very hot_2B | 2
35887 | 85304 | AZ | AZNMc | Hot or very hot | AZNMc_Hot or very hot_2B | 2
35888 | 85305 | AZ | AZNMc | Hot or very hot | AZNMc_Hot or very hot_2B | 2
35889 | 85306 | AZ | AZNMc | Hot or very hot | AZNMc_Hot or very hot_2B | 2
35890 | 85307 | AZ | AZNMc | Hot or very hot | AZNMc_Hot or very hot_2B | 2
35891 | 85308 | AZ | AZNMc | Hot or very hot | AZNMc_Hot or very hot_2B | 2
35892 | 85309 | AZ | AZNMc | Hot or very hot | AZNMc_Hot or very hot_2B | 2
35893 | 85310 | AZ | AZNMc | Hot or very hot | AZNMc_Hot or very hot_2B | 2
35894 | 85311 | AZ | AZNMc | Hot or very hot | AZNMc_Hot or very hot_2B | 2
35895 | 85312 | AZ | AZNMc | Hot or very hot | AZNMc_Hot or very hot_2B | 2
35896 | 85318 | AZ | AZNMc | Hot or very hot | AZNMc_Hot or very hot_2B | 2
35897 | 85320 | AZ | AZNMc | Hot or very hot | AZNMc_Hot or very hot_2B | 2
35898 | 85322 | AZ | AZNMc | Hot or very hot | AZNMc_Hot or very hot_2B | 2
35899 | 85323 | AZ | AZNMc | Hot or very hot | AZNMc_Hot or very hot_2B | 2
35900 | 85326 | AZ | AZNMc | Hot or very hot | AZNMc_Hot or very hot_2B | 2
35901 | 85327 | AZ | AZNMc | Hot or very hot | AZNMc_Hot or very hot_2B | 2
35902 | 85329 | AZ | AZNMc | Hot or very hot | AZNMc_Hot or very hot_2B | 2
35903 | 85331 | AZ | AZNMc | Hot or very hot | AZNMc_Hot or very hot_2B | 2
35904 | 85333 | AZ | AZNMc | Hot or very hot | AZNMc_Hot or very hot_2B | 2
35905 | 85335 | AZ | AZNMc | Hot or very hot | AZNMc_Hot or very hot_2B | 2
35906 | 85337 | AZ | AZNMc | Hot or very hot | AZNMc_Hot or very hot_2B | 2
35907 | 85338 | AZ | AZNMc | Hot or very hot | AZNMc_Hot or very hot_2B | 2
35908 | 85339 | AZ | AZNMc | Hot or very hot | AZNMc_Hot or very hot_2B | 2
35909 | 85340 | AZ | AZNMc | Hot or very hot | AZNMc_Hot or very hot_2B | 2
35910 | 85342 | AZ | AZNMc | Hot or very hot | AZNMc_Hot or very hot_2B | 2
35911 | 85343 | AZ | AZNMc | Hot or very hot | AZNMc_Hot or very hot_2B | 2
35912 | 85345 | AZ | AZNMc | Hot or very hot | AZNMc_Hot or very hot_2B | 2
35913 | 85351 | AZ | AZNMc | Hot or very hot | AZNMc_Hot or very hot_2B | 2
35914 | 85353 | AZ | AZNMc | Hot or very hot | AZNMc_Hot or very hot_2B | 2
35915 | 85354 | AZ | AZNMc | Hot or very hot | AZNMc_Hot or very hot_2B | 2
35916 | 85355 | AZ | AZNMc | Hot or very hot | AZNMc_Hot or very hot_2B | 2
35917 | 85361 | AZ | AZNMc | Hot or very hot | AZNMc_Hot or very hot_2B | 2
35918 | 85363 | AZ | AZNMc | Hot or very hot | AZNMc_Hot or very hot_2B | 2
35919 | 85372 | AZ | AZNMc | Hot or very hot | AZNMc_Hot or very hot_2B | 2
35920 | 85373 | AZ | AZNMc | Hot or very hot | AZNMc_Hot or very hot_2B | 2
35921 | 85374 | AZ | AZNMc | Hot or very hot | AZNMc_Hot or very hot_2B | 2
35922 | 85375 | AZ | AZNMc | Hot or very hot | AZNMc_Hot or very hot_2B | 2
35923 | 85376 | AZ | AZNMc | Hot or very hot | AZNMc_Hot or very hot_2B | 2
35924 | 85377 | AZ | AZNMc | Hot or very hot | AZNMc_Hot or very hot_2B | 2
35925 | 85378 | AZ | AZNMc | Hot or very hot | AZNMc_Hot or very hot_2B | 2
35926 | 85379 | AZ | AZNMc | Hot or very hot | AZNMc_Hot or very hot_2B | 2
35927 | 85380 | AZ | AZNMc | Hot or very hot | AZNMc_Hot or very hot_2B | 2
35928 | 85381 | AZ | AZNMc | Hot or very hot | AZNMc_Hot or very hot_2B | 2
35929 | 85382 | AZ | AZNMc | Hot or very hot | AZNMc_Hot or very hot_2B | 2
35930 | 85383 | AZ | AZNMc | Hot or very hot | AZNMc_Hot or very hot_2B | 2
35931 | 85385 | AZ | AZNMc | Hot or very hot | AZNMc_Hot or very hot_2B | 2
35932 | 85387 | AZ | AZNMc | Hot or very hot | AZNMc_Hot or very hot_2B | 2
35933 | 85388 | AZ | AZNMc | Hot or very hot | AZNMc_Hot or very hot_2B | 2
35934 | 85390 | AZ | AZNMc | Hot or very hot | AZNMc_Hot or very hot_2B | 2
35935 | 85392 | AZ | AZNMc | Hot or very hot | AZNMc_Hot or very hot_2B | 2
35936 | 85395 | AZ | AZNMc | Hot or very hot | AZNMc_Hot or very hot_2B | 2
35937 | 85396 | AZ | AZNMc | Hot or very hot | AZNMc_Hot or very hot_2B | 2
35938 | 85545 | AZ | AZNMc | Hot or very hot | AZNMc_Hot or very hot_2B | 2
35939 | 85117 | AZ | AZNMc | Hot or very hot | AZNMc_Hot or very hot_2B | 2
35940 | 85118 | AZ | AZNMc | Hot or very hot | AZNMc_Hot or very hot_2B | 2
35941 | 85122 | AZ | AZNMc | Hot or very hot | AZNMc_Hot or very hot_2B | 2
35942 | 85123 | AZ | AZNMc | Hot or very hot | AZNMc_Hot or very hot_2B | 2
35943 | 85128 | AZ | AZNMc | Hot or very hot | AZNMc_Hot or very hot_2B | 2
35944 | 85130 | AZ | AZNMc | Hot or very hot | AZNMc_Hot or very hot_2B | 2
35945 | 85131 | AZ | AZNMc | Hot or very hot | AZNMc_Hot or very hot_2B | 2
35946 | 85132 | AZ | AZNMc | Hot or very hot | AZNMc_Hot or very hot_2B | 2
35947 | 85137 | AZ | AZNMc | Hot or very hot | AZNMc_Hot or very hot_2B | 2
35948 | 85138 | AZ | AZNMc | Hot or very hot | AZNMc_Hot or very hot_2B | 2
35949 | 85140 | AZ | AZNMc | Hot or very hot | AZNMc_Hot or very hot_2B | 2
35950 | 85141 | AZ | AZNMc | Hot or very hot | AZNMc_Hot or very hot_2B | 2
35951 | 85145 | AZ | AZNMc | Hot or very hot | AZNMc_Hot or very hot_2B | 2
35952 | 85172 | AZ | AZNMc | Hot or very hot | AZNMc_Hot or very hot_2B | 2
35953 | 85173 | AZ | AZNMc | Hot or very hot | AZNMc_Hot or very hot_2B | 2
35954 | 85178 | AZ | AZNMc | Hot or very hot | AZNMc_Hot or very hot_2B | 2
35955 | 85191 | AZ | AZNMc | Hot or very hot | AZNMc_Hot or very hot_2B | 2
35956 | 85192 | AZ | AZNMc | Hot or very hot | AZNMc_Hot or very hot_2B | 2
35957 | 85193 | AZ | AZNMc | Hot or very hot | AZNMc_Hot or very hot_2B | 2
35958 | 85194 | AZ | AZNMc | Hot or very hot | AZNMc_Hot or very hot_2B | 2
35959 | 85539 | AZ | AZNMc | Hot or very hot | AZNMc_Hot or very hot_2B | 2
35960 | 85602 | AZ | AZNMc | Hot or very hot | AZNMc_Hot or very hot_2B | 2
35961 | 85618 | AZ | AZNMc | Hot or very hot | AZNMc_Hot or very hot_2B | 2
35962 | 85623 | AZ | AZNMc | Hot or very hot | AZNMc_Hot or very hot_2B | 2
35963 | 85631 | AZ | AZNMc | Hot or very hot | AZNMc_Hot or very hot_2B | 2
35964 | 85653 | AZ | AZNMc | Hot or very hot | AZNMc_Hot or very hot_2B | 2
35965 | 85658 | AZ | AZNMc | Hot or very hot | AZNMc_Hot or very hot_2B | 2
35966 | 85739 | AZ | AZNMc | Hot or very hot | AZNMc_Hot or very hot_2B | 2
35967 | 85321 | AZ | AZNMc | Hot or very hot | AZNMc_Hot or very hot_2B | 2
35968 | 85341 | AZ | AZNMc | Hot or very hot | AZNMc_Hot or very hot_2B | 2
35969 | 85601 | AZ | AZNMc | Hot or very hot | AZNMc_Hot or very hot_2B | 2
35970 | 85611 | AZ | AZNMc | Hot or very hot | AZNMc_Hot or very hot_2B | 2
35971 | 85614 | AZ | AZNMc | Hot or very hot | AZNMc_Hot or very hot_2B | 2
35972 | 85619 | AZ | AZNMc | Hot or very hot | AZNMc_Hot or very hot_2B | 2
35973 | 85622 | AZ | AZNMc | Hot or very hot | AZNMc_Hot or very hot_2B | 2
35974 | 85629 | AZ | AZNMc | Hot or very hot | AZNMc_Hot or very hot_2B | 2
35975 | 85633 | AZ | AZNMc | Hot or very hot | AZNMc_Hot or very hot_2B | 2
35976 | 85634 | AZ | AZNMc | Hot or very hot | AZNMc_Hot or very hot_2B | 2
35977 | 85637 | AZ | AZNMc | Hot or very hot | AZNMc_Hot or very hot_2B | 2
35978 | 85639 | AZ | AZNMc | Hot or very hot | AZNMc_Hot or very hot_2B | 2
35979 | 85641 | AZ | AZNMc | Hot or very hot | AZNMc_Hot or very hot_2B | 2
35980 | 85645 | AZ | AZNMc | Hot or very hot | AZNMc_Hot or very hot_2B | 2
35981 | 85652 | AZ | AZNMc | Hot or very hot | AZNMc_Hot or very hot_2B | 2
35982 | 85654 | AZ | AZNMc | Hot or very hot | AZNMc_Hot or very hot_2B | 2
35983 | 85701 | AZ | AZNMc | Hot or very hot | AZNMc_Hot or very hot_2B | 2
35984 | 85702 | AZ | AZNMc | Hot or very hot | AZNMc_Hot or very hot_2B | 2
35985 | 85703 | AZ | AZNMc | Hot or very hot | AZNMc_Hot or very hot_2B | 2
35986 | 85704 | AZ | AZNMc | Hot or very hot | AZNMc_Hot or very hot_2B | 2
35987 | 85705 | AZ | AZNMc | Hot or very hot | AZNMc_Hot or very hot_2B | 2
35988 | 85706 | AZ | AZNMc | Hot or very hot | AZNMc_Hot or very hot_2B | 2
35989 | 85707 | AZ | AZNMc | Hot or very hot | AZNMc_Hot or very hot_2B | 2
35990 | 85708 | AZ | AZNMc | Hot or very hot | AZNMc_Hot or very hot_2B | 2
35991 | 85709 | AZ | AZNMc | Hot or very hot | AZNMc_Hot or very hot_2B | 2
35992 | 85710 | AZ | AZNMc | Hot or very hot | AZNMc_Hot or very hot_2B | 2
35993 | 85711 | AZ | AZNMc | Hot or very hot | AZNMc_Hot or very hot_2B | 2
35994 | 85712 | AZ | AZNMc | Hot or very hot | AZNMc_Hot or very hot_2B | 2
35995 | 85713 | AZ | AZNMc | Hot or very hot | AZNMc_Hot or very hot_2B | 2
35996 | 85714 | AZ | AZNMc | Hot or very hot | AZNMc_Hot or very hot_2B | 2
35997 | 85715 | AZ | AZNMc | Hot or very hot | AZNMc_Hot or very hot_2B | 2
35998 | 85716 | AZ | AZNMc | Hot or very hot | AZNMc_Hot or very hot_2B | 2
35999 | 85717 | AZ | AZNMc | Hot or very hot | AZNMc_Hot or very hot_2B | 2
36000 | 85718 | AZ | AZNMc | Hot or very hot | AZNMc_Hot or very hot_2B | 2
36001 | 85719 | AZ | AZNMc | Hot or very hot | AZNMc_Hot or very hot_2B | 2
36002 | 85721 | AZ | AZNMc | Hot or very hot | AZNMc_Hot or very hot_2B | 2
36003 | 85723 | AZ | AZNMc | Hot or very hot | AZNMc_Hot or very hot_2B | 2
36004 | 85724 | AZ | AZNMc | Hot or very hot | AZNMc_Hot or very hot_2B | 2
36005 | 85725 | AZ | AZNMc | Hot or very hot | AZNMc_Hot or very hot_2B | 2
36006 | 85726 | AZ | AZNMc | Hot or very hot | AZNMc_Hot or very hot_2B | 2
36007 | 85728 | AZ | AZNMc | Hot or very hot | AZNMc_Hot or very hot_2B | 2
36008 | 85730 | AZ | AZNMc | Hot or very hot | AZNMc_Hot or very hot_2B | 2
36009 | 85731 | AZ | AZNMc | Hot or very hot | AZNMc_Hot or very hot_2B | 2
36010 | 85732 | AZ | AZNMc | Hot or very hot | AZNMc_Hot or very hot_2B | 2
36011 | 85733 | AZ | AZNMc | Hot or very hot | AZNMc_Hot or very hot_2B | 2
36012 | 85734 | AZ | AZNMc | Hot or very hot | AZNMc_Hot or very hot_2B | 2
36013 | 85735 | AZ | AZNMc | Hot or very hot | AZNMc_Hot or very hot_2B | 2
36014 | 85736 | AZ | AZNMc | Hot or very hot | AZNMc_Hot or very hot_2B | 2
36015 | 85737 | AZ | AZNMc | Hot or very hot | AZNMc_Hot or very hot_2B | 2
36016 | 85738 | AZ | AZNMc | Hot or very hot | AZNMc_Hot or very hot_2B | 2
36017 | 85740 | AZ | AZNMc | Hot or very hot | AZNMc_Hot or very hot_2B | 2
36018 | 85741 | AZ | AZNMc | Hot or very hot | AZNMc_Hot or very hot_2B | 2
36019 | 85742 | AZ | AZNMc | Hot or very hot | AZNMc_Hot or very hot_2B | 2
36020 | 85743 | AZ | AZNMc | Hot or very hot | AZNMc_Hot or very hot_2B | 2
36021 | 85744 | AZ | AZNMc | Hot or very hot | AZNMc_Hot or very hot_2B | 2
36022 | 85745 | AZ | AZNMc | Hot or very hot | AZNMc_Hot or very hot_2B | 2
36023 | 85746 | AZ | AZNMc | Hot or very hot | AZNMc_Hot or very hot_2B | 2
36024 | 85747 | AZ | AZNMc | Hot or very hot | AZNMc_Hot or very hot_2B | 2
36025 | 85748 | AZ | AZNMc | Hot or very hot | AZNMc_Hot or very hot_2B | 2
36026 | 85749 | AZ | AZNMc | Hot or very hot | AZNMc_Hot or very hot_2B | 2
36027 | 85750 | AZ | AZNMc | Hot or very hot | AZNMc_Hot or very hot_2B | 2
36028 | 85751 | AZ | AZNMc | Hot or very hot | AZNMc_Hot or very hot_2B | 2
36029 | 85752 | AZ | AZNMc | Hot or very hot | AZNMc_Hot or very hot_2B | 2
36030 | 85754 | AZ | AZNMc | Hot or very hot | AZNMc_Hot or very hot_2B | 2
36031 | 85755 | AZ | AZNMc | Hot or very hot | AZNMc_Hot or very hot_2B | 2
36032 | 85756 | AZ | AZNMc | Hot or very hot | AZNMc_Hot or very hot_2B | 2
36033 | 85757 | AZ | AZNMc | Hot or very hot | AZNMc_Hot or very hot_2B | 2
36034 | 85325 | AZ | AZNMc | Hot or very hot | AZNMc_Hot or very hot_2B | 2
36035 | 85328 | AZ | AZNMc | Hot or very hot | AZNMc_Hot or very hot_2B | 2
36036 | 85334 | AZ | AZNMc | Hot or very hot | AZNMc_Hot or very hot_2B | 2
36037 | 85344 | AZ | AZNMc | Hot or very hot | AZNMc_Hot or very hot_2B | 2
36038 | 85346 | AZ | AZNMc | Hot or very hot | AZNMc_Hot or very hot_2B | 2
36039 | 85348 | AZ | AZNMc | Hot or very hot | AZNMc_Hot or very hot_2B | 2
36040 | 85357 | AZ | AZNMc | Hot or very hot | AZNMc_Hot or very hot_2B | 2
36041 | 85359 | AZ | AZNMc | Hot or very hot | AZNMc_Hot or very hot_2B | 2
36042 | 85336 | AZ | AZNMc | Hot or very hot | AZNMc_Hot or very hot_2B | 2
36043 | 85347 | AZ | AZNMc | Hot or very hot | AZNMc_Hot or very hot_2B | 2
36044 | 85349 | AZ | AZNMc | Hot or very hot | AZNMc_Hot or very hot_2B | 2
36045 | 85350 | AZ | AZNMc | Hot or very hot | AZNMc_Hot or very hot_2B | 2
36046 | 85352 | AZ | AZNMc | Hot or very hot | AZNMc_Hot or very hot_2B | 2
36047 | 85356 | AZ | AZNMc | Hot or very hot | AZNMc_Hot or very hot_2B | 2
36048 | 85364 | AZ | AZNMc | Hot or very hot | AZNMc_Hot or very hot_2B | 2
36049 | 85365 | AZ | AZNMc | Hot or very hot | AZNMc_Hot or very hot_2B | 2
36050 | 85366 | AZ | AZNMc | Hot or very hot | AZNMc_Hot or very hot_2B | 2
36051 | 85367 | AZ | AZNMc | Hot or very hot | AZNMc_Hot or very hot_2B | 2
36052 | 92222 | CA | CAMXc | Hot or very hot | CAMXc_Hot or very hot_2B | 2
36053 | 92227 | CA | CAMXc | Hot or very hot | CAMXc_Hot or very hot_2B | 2
36054 | 92231 | CA | CAMXc | Hot or very hot | CAMXc_Hot or very hot_2B | 2
36055 | 92232 | CA | CAMXc | Hot or very hot | CAMXc_Hot or very hot_2B | 2
36056 | 92233 | CA | CAMXc | Hot or very hot | CAMXc_Hot or very hot_2B | 2
36057 | 92243 | CA | CAMXc | Hot or very hot | CAMXc_Hot or very hot_2B | 2
36058 | 92244 | CA | CAMXc | Hot or very hot | CAMXc_Hot or very hot_2B | 2
36059 | 92249 | CA | CAMXc | Hot or very hot | CAMXc_Hot or very hot_2B | 2
36060 | 92250 | CA | CAMXc | Hot or very hot | CAMXc_Hot or very hot_2B | 2
36061 | 92251 | CA | CAMXc | Hot or very hot | CAMXc_Hot or very hot_2B | 2
36062 | 92257 | CA | CAMXc | Hot or very hot | CAMXc_Hot or very hot_2B | 2
36063 | 92259 | CA | CAMXc | Hot or very hot | CAMXc_Hot or very hot_2B | 2
36064 | 92266 | CA | CAMXc | Hot or very hot | CAMXc_Hot or very hot_2B | 2
36065 | 92273 | CA | CAMXc | Hot or very hot | CAMXc_Hot or very hot_2B | 2
36066 | 92275 | CA | CAMXc | Hot or very hot | CAMXc_Hot or very hot_2B | 2
36067 | 92281 | CA | CAMXc | Hot or very hot | CAMXc_Hot or very hot_2B | 2
36068 | 92283 | CA | CAMXc | Hot or very hot | CAMXc_Hot or very hot_2B | 2
36069 | 80001 | CO | RMPAc | Cool | RMPAc_Cool_5A/5B | 5
36070 | 80002 | CO | RMPAc | Cool | RMPAc_Cool_5A/5B | 5
36071 | 80003 | CO | RMPAc | Cool | RMPAc_Cool_5A/5B | 5
36072 | 80004 | CO | RMPAc | Cool | RMPAc_Cool_5A/5B | 5
36073 | 80005 | CO | RMPAc | Cool | RMPAc_Cool_5A/5B | 5
36074 | 80006 | CO | RMPAc | Cool | RMPAc_Cool_5A/5B | 5
36075 | 80007 | CO | RMPAc | Cool | RMPAc_Cool_5A/5B | 5
36076 | 80020 | CO | RMPAc | Cool | RMPAc_Cool_5A/5B | 5
36077 | 80021 | CO | RMPAc | Cool | RMPAc_Cool_5A/5B | 5
36078 | 80031 | CO | RMPAc | Cool | RMPAc_Cool_5A/5B | 5
36079 | 80033 | CO | RMPAc | Cool | RMPAc_Cool_5A/5B | 5
36080 | 80034 | CO | RMPAc | Cool | RMPAc_Cool_5A/5B | 5
36081 | 80123 | CO | RMPAc | Cool | RMPAc_Cool_5A/5B | 5
36082 | 80125 | CO | RMPAc | Cool | RMPAc_Cool_5A/5B | 5
36083 | 80127 | CO | RMPAc | Cool | RMPAc_Cool_5A/5B | 5
36084 | 80128 | CO | RMPAc | Cool | RMPAc_Cool_5A/5B | 5
36085 | 80135 | CO | RMPAc | Cool | RMPAc_Cool_5A/5B | 5
36086 | 80162 | CO | RMPAc | Cool | RMPAc_Cool_5A/5B | 5
36087 | 80204 | CO | RMPAc | Cool | RMPAc_Cool_5A/5B | 5
36088 | 80212 | CO | RMPAc | Cool | RMPAc_Cool_5A/5B | 5
36089 | 80214 | CO | RMPAc | Cool | RMPAc_Cool_5A/5B | 5
36090 | 80215 | CO | RMPAc | Cool | RMPAc_Cool_5A/5B | 5
36091 | 80225 | CO | RMPAc | Cool | RMPAc_Cool_5A/5B | 5
36092 | 80226 | CO | RMPAc | Cool | RMPAc_Cool_5A/5B | 5
36093 | 80227 | CO | RMPAc | Cool | RMPAc_Cool_5A/5B | 5
36094 | 80228 | CO | RMPAc | Cool | RMPAc_Cool_5A/5B | 5
36095 | 80232 | CO | RMPAc | Cool | RMPAc_Cool_5A/5B | 5
36096 | 80235 | CO | RMPAc | Cool | RMPAc_Cool_5A/5B | 5
36097 | 80303 | CO | RMPAc | Cool | RMPAc_Cool_5A/5B | 5
36098 | 80401 | CO | RMPAc | Cool | RMPAc_Cool_5A/5B | 5
36099 | 80402 | CO | RMPAc | Cool | RMPAc_Cool_5A/5B | 5
36100 | 80403 | CO | RMPAc | Cool | RMPAc_Cool_5A/5B | 5
36101 | 80419 | CO | RMPAc | Cool | RMPAc_Cool_5A/5B | 5
36102 | 80421 | CO | RMPAc | Cool | RMPAc_Cool_5A/5B | 5
36103 | 80425 | CO | RMPAc | Cool | RMPAc_Cool_5A/5B | 5
36104 | 80433 | CO | RMPAc | Cool | RMPAc_Cool_5A/5B | 5
36105 | 80437 | CO | RMPAc | Cool | RMPAc_Cool_5A/5B | 5
36106 | 80439 | CO | RMPAc | Cool | RMPAc_Cool_5A/5B | 5
36107 | 80453 | CO | RMPAc | Cool | RMPAc_Cool_5A/5B | 5
36108 | 80454 | CO | RMPAc | Cool | RMPAc_Cool_5A/5B | 5
36109 | 80457 | CO | RMPAc | Cool | RMPAc_Cool_5A/5B | 5
36110 | 80465 | CO | RMPAc | Cool | RMPAc_Cool_5A/5B | 5
36111 | 80470 | CO | RMPAc | Cool | RMPAc_Cool_5A/5B | 5
36112 | 80010 | CO | RMPAc | Cool | RMPAc_Cool_5A/5B | 5
36113 | 80011 | CO | RMPAc | Cool | RMPAc_Cool_5A/5B | 5
36114 | 80019 | CO | RMPAc | Cool | RMPAc_Cool_5A/5B | 5
36115 | 80022 | CO | RMPAc | Cool | RMPAc_Cool_5A/5B | 5
36116 | 80023 | CO | RMPAc | Cool | RMPAc_Cool_5A/5B | 5
36117 | 80024 | CO | RMPAc | Cool | RMPAc_Cool_5A/5B | 5
36118 | 80030 | CO | RMPAc | Cool | RMPAc_Cool_5A/5B | 5
36119 | 80035 | CO | RMPAc | Cool | RMPAc_Cool_5A/5B | 5
36120 | 80036 | CO | RMPAc | Cool | RMPAc_Cool_5A/5B | 5
36121 | 80037 | CO | RMPAc | Cool | RMPAc_Cool_5A/5B | 5
36122 | 80040 | CO | RMPAc | Cool | RMPAc_Cool_5A/5B | 5
36123 | 80042 | CO | RMPAc | Cool | RMPAc_Cool_5A/5B | 5
36124 | 80045 | CO | RMPAc | Cool | RMPAc_Cool_5A/5B | 5
36125 | 80102 | CO | RMPAc | Cool | RMPAc_Cool_5A/5B | 5
36126 | 80103 | CO | RMPAc | Cool | RMPAc_Cool_5A/5B | 5
36127 | 80105 | CO | RMPAc | Cool | RMPAc_Cool_5A/5B | 5
36128 | 80136 | CO | RMPAc | Cool | RMPAc_Cool_5A/5B | 5
36129 | 80137 | CO | RMPAc | Cool | RMPAc_Cool_5A/5B | 5
36130 | 80216 | CO | RMPAc | Cool | RMPAc_Cool_5A/5B | 5
36131 | 80220 | CO | RMPAc | Cool | RMPAc_Cool_5A/5B | 5
36132 | 80221 | CO | RMPAc | Cool | RMPAc_Cool_5A/5B | 5
36133 | 80229 | CO | RMPAc | Cool | RMPAc_Cool_5A/5B | 5
36134 | 80233 | CO | RMPAc | Cool | RMPAc_Cool_5A/5B | 5
36135 | 80234 | CO | RMPAc | Cool | RMPAc_Cool_5A/5B | 5
36136 | 80238 | CO | RMPAc | Cool | RMPAc_Cool_5A/5B | 5
36137 | 80239 | CO | RMPAc | Cool | RMPAc_Cool_5A/5B | 5
36138 | 80241 | CO | RMPAc | Cool | RMPAc_Cool_5A/5B | 5
36139 | 80249 | CO | RMPAc | Cool | RMPAc_Cool_5A/5B | 5
36140 | 80260 | CO | RMPAc | Cool | RMPAc_Cool_5A/5B | 5
36141 | 80266 | CO | RMPAc | Cool | RMPAc_Cool_5A/5B | 5
36142 | 80601 | CO | RMPAc | Cool | RMPAc_Cool_5A/5B | 5
36143 | 80602 | CO | RMPAc | Cool | RMPAc_Cool_5A/5B | 5
36144 | 80603 | CO | RMPAc | Cool | RMPAc_Cool_5A/5B | 5
36145 | 80614 | CO | RMPAc | Cool | RMPAc_Cool_5A/5B | 5
36146 | 80640 | CO | RMPAc | Cool | RMPAc_Cool_5A/5B | 5
36147 | 80642 | CO | RMPAc | Cool | RMPAc_Cool_5A/5B | 5
36148 | 80643 | CO | RMPAc | Cool | RMPAc_Cool_5A/5B | 5
36149 | 80654 | CO | RMPAc | Cool | RMPAc_Cool_5A/5B | 5
36150 | 80701 | CO | RMPAc | Cool | RMPAc_Cool_5A/5B | 5
36151 | 80012 | CO | RMPAc | Cool | RMPAc_Cool_5A/5B | 5
36152 | 80014 | CO | RMPAc | Cool | RMPAc_Cool_5A/5B | 5
36153 | 80110 | CO | RMPAc | Cool | RMPAc_Cool_5A/5B | 5
36154 | 80111 | CO | RMPAc | Cool | RMPAc_Cool_5A/5B | 5
36155 | 80113 | CO | RMPAc | Cool | RMPAc_Cool_5A/5B | 5
36156 | 80201 | CO | RMPAc | Cool | RMPAc_Cool_5A/5B | 5
36157 | 80202 | CO | RMPAc | Cool | RMPAc_Cool_5A/5B | 5
36158 | 80203 | CO | RMPAc | Cool | RMPAc_Cool_5A/5B | 5
36159 | 80205 | CO | RMPAc | Cool | RMPAc_Cool_5A/5B | 5
36160 | 80206 | CO | RMPAc | Cool | RMPAc_Cool_5A/5B | 5
36161 | 80207 | CO | RMPAc | Cool | RMPAc_Cool_5A/5B | 5
36162 | 80208 | CO | RMPAc | Cool | RMPAc_Cool_5A/5B | 5
36163 | 80209 | CO | RMPAc | Cool | RMPAc_Cool_5A/5B | 5
36164 | 80210 | CO | RMPAc | Cool | RMPAc_Cool_5A/5B | 5
36165 | 80211 | CO | RMPAc | Cool | RMPAc_Cool_5A/5B | 5
36166 | 80217 | CO | RMPAc | Cool | RMPAc_Cool_5A/5B | 5
36167 | 80218 | CO | RMPAc | Cool | RMPAc_Cool_5A/5B | 5
36168 | 80219 | CO | RMPAc | Cool | RMPAc_Cool_5A/5B | 5
36169 | 80222 | CO | RMPAc | Cool | RMPAc_Cool_5A/5B | 5
36170 | 80223 | CO | RMPAc | Cool | RMPAc_Cool_5A/5B | 5
36171 | 80224 | CO | RMPAc | Cool | RMPAc_Cool_5A/5B | 5
36172 | 80230 | CO | RMPAc | Cool | RMPAc_Cool_5A/5B | 5
36173 | 80231 | CO | RMPAc | Cool | RMPAc_Cool_5A/5B | 5
36174 | 80236 | CO | RMPAc | Cool | RMPAc_Cool_5A/5B | 5
36175 | 80237 | CO | RMPAc | Cool | RMPAc_Cool_5A/5B | 5
36176 | 80243 | CO | RMPAc | Cool | RMPAc_Cool_5A/5B | 5
36177 | 80246 | CO | RMPAc | Cool | RMPAc_Cool_5A/5B | 5
36178 | 80247 | CO | RMPAc | Cool | RMPAc_Cool_5A/5B | 5
36179 | 80248 | CO | RMPAc | Cool | RMPAc_Cool_5A/5B | 5
36180 | 80250 | CO | RMPAc | Cool | RMPAc_Cool_5A/5B | 5
36181 | 80256 | CO | RMPAc | Cool | RMPAc_Cool_5A/5B | 5
36182 | 80257 | CO | RMPAc | Cool | RMPAc_Cool_5A/5B | 5
36183 | 80259 | CO | RMPAc | Cool | RMPAc_Cool_5A/5B | 5
36184 | 80261 | CO | RMPAc | Cool | RMPAc_Cool_5A/5B | 5
36185 | 80263 | CO | RMPAc | Cool | RMPAc_Cool_5A/5B | 5
36186 | 80264 | CO | RMPAc | Cool | RMPAc_Cool_5A/5B | 5
36187 | 80265 | CO | RMPAc | Cool | RMPAc_Cool_5A/5B | 5
36188 | 80271 | CO | RMPAc | Cool | RMPAc_Cool_5A/5B | 5
36189 | 80273 | CO | RMPAc | Cool | RMPAc_Cool_5A/5B | 5
36190 | 80281 | CO | RMPAc | Cool | RMPAc_Cool_5A/5B | 5
36191 | 80290 | CO | RMPAc | Cool | RMPAc_Cool_5A/5B | 5
36192 | 80291 | CO | RMPAc | Cool | RMPAc_Cool_5A/5B | 5
36193 | 80293 | CO | RMPAc | Cool | RMPAc_Cool_5A/5B | 5
36194 | 80294 | CO | RMPAc | Cool | RMPAc_Cool_5A/5B | 5
36195 | 80299 | CO | RMPAc | Cool | RMPAc_Cool_5A/5B | 5
36196 | 80013 | CO | RMPAc | Cool | RMPAc_Cool_5A/5B | 5
36197 | 80015 | CO | RMPAc | Cool | RMPAc_Cool_5A/5B | 5
36198 | 80016 | CO | RMPAc | Cool | RMPAc_Cool_5A/5B | 5
36199 | 80017 | CO | RMPAc | Cool | RMPAc_Cool_5A/5B | 5
36200 | 80018 | CO | RMPAc | Cool | RMPAc_Cool_5A/5B | 5
36201 | 80041 | CO | RMPAc | Cool | RMPAc_Cool_5A/5B | 5
36202 | 80044 | CO | RMPAc | Cool | RMPAc_Cool_5A/5B | 5
36203 | 80046 | CO | RMPAc | Cool | RMPAc_Cool_5A/5B | 5
36204 | 80047 | CO | RMPAc | Cool | RMPAc_Cool_5A/5B | 5
36205 | 80112 | CO | RMPAc | Cool | RMPAc_Cool_5A/5B | 5
36206 | 80120 | CO | RMPAc | Cool | RMPAc_Cool_5A/5B | 5
36207 | 80121 | CO | RMPAc | Cool | RMPAc_Cool_5A/5B | 5
36208 | 80122 | CO | RMPAc | Cool | RMPAc_Cool_5A/5B | 5
36209 | 80126 | CO | RMPAc | Cool | RMPAc_Cool_5A/5B | 5
36210 | 80129 | CO | RMPAc | Cool | RMPAc_Cool_5A/5B | 5
36211 | 80138 | CO | RMPAc | Cool | RMPAc_Cool_5A/5B | 5
36212 | 80150 | CO | RMPAc | Cool | RMPAc_Cool_5A/5B | 5
36213 | 80151 | CO | RMPAc | Cool | RMPAc_Cool_5A/5B | 5
36214 | 80155 | CO | RMPAc | Cool | RMPAc_Cool_5A/5B | 5
36215 | 80160 | CO | RMPAc | Cool | RMPAc_Cool_5A/5B | 5
36216 | 80161 | CO | RMPAc | Cool | RMPAc_Cool_5A/5B | 5
36217 | 80165 | CO | RMPAc | Cool | RMPAc_Cool_5A/5B | 5
36218 | 80166 | CO | RMPAc | Cool | RMPAc_Cool_5A/5B | 5
36219 | 80104 | CO | RMPAc | Cool | RMPAc_Cool_5A/5B | 5
36220 | 80106 | CO | RMPAc | Cool | RMPAc_Cool_5A/5B | 5
36221 | 80108 | CO | RMPAc | Cool | RMPAc_Cool_5A/5B | 5
36222 | 80109 | CO | RMPAc | Cool | RMPAc_Cool_5A/5B | 5
36223 | 80116 | CO | RMPAc | Cool | RMPAc_Cool_5A/5B | 5
36224 | 80118 | CO | RMPAc | Cool | RMPAc_Cool_5A/5B | 5
36225 | 80124 | CO | RMPAc | Cool | RMPAc_Cool_5A/5B | 5
36226 | 80130 | CO | RMPAc | Cool | RMPAc_Cool_5A/5B | 5
36227 | 80131 | CO | RMPAc | Cool | RMPAc_Cool_5A/5B | 5
36228 | 80134 | CO | RMPAc | Cool | RMPAc_Cool_5A/5B | 5
36229 | 80163 | CO | RMPAc | Cool | RMPAc_Cool_5A/5B | 5
36230 | 80863 | CO | RMPAc | Cool | RMPAc_Cool_5A/5B | 5
36231 | 80027 | CO | RMPAc | Cool | RMPAc_Cool_5A/5B | 5
36232 | 80038 | CO | RMPAc | Cool | RMPAc_Cool_5A/5B | 5
36233 | 80516 | CO | RMPAc | Cool | RMPAc_Cool_5A/5B | 5
36234 | 80025 | CO | RMPAc | Cool | RMPAc_Cool_5A/5B | 5
36235 | 80026 | CO | RMPAc | Cool | RMPAc_Cool_5A/5B | 5
36236 | 80301 | CO | RMPAc | Cool | RMPAc_Cool_5A/5B | 5
36237 | 80302 | CO | RMPAc | Cool | RMPAc_Cool_5A/5B | 5
36238 | 80304 | CO | RMPAc | Cool | RMPAc_Cool_5A/5B | 5
36239 | 80305 | CO | RMPAc | Cool | RMPAc_Cool_5A/5B | 5
36240 | 80306 | CO | RMPAc | Cool | RMPAc_Cool_5A/5B | 5
36241 | 80307 | CO | RMPAc | Cool | RMPAc_Cool_5A/5B | 5
36242 | 80308 | CO | RMPAc | Cool | RMPAc_Cool_5A/5B | 5
36243 | 80309 | CO | RMPAc | Cool | RMPAc_Cool_5A/5B | 5
36244 | 80310 | CO | RMPAc | Cool | RMPAc_Cool_5A/5B | 5
36245 | 80314 | CO | RMPAc | Cool | RMPAc_Cool_5A/5B | 5
36246 | 80422 | CO | RMPAc | Cool | RMPAc_Cool_5A/5B | 5
36247 | 80455 | CO | RMPAc | Cool | RMPAc_Cool_5A/5B | 5
36248 | 80466 | CO | RMPAc | Cool | RMPAc_Cool_5A/5B | 5
36249 | 80471 | CO | RMPAc | Cool | RMPAc_Cool_5A/5B | 5
36250 | 80474 | CO | RMPAc | Cool | RMPAc_Cool_5A/5B | 5
36251 | 80481 | CO | RMPAc | Cool | RMPAc_Cool_5A/5B | 5
36252 | 80501 | CO | RMPAc | Cool | RMPAc_Cool_5A/5B | 5
36253 | 80502 | CO | RMPAc | Cool | RMPAc_Cool_5A/5B | 5
36254 | 80503 | CO | RMPAc | Cool | RMPAc_Cool_5A/5B | 5
36255 | 80504 | CO | RMPAc | Cool | RMPAc_Cool_5A/5B | 5
36256 | 80510 | CO | RMPAc | Cool | RMPAc_Cool_5A/5B | 5
36257 | 80513 | CO | RMPAc | Cool | RMPAc_Cool_5A/5B | 5
36258 | 80533 | CO | RMPAc | Cool | RMPAc_Cool_5A/5B | 5
36259 | 80540 | CO | RMPAc | Cool | RMPAc_Cool_5A/5B | 5
36260 | 80544 | CO | RMPAc | Cool | RMPAc_Cool_5A/5B | 5
36261 | 80514 | CO | RMPAc | Cool | RMPAc_Cool_5A/5B | 5
36262 | 80520 | CO | RMPAc | Cool | RMPAc_Cool_5A/5B | 5
36263 | 80524 | CO | RMPAc | Cool | RMPAc_Cool_5A/5B | 5
36264 | 80530 | CO | RMPAc | Cool | RMPAc_Cool_5A/5B | 5
36265 | 80534 | CO | RMPAc | Cool | RMPAc_Cool_5A/5B | 5
36266 | 80537 | CO | RMPAc | Cool | RMPAc_Cool_5A/5B | 5
36267 | 80542 | CO | RMPAc | Cool | RMPAc_Cool_5A/5B | 5
36268 | 80543 | CO | RMPAc | Cool | RMPAc_Cool_5A/5B | 5
36269 | 80546 | CO | RMPAc | Cool | RMPAc_Cool_5A/5B | 5
36270 | 80549 | CO | RMPAc | Cool | RMPAc_Cool_5A/5B | 5
36271 | 80550 | CO | RMPAc | Cool | RMPAc_Cool_5A/5B | 5
36272 | 80610 | CO | RMPAc | Cool | RMPAc_Cool_5A/5B | 5
36273 | 80611 | CO | RMPAc | Cool | RMPAc_Cool_5A/5B | 5
36274 | 80612 | CO | RMPAc | Cool | RMPAc_Cool_5A/5B | 5
36275 | 80615 | CO | RMPAc | Cool | RMPAc_Cool_5A/5B | 5
36276 | 80620 | CO | RMPAc | Cool | RMPAc_Cool_5A/5B | 5
36277 | 80621 | CO | RMPAc | Cool | RMPAc_Cool_5A/5B | 5
36278 | 80622 | CO | RMPAc | Cool | RMPAc_Cool_5A/5B | 5
36279 | 80623 | CO | RMPAc | Cool | RMPAc_Cool_5A/5B | 5
36280 | 80624 | CO | RMPAc | Cool | RMPAc_Cool_5A/5B | 5
36281 | 80631 | CO | RMPAc | Cool | RMPAc_Cool_5A/5B | 5
36282 | 80632 | CO | RMPAc | Cool | RMPAc_Cool_5A/5B | 5
36283 | 80633 | CO | RMPAc | Cool | RMPAc_Cool_5A/5B | 5
36284 | 80634 | CO | RMPAc | Cool | RMPAc_Cool_5A/5B | 5
36285 | 80638 | CO | RMPAc | Cool | RMPAc_Cool_5A/5B | 5
36286 | 80639 | CO | RMPAc | Cool | RMPAc_Cool_5A/5B | 5
36287 | 80644 | CO | RMPAc | Cool | RMPAc_Cool_5A/5B | 5
36288 | 80645 | CO | RMPAc | Cool | RMPAc_Cool_5A/5B | 5
36289 | 80646 | CO | RMPAc | Cool | RMPAc_Cool_5A/5B | 5
36290 | 80648 | CO | RMPAc | Cool | RMPAc_Cool_5A/5B | 5
36291 | 80649 | CO | RMPAc | Cool | RMPAc_Cool_5A/5B | 5
36292 | 80650 | CO | RMPAc | Cool | RMPAc_Cool_5A/5B | 5
36293 | 80651 | CO | RMPAc | Cool | RMPAc_Cool_5A/5B | 5
36294 | 80652 | CO | RMPAc | Cool | RMPAc_Cool_5A/5B | 5
36295 | 80729 | CO | RMPAc | Cool | RMPAc_Cool_5A/5B | 5
36296 | 80732 | CO | RMPAc | Cool | RMPAc_Cool_5A/5B | 5
36297 | 80741 | CO | RMPAc | Cool | RMPAc_Cool_5A/5B | 5
36298 | 80742 | CO | RMPAc | Cool | RMPAc_Cool_5A/5B | 5
36299 | 80745 | CO | RMPAc | Cool | RMPAc_Cool_5A/5B | 5
36300 | 80754 | CO | RMPAc | Cool | RMPAc_Cool_5A/5B | 5
36301 | 80101 | CO | RMPAc | Cool | RMPAc_Cool_5A/5B | 5
36302 | 80107 | CO | RMPAc | Cool | RMPAc_Cool_5A/5B | 5
36303 | 80117 | CO | RMPAc | Cool | RMPAc_Cool_5A/5B | 5
36304 | 80808 | CO | RMPAc | Cool | RMPAc_Cool_5A/5B | 5
36305 | 80828 | CO | RMPAc | Cool | RMPAc_Cool_5A/5B | 5
36306 | 80830 | CO | RMPAc | Cool | RMPAc_Cool_5A/5B | 5
36307 | 80831 | CO | RMPAc | Cool | RMPAc_Cool_5A/5B | 5
36308 | 80832 | CO | RMPAc | Cool | RMPAc_Cool_5A/5B | 5
36309 | 80833 | CO | RMPAc | Cool | RMPAc_Cool_5A/5B | 5
36310 | 80835 | CO | RMPAc | Cool | RMPAc_Cool_5A/5B | 5
36311 | 80132 | CO | RMPAc | Cool | RMPAc_Cool_5A/5B | 5
36312 | 80133 | CO | RMPAc | Cool | RMPAc_Cool_5A/5B | 5
36313 | 80809 | CO | RMPAc | Cool | RMPAc_Cool_5A/5B | 5
36314 | 80817 | CO | RMPAc | Cool | RMPAc_Cool_5A/5B | 5
36315 | 80819 | CO | RMPAc | Cool | RMPAc_Cool_5A/5B | 5
36316 | 80829 | CO | RMPAc | Cool | RMPAc_Cool_5A/5B | 5
36317 | 80840 | CO | RMPAc | Cool | RMPAc_Cool_5A/5B | 5
36318 | 80841 | CO | RMPAc | Cool | RMPAc_Cool_5A/5B | 5
36319 | 80864 | CO | RMPAc | Cool | RMPAc_Cool_5A/5B | 5
36320 | 80901 | CO | RMPAc | Cool | RMPAc_Cool_5A/5B | 5
36321 | 80902 | CO | RMPAc | Cool | RMPAc_Cool_5A/5B | 5
36322 | 80903 | CO | RMPAc | Cool | RMPAc_Cool_5A/5B | 5
36323 | 80904 | CO | RMPAc | Cool | RMPAc_Cool_5A/5B | 5
36324 | 80905 | CO | RMPAc | Cool | RMPAc_Cool_5A/5B | 5
36325 | 80906 | CO | RMPAc | Cool | RMPAc_Cool_5A/5B | 5
36326 | 80907 | CO | RMPAc | Cool | RMPAc_Cool_5A/5B | 5
36327 | 80908 | CO | RMPAc | Cool | RMPAc_Cool_5A/5B | 5
36328 | 80909 | CO | RMPAc | Cool | RMPAc_Cool_5A/5B | 5
36329 | 80910 | CO | RMPAc | Cool | RMPAc_Cool_5A/5B | 5
36330 | 80911 | CO | RMPAc | Cool | RMPAc_Cool_5A/5B | 5
36331 | 80912 | CO | RMPAc | Cool | RMPAc_Cool_5A/5B | 5
36332 | 80913 | CO | RMPAc | Cool | RMPAc_Cool_5A/5B | 5
36333 | 80914 | CO | RMPAc | Cool | RMPAc_Cool_5A/5B | 5
36334 | 80915 | CO | RMPAc | Cool | RMPAc_Cool_5A/5B | 5
36335 | 80916 | CO | RMPAc | Cool | RMPAc_Cool_5A/5B | 5
36336 | 80917 | CO | RMPAc | Cool | RMPAc_Cool_5A/5B | 5
36337 | 80918 | CO | RMPAc | Cool | RMPAc_Cool_5A/5B | 5
36338 | 80919 | CO | RMPAc | Cool | RMPAc_Cool_5A/5B | 5
36339 | 80920 | CO | RMPAc | Cool | RMPAc_Cool_5A/5B | 5
36340 | 80921 | CO | RMPAc | Cool | RMPAc_Cool_5A/5B | 5
36341 | 80922 | CO | RMPAc | Cool | RMPAc_Cool_5A/5B | 5
36342 | 80923 | CO | RMPAc | Cool | RMPAc_Cool_5A/5B | 5
36343 | 80924 | CO | RMPAc | Cool | RMPAc_Cool_5A/5B | 5
36344 | 80925 | CO | RMPAc | Cool | RMPAc_Cool_5A/5B | 5
36345 | 80926 | CO | RMPAc | Cool | RMPAc_Cool_5A/5B | 5
36346 | 80927 | CO | RMPAc | Cool | RMPAc_Cool_5A/5B | 5
36347 | 80928 | CO | RMPAc | Cool | RMPAc_Cool_5A/5B | 5
36348 | 80929 | CO | RMPAc | Cool | RMPAc_Cool_5A/5B | 5
36349 | 80930 | CO | RMPAc | Cool | RMPAc_Cool_5A/5B | 5
36350 | 80931 | CO | RMPAc | Cool | RMPAc_Cool_5A/5B | 5
36351 | 80932 | CO | RMPAc | Cool | RMPAc_Cool_5A/5B | 5
36352 | 80933 | CO | RMPAc | Cool | RMPAc_Cool_5A/5B | 5
36353 | 80934 | CO | RMPAc | Cool | RMPAc_Cool_5A/5B | 5
36354 | 80935 | CO | RMPAc | Cool | RMPAc_Cool_5A/5B | 5
36355 | 80936 | CO | RMPAc | Cool | RMPAc_Cool_5A/5B | 5
36356 | 80937 | CO | RMPAc | Cool | RMPAc_Cool_5A/5B | 5
36357 | 80938 | CO | RMPAc | Cool | RMPAc_Cool_5A/5B | 5
36358 | 80939 | CO | RMPAc | Cool | RMPAc_Cool_5A/5B | 5
36359 | 80941 | CO | RMPAc | Cool | RMPAc_Cool_5A/5B | 5
36360 | 80942 | CO | RMPAc | Cool | RMPAc_Cool_5A/5B | 5
36361 | 80946 | CO | RMPAc | Cool | RMPAc_Cool_5A/5B | 5
36362 | 80947 | CO | RMPAc | Cool | RMPAc_Cool_5A/5B | 5
36363 | 80949 | CO | RMPAc | Cool | RMPAc_Cool_5A/5B | 5
36364 | 80950 | CO | RMPAc | Cool | RMPAc_Cool_5A/5B | 5
36365 | 80951 | CO | RMPAc | Cool | RMPAc_Cool_5A/5B | 5
36366 | 80960 | CO | RMPAc | Cool | RMPAc_Cool_5A/5B | 5
36367 | 80962 | CO | RMPAc | Cool | RMPAc_Cool_5A/5B | 5
36368 | 80970 | CO | RMPAc | Cool | RMPAc_Cool_5A/5B | 5
36369 | 80977 | CO | RMPAc | Cool | RMPAc_Cool_5A/5B | 5
36370 | 80997 | CO | RMPAc | Cool | RMPAc_Cool_5A/5B | 5
36371 | 81008 | CO | RMPAc | Cool | RMPAc_Cool_5A/5B | 5
36372 | 80427 | CO | RMPAc | Cool | RMPAc_Cool_5A/5B | 5
36373 | 80452 | CO | RMPAc | Cool | RMPAc_Cool_5A/5B | 5
36374 | 80511 | CO | RMPAc | Cool | RMPAc_Cool_5A/5B | 5
36375 | 80512 | CO | RMPAc | Cool | RMPAc_Cool_5A/5B | 5
36376 | 80515 | CO | RMPAc | Cool | RMPAc_Cool_5A/5B | 5
36377 | 80517 | CO | RMPAc | Cool | RMPAc_Cool_5A/5B | 5
36378 | 80521 | CO | RMPAc | Cool | RMPAc_Cool_5A/5B | 5
36379 | 80522 | CO | RMPAc | Cool | RMPAc_Cool_5A/5B | 5
36380 | 80523 | CO | RMPAc | Cool | RMPAc_Cool_5A/5B | 5
36381 | 80525 | CO | RMPAc | Cool | RMPAc_Cool_5A/5B | 5
36382 | 80526 | CO | RMPAc | Cool | RMPAc_Cool_5A/5B | 5
36383 | 80527 | CO | RMPAc | Cool | RMPAc_Cool_5A/5B | 5
36384 | 80528 | CO | RMPAc | Cool | RMPAc_Cool_5A/5B | 5
36385 | 80532 | CO | RMPAc | Cool | RMPAc_Cool_5A/5B | 5
36386 | 80535 | CO | RMPAc | Cool | RMPAc_Cool_5A/5B | 5
36387 | 80536 | CO | RMPAc | Cool | RMPAc_Cool_5A/5B | 5
36388 | 80538 | CO | RMPAc | Cool | RMPAc_Cool_5A/5B | 5
36389 | 80539 | CO | RMPAc | Cool | RMPAc_Cool_5A/5B | 5
36390 | 80541 | CO | RMPAc | Cool | RMPAc_Cool_5A/5B | 5
36391 | 80545 | CO | RMPAc | Cool | RMPAc_Cool_5A/5B | 5
36392 | 80547 | CO | RMPAc | Cool | RMPAc_Cool_5A/5B | 5
36393 | 80553 | CO | RMPAc | Cool | RMPAc_Cool_5A/5B | 5
36394 | 80653 | CO | RMPAc | Cool | RMPAc_Cool_5A/5B | 5
36395 | 80705 | CO | RMPAc | Cool | RMPAc_Cool_5A/5B | 5
36396 | 80723 | CO | RMPAc | Cool | RMPAc_Cool_5A/5B | 5
36397 | 80733 | CO | RMPAc | Cool | RMPAc_Cool_5A/5B | 5
36398 | 80750 | CO | RMPAc | Cool | RMPAc_Cool_5A/5B | 5
36399 | 80720 | CO | RMPAc | Cool | RMPAc_Cool_5A/5B | 5
36400 | 80722 | CO | RMPAc | Cool | RMPAc_Cool_5A/5B | 5
36401 | 80726 | CO | RMPAc | Cool | RMPAc_Cool_5A/5B | 5
36402 | 80728 | CO | RMPAc | Cool | RMPAc_Cool_5A/5B | 5
36403 | 80731 | CO | RMPAc | Cool | RMPAc_Cool_5A/5B | 5
36404 | 80736 | CO | RMPAc | Cool | RMPAc_Cool_5A/5B | 5
36405 | 80747 | CO | RMPAc | Cool | RMPAc_Cool_5A/5B | 5
36406 | 80751 | CO | RMPAc | Cool | RMPAc_Cool_5A/5B | 5
36407 | 80740 | CO | RMPAc | Cool | RMPAc_Cool_5A/5B | 5
36408 | 80743 | CO | RMPAc | Cool | RMPAc_Cool_5A/5B | 5
36409 | 80757 | CO | RMPAc | Cool | RMPAc_Cool_5A/5B | 5
36410 | 80759 | CO | RMPAc | Cool | RMPAc_Cool_5A/5B | 5
36411 | 80801 | CO | RMPAc | Cool | RMPAc_Cool_5A/5B | 5
36412 | 80812 | CO | RMPAc | Cool | RMPAc_Cool_5A/5B | 5
36413 | 80818 | CO | RMPAc | Cool | RMPAc_Cool_5A/5B | 5
36414 | 80834 | CO | RMPAc | Cool | RMPAc_Cool_5A/5B | 5
36415 | 80721 | CO | RMPAc | Cool | RMPAc_Cool_5A/5B | 5
36416 | 80737 | CO | RMPAc | Cool | RMPAc_Cool_5A/5B | 5
36417 | 80744 | CO | RMPAc | Cool | RMPAc_Cool_5A/5B | 5
36418 | 80749 | CO | RMPAc | Cool | RMPAc_Cool_5A/5B | 5
36419 | 80734 | CO | RMPAc | Cool | RMPAc_Cool_5A/5B | 5
36420 | 80746 | CO | RMPAc | Cool | RMPAc_Cool_5A/5B | 5
36421 | 80727 | CO | RMPAc | Cool | RMPAc_Cool_5A/5B | 5
36422 | 80735 | CO | RMPAc | Cool | RMPAc_Cool_5A/5B | 5
36423 | 80755 | CO | RMPAc | Cool | RMPAc_Cool_5A/5B | 5
36424 | 80758 | CO | RMPAc | Cool | RMPAc_Cool_5A/5B | 5
36425 | 80807 | CO | RMPAc | Cool | RMPAc_Cool_5A/5B | 5
36426 | 80822 | CO | RMPAc | Cool | RMPAc_Cool_5A/5B | 5
36427 | 80824 | CO | RMPAc | Cool | RMPAc_Cool_5A/5B | 5
36428 | 80861 | CO | RMPAc | Cool | RMPAc_Cool_5A/5B | 5
36429 | 80802 | CO | RMPAc | Cool | RMPAc_Cool_5A/5B | 5
36430 | 80810 | CO | RMPAc | Cool | RMPAc_Cool_5A/5B | 5
36431 | 80825 | CO | RMPAc | Cool | RMPAc_Cool_5A/5B | 5
36432 | 80862 | CO | RMPAc | Cool | RMPAc_Cool_5A/5B | 5
36433 | 81036 | CO | RMPAc | Cool | RMPAc_Cool_5A/5B | 5
36434 | 81045 | CO | RMPAc | Cool | RMPAc_Cool_5A/5B | 5
36435 | 80804 | CO | RMPAc | Cool | RMPAc_Cool_5A/5B | 5
36436 | 80815 | CO | RMPAc | Cool | RMPAc_Cool_5A/5B | 5
36437 | 80821 | CO | RMPAc | Cool | RMPAc_Cool_5A/5B | 5
36438 | 80823 | CO | RMPAc | Cool | RMPAc_Cool_5A/5B | 5
36439 | 80826 | CO | RMPAc | Cool | RMPAc_Cool_5A/5B | 5
36440 | 81021 | CO | RMPAc | Cool | RMPAc_Cool_5A/5B | 5
36441 | 81063 | CO | RMPAc | Cool | RMPAc_Cool_5A/5B | 5
36442 | 81076 | CO | RMPAc | Cool | RMPAc_Cool_5A/5B | 5
36443 | 80805 | CO | RMPAc | Cool | RMPAc_Cool_5A/5B | 5
36444 | 80836 | CO | RMPAc | Cool | RMPAc_Cool_5A/5B | 5
36445 | 80813 | CO | RMPAc | Cool | RMPAc_Cool_5A/5B | 5
36446 | 80814 | CO | RMPAc | Cool | RMPAc_Cool_5A/5B | 5
36447 | 80860 | CO | RMPAc | Cool | RMPAc_Cool_5A/5B | 5
36448 | 80866 | CO | RMPAc | Cool | RMPAc_Cool_5A/5B | 5
36449 | 81001 | CO | RMPAc | Cool | RMPAc_Cool_5A/5B | 5
36450 | 81002 | CO | RMPAc | Cool | RMPAc_Cool_5A/5B | 5
36451 | 81003 | CO | RMPAc | Cool | RMPAc_Cool_5A/5B | 5
36452 | 81004 | CO | RMPAc | Cool | RMPAc_Cool_5A/5B | 5
36453 | 81005 | CO | RMPAc | Cool | RMPAc_Cool_5A/5B | 5
36454 | 81006 | CO | RMPAc | Cool | RMPAc_Cool_5A/5B | 5
36455 | 81007 | CO | RMPAc | Cool | RMPAc_Cool_5A/5B | 5
36456 | 81009 | CO | RMPAc | Cool | RMPAc_Cool_5A/5B | 5
36457 | 81010 | CO | RMPAc | Cool | RMPAc_Cool_5A/5B | 5
36458 | 81011 | CO | RMPAc | Cool | RMPAc_Cool_5A/5B | 5
36459 | 81012 | CO | RMPAc | Cool | RMPAc_Cool_5A/5B | 5
36460 | 81019 | CO | RMPAc | Cool | RMPAc_Cool_5A/5B | 5
36461 | 81022 | CO | RMPAc | Cool | RMPAc_Cool_5A/5B | 5
36462 | 81023 | CO | RMPAc | Cool | RMPAc_Cool_5A/5B | 5
36463 | 81025 | CO | RMPAc | Cool | RMPAc_Cool_5A/5B | 5
36464 | 81039 | CO | RMPAc | Cool | RMPAc_Cool_5A/5B | 5
36465 | 81062 | CO | RMPAc | Cool | RMPAc_Cool_5A/5B | 5
36466 | 81069 | CO | RMPAc | Cool | RMPAc_Cool_5A/5B | 5
36467 | 81253 | CO | RMPAc | Cool | RMPAc_Cool_5A/5B | 5
36468 | 81201 | CO | RMPAc | Cool | RMPAc_Cool_5A/5B | 5
36469 | 81212 | CO | RMPAc | Cool | RMPAc_Cool_5A/5B | 5
36470 | 81215 | CO | RMPAc | Cool | RMPAc_Cool_5A/5B | 5
36471 | 81221 | CO | RMPAc | Cool | RMPAc_Cool_5A/5B | 5
36472 | 81222 | CO | RMPAc | Cool | RMPAc_Cool_5A/5B | 5
36473 | 81223 | CO | RMPAc | Cool | RMPAc_Cool_5A/5B | 5
36474 | 81226 | CO | RMPAc | Cool | RMPAc_Cool_5A/5B | 5
36475 | 81232 | CO | RMPAc | Cool | RMPAc_Cool_5A/5B | 5
36476 | 81233 | CO | RMPAc | Cool | RMPAc_Cool_5A/5B | 5
36477 | 81240 | CO | RMPAc | Cool | RMPAc_Cool_5A/5B | 5
36478 | 81244 | CO | RMPAc | Cool | RMPAc_Cool_5A/5B | 5
36479 | 81252 | CO | RMPAc | Cool | RMPAc_Cool_5A/5B | 5
36480 | 81290 | CO | RMPAc | Cool | RMPAc_Cool_5A/5B | 5
36481 | 81047 | CO | RMPAc | Cool | RMPAc_Cool_5A/5B | 5
36482 | 81071 | CO | RMPAc | Cool | RMPAc_Cool_5A/5B | 5
36483 | 81092 | CO | RMPAc | Cool | RMPAc_Cool_5A/5B | 5
36484 | 81033 | CO | RMPAc | Cool | RMPAc_Cool_5A/5B | 5
36485 | 81034 | CO | RMPAc | Cool | RMPAc_Cool_5A/5B | 5
36486 | 81040 | CO | RMPAc | Cool | RMPAc_Cool_5A/5B | 5
36487 | 81055 | CO | RMPAc | Cool | RMPAc_Cool_5A/5B | 5
36488 | 81043 | CO | RMPAc | Cool | RMPAc_Cool_5A/5B | 5
36489 | 81052 | CO | RMPAc | Cool | RMPAc_Cool_5A/5B | 5
36490 | 81044 | CO | RMPAc | Cool | RMPAc_Cool_5A/5B | 5
36491 | 81057 | CO | RMPAc | Cool | RMPAc_Cool_5A/5B | 5
36492 | 81301 | CO | RMPAc | Cool | RMPAc_Cool_5A/5B | 5
36493 | 81302 | CO | RMPAc | Cool | RMPAc_Cool_5A/5B | 5
36494 | 81303 | CO | RMPAc | Cool | RMPAc_Cool_5A/5B | 5
36495 | 81326 | CO | RMPAc | Cool | RMPAc_Cool_5A/5B | 5
36496 | 81328 | CO | RMPAc | Cool | RMPAc_Cool_5A/5B | 5
36497 | 81329 | CO | RMPAc | Cool | RMPAc_Cool_5A/5B | 5
36498 | 81401 | CO | RMPAc | Cool | RMPAc_Cool_5A/5B | 5
36499 | 81402 | CO | RMPAc | Cool | RMPAc_Cool_5A/5B | 5
36500 | 81403 | CO | RMPAc | Cool | RMPAc_Cool_5A/5B | 5
36501 | 81411 | CO | RMPAc | Cool | RMPAc_Cool_5A/5B | 5
36502 | 81415 | CO | RMPAc | Cool | RMPAc_Cool_5A/5B | 5
36503 | 81416 | CO | RMPAc | Cool | RMPAc_Cool_5A/5B | 5
36504 | 81422 | CO | RMPAc | Cool | RMPAc_Cool_5A/5B | 5
36505 | 81423 | CO | RMPAc | Cool | RMPAc_Cool_5A/5B | 5
36506 | 81424 | CO | RMPAc | Cool | RMPAc_Cool_5A/5B | 5
36507 | 81425 | CO | RMPAc | Cool | RMPAc_Cool_5A/5B | 5
36508 | 81429 | CO | RMPAc | Cool | RMPAc_Cool_5A/5B | 5
36509 | 81431 | CO | RMPAc | Cool | RMPAc_Cool_5A/5B | 5
36510 | 81321 | CO | RMPAc | Cool | RMPAc_Cool_5A/5B | 5
36511 | 81327 | CO | RMPAc | Cool | RMPAc_Cool_5A/5B | 5
36512 | 81330 | CO | RMPAc | Cool | RMPAc_Cool_5A/5B | 5
36513 | 81334 | CO | RMPAc | Cool | RMPAc_Cool_5A/5B | 5
36514 | 81335 | CO | RMPAc | Cool | RMPAc_Cool_5A/5B | 5
36515 | 81410 | CO | RMPAc | Cool | RMPAc_Cool_5A/5B | 5
36516 | 81413 | CO | RMPAc | Cool | RMPAc_Cool_5A/5B | 5
36517 | 81414 | CO | RMPAc | Cool | RMPAc_Cool_5A/5B | 5
36518 | 81418 | CO | RMPAc | Cool | RMPAc_Cool_5A/5B | 5
36519 | 81419 | CO | RMPAc | Cool | RMPAc_Cool_5A/5B | 5
36520 | 81420 | CO | RMPAc | Cool | RMPAc_Cool_5A/5B | 5
36521 | 81501 | CO | RMPAc | Cool | RMPAc_Cool_5A/5B | 5
36522 | 81502 | CO | RMPAc | Cool | RMPAc_Cool_5A/5B | 5
36523 | 81503 | CO | RMPAc | Cool | RMPAc_Cool_5A/5B | 5
36524 | 81504 | CO | RMPAc | Cool | RMPAc_Cool_5A/5B | 5
36525 | 81505 | CO | RMPAc | Cool | RMPAc_Cool_5A/5B | 5
36526 | 81506 | CO | RMPAc | Cool | RMPAc_Cool_5A/5B | 5
36527 | 81507 | CO | RMPAc | Cool | RMPAc_Cool_5A/5B | 5
36528 | 81520 | CO | RMPAc | Cool | RMPAc_Cool_5A/5B | 5
36529 | 81521 | CO | RMPAc | Cool | RMPAc_Cool_5A/5B | 5
36530 | 81522 | CO | RMPAc | Cool | RMPAc_Cool_5A/5B | 5
36531 | 81523 | CO | RMPAc | Cool | RMPAc_Cool_5A/5B | 5
36532 | 81524 | CO | RMPAc | Cool | RMPAc_Cool_5A/5B | 5
36533 | 81525 | CO | RMPAc | Cool | RMPAc_Cool_5A/5B | 5
36534 | 81526 | CO | RMPAc | Cool | RMPAc_Cool_5A/5B | 5
36535 | 81527 | CO | RMPAc | Cool | RMPAc_Cool_5A/5B | 5
36536 | 81624 | CO | RMPAc | Cool | RMPAc_Cool_5A/5B | 5
36537 | 81630 | CO | RMPAc | Cool | RMPAc_Cool_5A/5B | 5
36538 | 81635 | CO | RMPAc | Cool | RMPAc_Cool_5A/5B | 5
36539 | 81643 | CO | RMPAc | Cool | RMPAc_Cool_5A/5B | 5
36540 | 81646 | CO | RMPAc | Cool | RMPAc_Cool_5A/5B | 5
36541 | 81601 | CO | RMPAc | Cool | RMPAc_Cool_5A/5B | 5
36542 | 81602 | CO | RMPAc | Cool | RMPAc_Cool_5A/5B | 5
36543 | 81641 | CO | RMPAc | Cool | RMPAc_Cool_5A/5B | 5
36544 | 81647 | CO | RMPAc | Cool | RMPAc_Cool_5A/5B | 5
36545 | 81650 | CO | RMPAc | Cool | RMPAc_Cool_5A/5B | 5
36546 | 81652 | CO | RMPAc | Cool | RMPAc_Cool_5A/5B | 5
36547 | 82213 | WY | RMPAc | Cool | RMPAc_Cool_5A/5B | 5
36548 | 82214 | WY | RMPAc | Cool | RMPAc_Cool_5A/5B | 5
36549 | 82215 | WY | RMPAc | Cool | RMPAc_Cool_5A/5B | 5
36550 | 82227 | WY | RMPAc | Cool | RMPAc_Cool_5A/5B | 5
36551 | 82212 | WY | RMPAc | Cool | RMPAc_Cool_5A/5B | 5
36552 | 82217 | WY | RMPAc | Cool | RMPAc_Cool_5A/5B | 5
36553 | 82218 | WY | RMPAc | Cool | RMPAc_Cool_5A/5B | 5
36554 | 82219 | WY | RMPAc | Cool | RMPAc_Cool_5A/5B | 5
36555 | 82221 | WY | RMPAc | Cool | RMPAc_Cool_5A/5B | 5
36556 | 82223 | WY | RMPAc | Cool | RMPAc_Cool_5A/5B | 5
36557 | 82225 | WY | RMPAc | Cool | RMPAc_Cool_5A/5B | 5
36558 | 82240 | WY | RMPAc | Cool | RMPAc_Cool_5A/5B | 5
36559 | 82242 | WY | RMPAc | Cool | RMPAc_Cool_5A/5B | 5
36560 | 82243 | WY | RMPAc | Cool | RMPAc_Cool_5A/5B | 5
36561 | 82244 | WY | RMPAc | Cool | RMPAc_Cool_5A/5B | 5
36562 | 83212 | ID | NWPPc | Cool | NWPPc_Cool_5B | 5
36563 | 83271 | ID | NWPPc | Cool | NWPPc_Cool_5B | 5
36564 | 83311 | ID | NWPPc | Cool | NWPPc_Cool_5B | 5
36565 | 83312 | ID | NWPPc | Cool | NWPPc_Cool_5B | 5
36566 | 83318 | ID | NWPPc | Cool | NWPPc_Cool_5B | 5
36567 | 83323 | ID | NWPPc | Cool | NWPPc_Cool_5B | 5
36568 | 83342 | ID | NWPPc | Cool | NWPPc_Cool_5B | 5
36569 | 83344 | ID | NWPPc | Cool | NWPPc_Cool_5B | 5
36570 | 83346 | ID | NWPPc | Cool | NWPPc_Cool_5B | 5
36571 | 83350 | ID | NWPPc | Cool | NWPPc_Cool_5B | 5
36572 | 83301 | ID | NWPPc | Cool | NWPPc_Cool_5B | 5
36573 | 83302 | ID | NWPPc | Cool | NWPPc_Cool_5B | 5
36574 | 83303 | ID | NWPPc | Cool | NWPPc_Cool_5B | 5
36575 | 83316 | ID | NWPPc | Cool | NWPPc_Cool_5B | 5
36576 | 83321 | ID | NWPPc | Cool | NWPPc_Cool_5B | 5
36577 | 83328 | ID | NWPPc | Cool | NWPPc_Cool_5B | 5
36578 | 83332 | ID | NWPPc | Cool | NWPPc_Cool_5B | 5
36579 | 83334 | ID | NWPPc | Cool | NWPPc_Cool_5B | 5
36580 | 83338 | ID | NWPPc | Cool | NWPPc_Cool_5B | 5
36581 | 83341 | ID | NWPPc | Cool | NWPPc_Cool_5B | 5
36582 | 83325 | ID | NWPPc | Cool | NWPPc_Cool_5B | 5
36583 | 83335 | ID | NWPPc | Cool | NWPPc_Cool_5B | 5
36584 | 83347 | ID | NWPPc | Cool | NWPPc_Cool_5B | 5
36585 | 83604 | ID | NWPPc | Cool | NWPPc_Cool_5B | 5
36586 | 83624 | ID | NWPPc | Cool | NWPPc_Cool_5B | 5
36587 | 83627 | ID | NWPPc | Cool | NWPPc_Cool_5B | 5
36588 | 83628 | ID | NWPPc | Cool | NWPPc_Cool_5B | 5
36589 | 83639 | ID | NWPPc | Cool | NWPPc_Cool_5B | 5
36590 | 83641 | ID | NWPPc | Cool | NWPPc_Cool_5B | 5
36591 | 83650 | ID | NWPPc | Cool | NWPPc_Cool_5B | 5
36592 | 83314 | ID | NWPPc | Cool | NWPPc_Cool_5B | 5
36593 | 83330 | ID | NWPPc | Cool | NWPPc_Cool_5B | 5
36594 | 83337 | ID | NWPPc | Cool | NWPPc_Cool_5B | 5
36595 | 83355 | ID | NWPPc | Cool | NWPPc_Cool_5B | 5
36596 | 83336 | ID | NWPPc | Cool | NWPPc_Cool_5B | 5
36597 | 83343 | ID | NWPPc | Cool | NWPPc_Cool_5B | 5
36598 | 83324 | ID | NWPPc | Cool | NWPPc_Cool_5B | 5
36599 | 83349 | ID | NWPPc | Cool | NWPPc_Cool_5B | 5
36600 | 83501 | ID | NWPPc | Cool | NWPPc_Cool_5B | 5
36601 | 83524 | ID | NWPPc | Cool | NWPPc_Cool_5B | 5
36602 | 83535 | ID | NWPPc | Cool | NWPPc_Cool_5B | 5
36603 | 83537 | ID | NWPPc | Cool | NWPPc_Cool_5B | 5
36604 | 83540 | ID | NWPPc | Cool | NWPPc_Cool_5B | 5
36605 | 83541 | ID | NWPPc | Cool | NWPPc_Cool_5B | 5
36606 | 83545 | ID | NWPPc | Cool | NWPPc_Cool_5B | 5
36607 | 83548 | ID | NWPPc | Cool | NWPPc_Cool_5B | 5
36608 | 83555 | ID | NWPPc | Cool | NWPPc_Cool_5B | 5
36609 | 83832 | ID | NWPPc | Cool | NWPPc_Cool_5B | 5
36610 | 83520 | ID | NWPPc | Cool | NWPPc_Cool_5B | 5
36611 | 83544 | ID | NWPPc | Cool | NWPPc_Cool_5B | 5
36612 | 83546 | ID | NWPPc | Cool | NWPPc_Cool_5B | 5
36613 | 83553 | ID | NWPPc | Cool | NWPPc_Cool_5B | 5
36614 | 83827 | ID | NWPPc | Cool | NWPPc_Cool_5B | 5
36615 | 83522 | ID | NWPPc | Cool | NWPPc_Cool_5B | 5
36616 | 83525 | ID | NWPPc | Cool | NWPPc_Cool_5B | 5
36617 | 83526 | ID | NWPPc | Cool | NWPPc_Cool_5B | 5
36618 | 83530 | ID | NWPPc | Cool | NWPPc_Cool_5B | 5
36619 | 83531 | ID | NWPPc | Cool | NWPPc_Cool_5B | 5
36620 | 83533 | ID | NWPPc | Cool | NWPPc_Cool_5B | 5
36621 | 83536 | ID | NWPPc | Cool | NWPPc_Cool_5B | 5
36622 | 83539 | ID | NWPPc | Cool | NWPPc_Cool_5B | 5
36623 | 83542 | ID | NWPPc | Cool | NWPPc_Cool_5B | 5
36624 | 83547 | ID | NWPPc | Cool | NWPPc_Cool_5B | 5
36625 | 83549 | ID | NWPPc | Cool | NWPPc_Cool_5B | 5
36626 | 83552 | ID | NWPPc | Cool | NWPPc_Cool_5B | 5
36627 | 83554 | ID | NWPPc | Cool | NWPPc_Cool_5B | 5
36628 | 83654 | ID | NWPPc | Cool | NWPPc_Cool_5B | 5
36629 | 83671 | ID | NWPPc | Cool | NWPPc_Cool_5B | 5
36630 | 83523 | ID | NWPPc | Cool | NWPPc_Cool_5B | 5
36631 | 83543 | ID | NWPPc | Cool | NWPPc_Cool_5B | 5
36632 | 83806 | ID | NWPPc | Cool | NWPPc_Cool_5B | 5
36633 | 83823 | ID | NWPPc | Cool | NWPPc_Cool_5B | 5
36634 | 83824 | ID | NWPPc | Cool | NWPPc_Cool_5B | 5
36635 | 83834 | ID | NWPPc | Cool | NWPPc_Cool_5B | 5
36636 | 83843 | ID | NWPPc | Cool | NWPPc_Cool_5B | 5
36637 | 83844 | ID | NWPPc | Cool | NWPPc_Cool_5B | 5
36638 | 83855 | ID | NWPPc | Cool | NWPPc_Cool_5B | 5
36639 | 83857 | ID | NWPPc | Cool | NWPPc_Cool_5B | 5
36640 | 83871 | ID | NWPPc | Cool | NWPPc_Cool_5B | 5
36641 | 83872 | ID | NWPPc | Cool | NWPPc_Cool_5B | 5
36642 | 83605 | ID | NWPPc | Cool | NWPPc_Cool_5B | 5
36643 | 83606 | ID | NWPPc | Cool | NWPPc_Cool_5B | 5
36644 | 83607 | ID | NWPPc | Cool | NWPPc_Cool_5B | 5
36645 | 83626 | ID | NWPPc | Cool | NWPPc_Cool_5B | 5
36646 | 83630 | ID | NWPPc | Cool | NWPPc_Cool_5B | 5
36647 | 83634 | ID | NWPPc | Cool | NWPPc_Cool_5B | 5
36648 | 83644 | ID | NWPPc | Cool | NWPPc_Cool_5B | 5
36649 | 83651 | ID | NWPPc | Cool | NWPPc_Cool_5B | 5
36650 | 83653 | ID | NWPPc | Cool | NWPPc_Cool_5B | 5
36651 | 83656 | ID | NWPPc | Cool | NWPPc_Cool_5B | 5
36652 | 83660 | ID | NWPPc | Cool | NWPPc_Cool_5B | 5
36653 | 83669 | ID | NWPPc | Cool | NWPPc_Cool_5B | 5
36654 | 83676 | ID | NWPPc | Cool | NWPPc_Cool_5B | 5
36655 | 83686 | ID | NWPPc | Cool | NWPPc_Cool_5B | 5
36656 | 83687 | ID | NWPPc | Cool | NWPPc_Cool_5B | 5
36657 | 83617 | ID | NWPPc | Cool | NWPPc_Cool_5B | 5
36658 | 83619 | ID | NWPPc | Cool | NWPPc_Cool_5B | 5
36659 | 83655 | ID | NWPPc | Cool | NWPPc_Cool_5B | 5
36660 | 83661 | ID | NWPPc | Cool | NWPPc_Cool_5B | 5
36661 | 83616 | ID | NWPPc | Cool | NWPPc_Cool_5B | 5
36662 | 83636 | ID | NWPPc | Cool | NWPPc_Cool_5B | 5
36663 | 83657 | ID | NWPPc | Cool | NWPPc_Cool_5B | 5
36664 | 83610 | ID | NWPPc | Cool | NWPPc_Cool_5B | 5
36665 | 83645 | ID | NWPPc | Cool | NWPPc_Cool_5B | 5
36666 | 83672 | ID | NWPPc | Cool | NWPPc_Cool_5B | 5
36667 | 83642 | ID | NWPPc | Cool | NWPPc_Cool_5B | 5
36668 | 83646 | ID | NWPPc | Cool | NWPPc_Cool_5B | 5
36669 | 83680 | ID | NWPPc | Cool | NWPPc_Cool_5B | 5
36670 | 83701 | ID | NWPPc | Cool | NWPPc_Cool_5B | 5
36671 | 83702 | ID | NWPPc | Cool | NWPPc_Cool_5B | 5
36672 | 83703 | ID | NWPPc | Cool | NWPPc_Cool_5B | 5
36673 | 83704 | ID | NWPPc | Cool | NWPPc_Cool_5B | 5
36674 | 83705 | ID | NWPPc | Cool | NWPPc_Cool_5B | 5
36675 | 83706 | ID | NWPPc | Cool | NWPPc_Cool_5B | 5
36676 | 83707 | ID | NWPPc | Cool | NWPPc_Cool_5B | 5
36677 | 83708 | ID | NWPPc | Cool | NWPPc_Cool_5B | 5
36678 | 83709 | ID | NWPPc | Cool | NWPPc_Cool_5B | 5
36679 | 83711 | ID | NWPPc | Cool | NWPPc_Cool_5B | 5
36680 | 83712 | ID | NWPPc | Cool | NWPPc_Cool_5B | 5
36681 | 83713 | ID | NWPPc | Cool | NWPPc_Cool_5B | 5
36682 | 83715 | ID | NWPPc | Cool | NWPPc_Cool_5B | 5
36683 | 83717 | ID | NWPPc | Cool | NWPPc_Cool_5B | 5
36684 | 83719 | ID | NWPPc | Cool | NWPPc_Cool_5B | 5
36685 | 83720 | ID | NWPPc | Cool | NWPPc_Cool_5B | 5
36686 | 83724 | ID | NWPPc | Cool | NWPPc_Cool_5B | 5
36687 | 83725 | ID | NWPPc | Cool | NWPPc_Cool_5B | 5
36688 | 83728 | ID | NWPPc | Cool | NWPPc_Cool_5B | 5
36689 | 83729 | ID | NWPPc | Cool | NWPPc_Cool_5B | 5
36690 | 83735 | ID | NWPPc | Cool | NWPPc_Cool_5B | 5
36691 | 83623 | ID | NWPPc | Cool | NWPPc_Cool_5B | 5
36692 | 83633 | ID | NWPPc | Cool | NWPPc_Cool_5B | 5
36693 | 83647 | ID | NWPPc | Cool | NWPPc_Cool_5B | 5
36694 | 83648 | ID | NWPPc | Cool | NWPPc_Cool_5B | 5
36695 | 83810 | ID | NWPPc | Cool | NWPPc_Cool_5B | 5
36696 | 83814 | ID | NWPPc | Cool | NWPPc_Cool_5B | 5
36697 | 83815 | ID | NWPPc | Cool | NWPPc_Cool_5B | 5
36698 | 83816 | ID | NWPPc | Cool | NWPPc_Cool_5B | 5
36699 | 83833 | ID | NWPPc | Cool | NWPPc_Cool_5B | 5
36700 | 83835 | ID | NWPPc | Cool | NWPPc_Cool_5B | 5
36701 | 83842 | ID | NWPPc | Cool | NWPPc_Cool_5B | 5
36702 | 83851 | ID | NWPPc | Cool | NWPPc_Cool_5B | 5
36703 | 83854 | ID | NWPPc | Cool | NWPPc_Cool_5B | 5
36704 | 83858 | ID | NWPPc | Cool | NWPPc_Cool_5B | 5
36705 | 83861 | ID | NWPPc | Cool | NWPPc_Cool_5B | 5
36706 | 83876 | ID | NWPPc | Cool | NWPPc_Cool_5B | 5
36707 | 83877 | ID | NWPPc | Cool | NWPPc_Cool_5B | 5
36708 | 83802 | ID | NWPPc | Cool | NWPPc_Cool_5B | 5
36709 | 83808 | ID | NWPPc | Cool | NWPPc_Cool_5B | 5
36710 | 83812 | ID | NWPPc | Cool | NWPPc_Cool_5B | 5
36711 | 83830 | ID | NWPPc | Cool | NWPPc_Cool_5B | 5
36712 | 83837 | ID | NWPPc | Cool | NWPPc_Cool_5B | 5
36713 | 83839 | ID | NWPPc | Cool | NWPPc_Cool_5B | 5
36714 | 83846 | ID | NWPPc | Cool | NWPPc_Cool_5B | 5
36715 | 83849 | ID | NWPPc | Cool | NWPPc_Cool_5B | 5
36716 | 83850 | ID | NWPPc | Cool | NWPPc_Cool_5B | 5
36717 | 83867 | ID | NWPPc | Cool | NWPPc_Cool_5B | 5
36718 | 83868 | ID | NWPPc | Cool | NWPPc_Cool_5B | 5
36719 | 83873 | ID | NWPPc | Cool | NWPPc_Cool_5B | 5
36720 | 83874 | ID | NWPPc | Cool | NWPPc_Cool_5B | 5
36721 | 83866 | ID | NWPPc | Cool | NWPPc_Cool_5B | 5
36722 | 83870 | ID | NWPPc | Cool | NWPPc_Cool_5B | 5
36723 | 84003 | UT | NWPPc | Cool | NWPPc_Cool_5B | 5
36724 | 84004 | UT | NWPPc | Cool | NWPPc_Cool_5B | 5
36725 | 84005 | UT | NWPPc | Cool | NWPPc_Cool_5B | 5
36726 | 84013 | UT | NWPPc | Cool | NWPPc_Cool_5B | 5
36727 | 84020 | UT | NWPPc | Cool | NWPPc_Cool_5B | 5
36728 | 84042 | UT | NWPPc | Cool | NWPPc_Cool_5B | 5
36729 | 84043 | UT | NWPPc | Cool | NWPPc_Cool_5B | 5
36730 | 84045 | UT | NWPPc | Cool | NWPPc_Cool_5B | 5
36731 | 84057 | UT | NWPPc | Cool | NWPPc_Cool_5B | 5
36732 | 84058 | UT | NWPPc | Cool | NWPPc_Cool_5B | 5
36733 | 84059 | UT | NWPPc | Cool | NWPPc_Cool_5B | 5
36734 | 84062 | UT | NWPPc | Cool | NWPPc_Cool_5B | 5
36735 | 84097 | UT | NWPPc | Cool | NWPPc_Cool_5B | 5
36736 | 84601 | UT | NWPPc | Cool | NWPPc_Cool_5B | 5
36737 | 84602 | UT | NWPPc | Cool | NWPPc_Cool_5B | 5
36738 | 84603 | UT | NWPPc | Cool | NWPPc_Cool_5B | 5
36739 | 84604 | UT | NWPPc | Cool | NWPPc_Cool_5B | 5
36740 | 84605 | UT | NWPPc | Cool | NWPPc_Cool_5B | 5
36741 | 84606 | UT | NWPPc | Cool | NWPPc_Cool_5B | 5
36742 | 84626 | UT | NWPPc | Cool | NWPPc_Cool_5B | 5
36743 | 84629 | UT | NWPPc | Cool | NWPPc_Cool_5B | 5
36744 | 84633 | UT | NWPPc | Cool | NWPPc_Cool_5B | 5
36745 | 84651 | UT | NWPPc | Cool | NWPPc_Cool_5B | 5
36746 | 84653 | UT | NWPPc | Cool | NWPPc_Cool_5B | 5
36747 | 84655 | UT | NWPPc | Cool | NWPPc_Cool_5B | 5
36748 | 84660 | UT | NWPPc | Cool | NWPPc_Cool_5B | 5
36749 | 84663 | UT | NWPPc | Cool | NWPPc_Cool_5B | 5
36750 | 84664 | UT | NWPPc | Cool | NWPPc_Cool_5B | 5
36751 | 84006 | UT | NWPPc | Cool | NWPPc_Cool_5B | 5
36752 | 84009 | UT | NWPPc | Cool | NWPPc_Cool_5B | 5
36753 | 84044 | UT | NWPPc | Cool | NWPPc_Cool_5B | 5
36754 | 84047 | UT | NWPPc | Cool | NWPPc_Cool_5B | 5
36755 | 84050 | UT | NWPPc | Cool | NWPPc_Cool_5B | 5
36756 | 84065 | UT | NWPPc | Cool | NWPPc_Cool_5B | 5
36757 | 84070 | UT | NWPPc | Cool | NWPPc_Cool_5B | 5
36758 | 84081 | UT | NWPPc | Cool | NWPPc_Cool_5B | 5
36759 | 84084 | UT | NWPPc | Cool | NWPPc_Cool_5B | 5
36760 | 84088 | UT | NWPPc | Cool | NWPPc_Cool_5B | 5
36761 | 84090 | UT | NWPPc | Cool | NWPPc_Cool_5B | 5
36762 | 84091 | UT | NWPPc | Cool | NWPPc_Cool_5B | 5
36763 | 84092 | UT | NWPPc | Cool | NWPPc_Cool_5B | 5
36764 | 84093 | UT | NWPPc | Cool | NWPPc_Cool_5B | 5
36765 | 84094 | UT | NWPPc | Cool | NWPPc_Cool_5B | 5
36766 | 84095 | UT | NWPPc | Cool | NWPPc_Cool_5B | 5
36767 | 84096 | UT | NWPPc | Cool | NWPPc_Cool_5B | 5
36768 | 84101 | UT | NWPPc | Cool | NWPPc_Cool_5B | 5
36769 | 84102 | UT | NWPPc | Cool | NWPPc_Cool_5B | 5
36770 | 84103 | UT | NWPPc | Cool | NWPPc_Cool_5B | 5
36771 | 84104 | UT | NWPPc | Cool | NWPPc_Cool_5B | 5
36772 | 84105 | UT | NWPPc | Cool | NWPPc_Cool_5B | 5
36773 | 84106 | UT | NWPPc | Cool | NWPPc_Cool_5B | 5
36774 | 84107 | UT | NWPPc | Cool | NWPPc_Cool_5B | 5
36775 | 84108 | UT | NWPPc | Cool | NWPPc_Cool_5B | 5
36776 | 84109 | UT | NWPPc | Cool | NWPPc_Cool_5B | 5
36777 | 84110 | UT | NWPPc | Cool | NWPPc_Cool_5B | 5
36778 | 84111 | UT | NWPPc | Cool | NWPPc_Cool_5B | 5
36779 | 84112 | UT | NWPPc | Cool | NWPPc_Cool_5B | 5
36780 | 84113 | UT | NWPPc | Cool | NWPPc_Cool_5B | 5
36781 | 84114 | UT | NWPPc | Cool | NWPPc_Cool_5B | 5
36782 | 84115 | UT | NWPPc | Cool | NWPPc_Cool_5B | 5
36783 | 84116 | UT | NWPPc | Cool | NWPPc_Cool_5B | 5
36784 | 84117 | UT | NWPPc | Cool | NWPPc_Cool_5B | 5
36785 | 84118 | UT | NWPPc | Cool | NWPPc_Cool_5B | 5
36786 | 84119 | UT | NWPPc | Cool | NWPPc_Cool_5B | 5
36787 | 84120 | UT | NWPPc | Cool | NWPPc_Cool_5B | 5
36788 | 84121 | UT | NWPPc | Cool | NWPPc_Cool_5B | 5
36789 | 84122 | UT | NWPPc | Cool | NWPPc_Cool_5B | 5
36790 | 84123 | UT | NWPPc | Cool | NWPPc_Cool_5B | 5
36791 | 84124 | UT | NWPPc | Cool | NWPPc_Cool_5B | 5
36792 | 84125 | UT | NWPPc | Cool | NWPPc_Cool_5B | 5
36793 | 84126 | UT | NWPPc | Cool | NWPPc_Cool_5B | 5
36794 | 84127 | UT | NWPPc | Cool | NWPPc_Cool_5B | 5
36795 | 84128 | UT | NWPPc | Cool | NWPPc_Cool_5B | 5
36796 | 84129 | UT | NWPPc | Cool | NWPPc_Cool_5B | 5
36797 | 84132 | UT | NWPPc | Cool | NWPPc_Cool_5B | 5
36798 | 84133 | UT | NWPPc | Cool | NWPPc_Cool_5B | 5
36799 | 84134 | UT | NWPPc | Cool | NWPPc_Cool_5B | 5
36800 | 84138 | UT | NWPPc | Cool | NWPPc_Cool_5B | 5
36801 | 84139 | UT | NWPPc | Cool | NWPPc_Cool_5B | 5
36802 | 84143 | UT | NWPPc | Cool | NWPPc_Cool_5B | 5
36803 | 84148 | UT | NWPPc | Cool | NWPPc_Cool_5B | 5
36804 | 84150 | UT | NWPPc | Cool | NWPPc_Cool_5B | 5
36805 | 84151 | UT | NWPPc | Cool | NWPPc_Cool_5B | 5
36806 | 84152 | UT | NWPPc | Cool | NWPPc_Cool_5B | 5
36807 | 84157 | UT | NWPPc | Cool | NWPPc_Cool_5B | 5
36808 | 84158 | UT | NWPPc | Cool | NWPPc_Cool_5B | 5
36809 | 84165 | UT | NWPPc | Cool | NWPPc_Cool_5B | 5
36810 | 84170 | UT | NWPPc | Cool | NWPPc_Cool_5B | 5
36811 | 84171 | UT | NWPPc | Cool | NWPPc_Cool_5B | 5
36812 | 84180 | UT | NWPPc | Cool | NWPPc_Cool_5B | 5
36813 | 84190 | UT | NWPPc | Cool | NWPPc_Cool_5B | 5
36814 | 84199 | UT | NWPPc | Cool | NWPPc_Cool_5B | 5
36815 | 84010 | UT | NWPPc | Cool | NWPPc_Cool_5B | 5
36816 | 84011 | UT | NWPPc | Cool | NWPPc_Cool_5B | 5
36817 | 84014 | UT | NWPPc | Cool | NWPPc_Cool_5B | 5
36818 | 84015 | UT | NWPPc | Cool | NWPPc_Cool_5B | 5
36819 | 84016 | UT | NWPPc | Cool | NWPPc_Cool_5B | 5
36820 | 84025 | UT | NWPPc | Cool | NWPPc_Cool_5B | 5
36821 | 84037 | UT | NWPPc | Cool | NWPPc_Cool_5B | 5
36822 | 84040 | UT | NWPPc | Cool | NWPPc_Cool_5B | 5
36823 | 84041 | UT | NWPPc | Cool | NWPPc_Cool_5B | 5
36824 | 84054 | UT | NWPPc | Cool | NWPPc_Cool_5B | 5
36825 | 84056 | UT | NWPPc | Cool | NWPPc_Cool_5B | 5
36826 | 84075 | UT | NWPPc | Cool | NWPPc_Cool_5B | 5
36827 | 84087 | UT | NWPPc | Cool | NWPPc_Cool_5B | 5
36828 | 84089 | UT | NWPPc | Cool | NWPPc_Cool_5B | 5
36829 | 84315 | UT | NWPPc | Cool | NWPPc_Cool_5B | 5
36830 | 84405 | UT | NWPPc | Cool | NWPPc_Cool_5B | 5
36831 | 84022 | UT | NWPPc | Cool | NWPPc_Cool_5B | 5
36832 | 84029 | UT | NWPPc | Cool | NWPPc_Cool_5B | 5
36833 | 84034 | UT | NWPPc | Cool | NWPPc_Cool_5B | 5
36834 | 84069 | UT | NWPPc | Cool | NWPPc_Cool_5B | 5
36835 | 84071 | UT | NWPPc | Cool | NWPPc_Cool_5B | 5
36836 | 84074 | UT | NWPPc | Cool | NWPPc_Cool_5B | 5
36837 | 84080 | UT | NWPPc | Cool | NWPPc_Cool_5B | 5
36838 | 84083 | UT | NWPPc | Cool | NWPPc_Cool_5B | 5
36839 | 84067 | UT | NWPPc | Cool | NWPPc_Cool_5B | 5
36840 | 84201 | UT | NWPPc | Cool | NWPPc_Cool_5B | 5
36841 | 84310 | UT | NWPPc | Cool | NWPPc_Cool_5B | 5
36842 | 84317 | UT | NWPPc | Cool | NWPPc_Cool_5B | 5
36843 | 84401 | UT | NWPPc | Cool | NWPPc_Cool_5B | 5
36844 | 84402 | UT | NWPPc | Cool | NWPPc_Cool_5B | 5
36845 | 84403 | UT | NWPPc | Cool | NWPPc_Cool_5B | 5
36846 | 84404 | UT | NWPPc | Cool | NWPPc_Cool_5B | 5
36847 | 84407 | UT | NWPPc | Cool | NWPPc_Cool_5B | 5
36848 | 84408 | UT | NWPPc | Cool | NWPPc_Cool_5B | 5
36849 | 84409 | UT | NWPPc | Cool | NWPPc_Cool_5B | 5
36850 | 84412 | UT | NWPPc | Cool | NWPPc_Cool_5B | 5
36851 | 84414 | UT | NWPPc | Cool | NWPPc_Cool_5B | 5
36852 | 84415 | UT | NWPPc | Cool | NWPPc_Cool_5B | 5
36853 | 84501 | UT | NWPPc | Cool | NWPPc_Cool_5B | 5
36854 | 84513 | UT | NWPPc | Cool | NWPPc_Cool_5B | 5
36855 | 84516 | UT | NWPPc | Cool | NWPPc_Cool_5B | 5
36856 | 84518 | UT | NWPPc | Cool | NWPPc_Cool_5B | 5
36857 | 84521 | UT | NWPPc | Cool | NWPPc_Cool_5B | 5
36858 | 84522 | UT | NWPPc | Cool | NWPPc_Cool_5B | 5
36859 | 84523 | UT | NWPPc | Cool | NWPPc_Cool_5B | 5
36860 | 84525 | UT | NWPPc | Cool | NWPPc_Cool_5B | 5
36861 | 84528 | UT | NWPPc | Cool | NWPPc_Cool_5B | 5
36862 | 84537 | UT | NWPPc | Cool | NWPPc_Cool_5B | 5
36863 | 84510 | UT | NWPPc | Cool | NWPPc_Cool_5B | 5
36864 | 84511 | UT | NWPPc | Cool | NWPPc_Cool_5B | 5
36865 | 84512 | UT | NWPPc | Cool | NWPPc_Cool_5B | 5
36866 | 84530 | UT | NWPPc | Cool | NWPPc_Cool_5B | 5
36867 | 84531 | UT | NWPPc | Cool | NWPPc_Cool_5B | 5
36868 | 84532 | UT | NWPPc | Cool | NWPPc_Cool_5B | 5
36869 | 84533 | UT | NWPPc | Cool | NWPPc_Cool_5B | 5
36870 | 84534 | UT | NWPPc | Cool | NWPPc_Cool_5B | 5
36871 | 84535 | UT | NWPPc | Cool | NWPPc_Cool_5B | 5
36872 | 84536 | UT | NWPPc | Cool | NWPPc_Cool_5B | 5
36873 | 84515 | UT | NWPPc | Cool | NWPPc_Cool_5B | 5
36874 | 84540 | UT | NWPPc | Cool | NWPPc_Cool_5B | 5
36875 | 84620 | UT | NWPPc | Cool | NWPPc_Cool_5B | 5
36876 | 84652 | UT | NWPPc | Cool | NWPPc_Cool_5B | 5
36877 | 84654 | UT | NWPPc | Cool | NWPPc_Cool_5B | 5
36878 | 84657 | UT | NWPPc | Cool | NWPPc_Cool_5B | 5
36879 | 84701 | UT | NWPPc | Cool | NWPPc_Cool_5B | 5
36880 | 84711 | UT | NWPPc | Cool | NWPPc_Cool_5B | 5
36881 | 84724 | UT | NWPPc | Cool | NWPPc_Cool_5B | 5
36882 | 84730 | UT | NWPPc | Cool | NWPPc_Cool_5B | 5
36883 | 84739 | UT | NWPPc | Cool | NWPPc_Cool_5B | 5
36884 | 84744 | UT | NWPPc | Cool | NWPPc_Cool_5B | 5
36885 | 84754 | UT | NWPPc | Cool | NWPPc_Cool_5B | 5
36886 | 84766 | UT | NWPPc | Cool | NWPPc_Cool_5B | 5
36887 | 84621 | UT | NWPPc | Cool | NWPPc_Cool_5B | 5
36888 | 84622 | UT | NWPPc | Cool | NWPPc_Cool_5B | 5
36889 | 84623 | UT | NWPPc | Cool | NWPPc_Cool_5B | 5
36890 | 84627 | UT | NWPPc | Cool | NWPPc_Cool_5B | 5
36891 | 84630 | UT | NWPPc | Cool | NWPPc_Cool_5B | 5
36892 | 84632 | UT | NWPPc | Cool | NWPPc_Cool_5B | 5
36893 | 84634 | UT | NWPPc | Cool | NWPPc_Cool_5B | 5
36894 | 84642 | UT | NWPPc | Cool | NWPPc_Cool_5B | 5
36895 | 84643 | UT | NWPPc | Cool | NWPPc_Cool_5B | 5
36896 | 84646 | UT | NWPPc | Cool | NWPPc_Cool_5B | 5
36897 | 84647 | UT | NWPPc | Cool | NWPPc_Cool_5B | 5
36898 | 84662 | UT | NWPPc | Cool | NWPPc_Cool_5B | 5
36899 | 84665 | UT | NWPPc | Cool | NWPPc_Cool_5B | 5
36900 | 84667 | UT | NWPPc | Cool | NWPPc_Cool_5B | 5
36901 | 84624 | UT | NWPPc | Cool | NWPPc_Cool_5B | 5
36902 | 84631 | UT | NWPPc | Cool | NWPPc_Cool_5B | 5
36903 | 84635 | UT | NWPPc | Cool | NWPPc_Cool_5B | 5
36904 | 84636 | UT | NWPPc | Cool | NWPPc_Cool_5B | 5
36905 | 84637 | UT | NWPPc | Cool | NWPPc_Cool_5B | 5
36906 | 84638 | UT | NWPPc | Cool | NWPPc_Cool_5B | 5
36907 | 84640 | UT | NWPPc | Cool | NWPPc_Cool_5B | 5
36908 | 84644 | UT | NWPPc | Cool | NWPPc_Cool_5B | 5
36909 | 84649 | UT | NWPPc | Cool | NWPPc_Cool_5B | 5
36910 | 84656 | UT | NWPPc | Cool | NWPPc_Cool_5B | 5
36911 | 84728 | UT | NWPPc | Cool | NWPPc_Cool_5B | 5
36912 | 84628 | UT | NWPPc | Cool | NWPPc_Cool_5B | 5
36913 | 84639 | UT | NWPPc | Cool | NWPPc_Cool_5B | 5
36914 | 84645 | UT | NWPPc | Cool | NWPPc_Cool_5B | 5
36915 | 84648 | UT | NWPPc | Cool | NWPPc_Cool_5B | 5
36916 | 84710 | UT | NWPPc | Cool | NWPPc_Cool_5B | 5
36917 | 84729 | UT | NWPPc | Cool | NWPPc_Cool_5B | 5
36918 | 84741 | UT | NWPPc | Cool | NWPPc_Cool_5B | 5
36919 | 84755 | UT | NWPPc | Cool | NWPPc_Cool_5B | 5
36920 | 84758 | UT | NWPPc | Cool | NWPPc_Cool_5B | 5
36921 | 84762 | UT | NWPPc | Cool | NWPPc_Cool_5B | 5
36922 | 84712 | UT | NWPPc | Cool | NWPPc_Cool_5B | 5
36923 | 84723 | UT | NWPPc | Cool | NWPPc_Cool_5B | 5
36924 | 84732 | UT | NWPPc | Cool | NWPPc_Cool_5B | 5
36925 | 84740 | UT | NWPPc | Cool | NWPPc_Cool_5B | 5
36926 | 84743 | UT | NWPPc | Cool | NWPPc_Cool_5B | 5
36927 | 84750 | UT | NWPPc | Cool | NWPPc_Cool_5B | 5
36928 | 84716 | UT | NWPPc | Cool | NWPPc_Cool_5B | 5
36929 | 84718 | UT | NWPPc | Cool | NWPPc_Cool_5B | 5
36930 | 84726 | UT | NWPPc | Cool | NWPPc_Cool_5B | 5
36931 | 84735 | UT | NWPPc | Cool | NWPPc_Cool_5B | 5
36932 | 84736 | UT | NWPPc | Cool | NWPPc_Cool_5B | 5
36933 | 84759 | UT | NWPPc | Cool | NWPPc_Cool_5B | 5
36934 | 84764 | UT | NWPPc | Cool | NWPPc_Cool_5B | 5
36935 | 84776 | UT | NWPPc | Cool | NWPPc_Cool_5B | 5
36936 | 84713 | UT | NWPPc | Cool | NWPPc_Cool_5B | 5
36937 | 84731 | UT | NWPPc | Cool | NWPPc_Cool_5B | 5
36938 | 84751 | UT | NWPPc | Cool | NWPPc_Cool_5B | 5
36939 | 84752 | UT | NWPPc | Cool | NWPPc_Cool_5B | 5
36940 | 84714 | UT | NWPPc | Cool | NWPPc_Cool_5B | 5
36941 | 84719 | UT | NWPPc | Cool | NWPPc_Cool_5B | 5
36942 | 84720 | UT | NWPPc | Cool | NWPPc_Cool_5B | 5
36943 | 84721 | UT | NWPPc | Cool | NWPPc_Cool_5B | 5
36944 | 84722 | UT | NWPPc | Cool | NWPPc_Cool_5B | 5
36945 | 84742 | UT | NWPPc | Cool | NWPPc_Cool_5B | 5
36946 | 84753 | UT | NWPPc | Cool | NWPPc_Cool_5B | 5
36947 | 84756 | UT | NWPPc | Cool | NWPPc_Cool_5B | 5
36948 | 84757 | UT | NWPPc | Cool | NWPPc_Cool_5B | 5
36949 | 84760 | UT | NWPPc | Cool | NWPPc_Cool_5B | 5
36950 | 84761 | UT | NWPPc | Cool | NWPPc_Cool_5B | 5
36951 | 84772 | UT | NWPPc | Cool | NWPPc_Cool_5B | 5
36952 | 84715 | UT | NWPPc | Cool | NWPPc_Cool_5B | 5
36953 | 84734 | UT | NWPPc | Cool | NWPPc_Cool_5B | 5
36954 | 84747 | UT | NWPPc | Cool | NWPPc_Cool_5B | 5
36955 | 84749 | UT | NWPPc | Cool | NWPPc_Cool_5B | 5
36956 | 84773 | UT | NWPPc | Cool | NWPPc_Cool_5B | 5
36957 | 84775 | UT | NWPPc | Cool | NWPPc_Cool_5B | 5
36958 | 85901 | AZ | AZNMc | Cool | AZNMc_Cool_5B | 5
36959 | 85920 | AZ | AZNMc | Cool | AZNMc_Cool_5B | 5
36960 | 85924 | AZ | AZNMc | Cool | AZNMc_Cool_5B | 5
36961 | 85925 | AZ | AZNMc | Cool | AZNMc_Cool_5B | 5
36962 | 85927 | AZ | AZNMc | Cool | AZNMc_Cool_5B | 5
36963 | 85930 | AZ | AZNMc | Cool | AZNMc_Cool_5B | 5
36964 | 85932 | AZ | AZNMc | Cool | AZNMc_Cool_5B | 5
36965 | 85936 | AZ | AZNMc | Cool | AZNMc_Cool_5B | 5
36966 | 85937 | AZ | AZNMc | Cool | AZNMc_Cool_5B | 5
36967 | 85938 | AZ | AZNMc | Cool | AZNMc_Cool_5B | 5
36968 | 85940 | AZ | AZNMc | Cool | AZNMc_Cool_5B | 5
36969 | 86028 | AZ | AZNMc | Cool | AZNMc_Cool_5B | 5
36970 | 86502 | AZ | AZNMc | Cool | AZNMc_Cool_5B | 5
36971 | 86503 | AZ | AZNMc | Cool | AZNMc_Cool_5B | 5
36972 | 86504 | AZ | AZNMc | Cool | AZNMc_Cool_5B | 5
36973 | 86505 | AZ | AZNMc | Cool | AZNMc_Cool_5B | 5
36974 | 86506 | AZ | AZNMc | Cool | AZNMc_Cool_5B | 5
36975 | 86507 | AZ | AZNMc | Cool | AZNMc_Cool_5B | 5
36976 | 86508 | AZ | AZNMc | Cool | AZNMc_Cool_5B | 5
36977 | 86511 | AZ | AZNMc | Cool | AZNMc_Cool_5B | 5
36978 | 86512 | AZ | AZNMc | Cool | AZNMc_Cool_5B | 5
36979 | 86514 | AZ | AZNMc | Cool | AZNMc_Cool_5B | 5
36980 | 86515 | AZ | AZNMc | Cool | AZNMc_Cool_5B | 5
36981 | 86535 | AZ | AZNMc | Cool | AZNMc_Cool_5B | 5
36982 | 86538 | AZ | AZNMc | Cool | AZNMc_Cool_5B | 5
36983 | 86540 | AZ | AZNMc | Cool | AZNMc_Cool_5B | 5
36984 | 86544 | AZ | AZNMc | Cool | AZNMc_Cool_5B | 5
36985 | 86545 | AZ | AZNMc | Cool | AZNMc_Cool_5B | 5
36986 | 86547 | AZ | AZNMc | Cool | AZNMc_Cool_5B | 5
36987 | 86556 | AZ | AZNMc | Cool | AZNMc_Cool_5B | 5
36988 | 85902 | AZ | AZNMc | Cool | AZNMc_Cool_5B | 5
36989 | 85911 | AZ | AZNMc | Cool | AZNMc_Cool_5B | 5
36990 | 85923 | AZ | AZNMc | Cool | AZNMc_Cool_5B | 5
36991 | 85926 | AZ | AZNMc | Cool | AZNMc_Cool_5B | 5
36992 | 85928 | AZ | AZNMc | Cool | AZNMc_Cool_5B | 5
36993 | 85929 | AZ | AZNMc | Cool | AZNMc_Cool_5B | 5
36994 | 85933 | AZ | AZNMc | Cool | AZNMc_Cool_5B | 5
36995 | 85934 | AZ | AZNMc | Cool | AZNMc_Cool_5B | 5
36996 | 85935 | AZ | AZNMc | Cool | AZNMc_Cool_5B | 5
36997 | 85939 | AZ | AZNMc | Cool | AZNMc_Cool_5B | 5
36998 | 85941 | AZ | AZNMc | Cool | AZNMc_Cool_5B | 5
36999 | 85942 | AZ | AZNMc | Cool | AZNMc_Cool_5B | 5
37000 | 86025 | AZ | AZNMc | Cool | AZNMc_Cool_5B | 5
37001 | 86029 | AZ | AZNMc | Cool | AZNMc_Cool_5B | 5
37002 | 86030 | AZ | AZNMc | Cool | AZNMc_Cool_5B | 5
37003 | 86031 | AZ | AZNMc | Cool | AZNMc_Cool_5B | 5
37004 | 86032 | AZ | AZNMc | Cool | AZNMc_Cool_5B | 5
37005 | 86033 | AZ | AZNMc | Cool | AZNMc_Cool_5B | 5
37006 | 86034 | AZ | AZNMc | Cool | AZNMc_Cool_5B | 5
37007 | 86039 | AZ | AZNMc | Cool | AZNMc_Cool_5B | 5
37008 | 86042 | AZ | AZNMc | Cool | AZNMc_Cool_5B | 5
37009 | 86043 | AZ | AZNMc | Cool | AZNMc_Cool_5B | 5
37010 | 86047 | AZ | AZNMc | Cool | AZNMc_Cool_5B | 5
37011 | 86054 | AZ | AZNMc | Cool | AZNMc_Cool_5B | 5
37012 | 86510 | AZ | AZNMc | Cool | AZNMc_Cool_5B | 5
37013 | 86520 | AZ | AZNMc | Cool | AZNMc_Cool_5B | 5
37014 | 85931 | AZ | AZNMc | Cool | AZNMc_Cool_5B | 5
37015 | 86001 | AZ | AZNMc | Cool | AZNMc_Cool_5B | 5
37016 | 86002 | AZ | AZNMc | Cool | AZNMc_Cool_5B | 5
37017 | 86003 | AZ | AZNMc | Cool | AZNMc_Cool_5B | 5
37018 | 86004 | AZ | AZNMc | Cool | AZNMc_Cool_5B | 5
37019 | 86005 | AZ | AZNMc | Cool | AZNMc_Cool_5B | 5
37020 | 86011 | AZ | AZNMc | Cool | AZNMc_Cool_5B | 5
37021 | 86015 | AZ | AZNMc | Cool | AZNMc_Cool_5B | 5
37022 | 86016 | AZ | AZNMc | Cool | AZNMc_Cool_5B | 5
37023 | 86017 | AZ | AZNMc | Cool | AZNMc_Cool_5B | 5
37024 | 86018 | AZ | AZNMc | Cool | AZNMc_Cool_5B | 5
37025 | 86020 | AZ | AZNMc | Cool | AZNMc_Cool_5B | 5
37026 | 86022 | AZ | AZNMc | Cool | AZNMc_Cool_5B | 5
37027 | 86023 | AZ | AZNMc | Cool | AZNMc_Cool_5B | 5
37028 | 86024 | AZ | AZNMc | Cool | AZNMc_Cool_5B | 5
37029 | 86035 | AZ | AZNMc | Cool | AZNMc_Cool_5B | 5
37030 | 86036 | AZ | AZNMc | Cool | AZNMc_Cool_5B | 5
37031 | 86038 | AZ | AZNMc | Cool | AZNMc_Cool_5B | 5
37032 | 86040 | AZ | AZNMc | Cool | AZNMc_Cool_5B | 5
37033 | 86044 | AZ | AZNMc | Cool | AZNMc_Cool_5B | 5
37034 | 86045 | AZ | AZNMc | Cool | AZNMc_Cool_5B | 5
37035 | 86052 | AZ | AZNMc | Cool | AZNMc_Cool_5B | 5
37036 | 86053 | AZ | AZNMc | Cool | AZNMc_Cool_5B | 5
37037 | 86339 | AZ | AZNMc | Cool | AZNMc_Cool_5B | 5
37038 | 86435 | AZ | AZNMc | Cool | AZNMc_Cool_5B | 5
37039 | 87001 | NM | AZNMc | Cool | AZNMc_Cool_5B | 5
37040 | 87004 | NM | AZNMc | Cool | AZNMc_Cool_5B | 5
37041 | 87013 | NM | AZNMc | Cool | AZNMc_Cool_5B | 5
37042 | 87018 | NM | AZNMc | Cool | AZNMc_Cool_5B | 5
37043 | 87024 | NM | AZNMc | Cool | AZNMc_Cool_5B | 5
37044 | 87025 | NM | AZNMc | Cool | AZNMc_Cool_5B | 5
37045 | 87027 | NM | AZNMc | Cool | AZNMc_Cool_5B | 5
37046 | 87041 | NM | AZNMc | Cool | AZNMc_Cool_5B | 5
37047 | 87043 | NM | AZNMc | Cool | AZNMc_Cool_5B | 5
37048 | 87044 | NM | AZNMc | Cool | AZNMc_Cool_5B | 5
37049 | 87046 | NM | AZNMc | Cool | AZNMc_Cool_5B | 5
37050 | 87047 | NM | AZNMc | Cool | AZNMc_Cool_5B | 5
37051 | 87048 | NM | AZNMc | Cool | AZNMc_Cool_5B | 5
37052 | 87052 | NM | AZNMc | Cool | AZNMc_Cool_5B | 5
37053 | 87053 | NM | AZNMc | Cool | AZNMc_Cool_5B | 5
37054 | 87072 | NM | AZNMc | Cool | AZNMc_Cool_5B | 5
37055 | 87083 | NM | AZNMc | Cool | AZNMc_Cool_5B | 5
37056 | 87122 | NM | AZNMc | Cool | AZNMc_Cool_5B | 5
37057 | 87124 | NM | AZNMc | Cool | AZNMc_Cool_5B | 5
37058 | 87144 | NM | AZNMc | Cool | AZNMc_Cool_5B | 5
37059 | 87174 | NM | AZNMc | Cool | AZNMc_Cool_5B | 5
37060 | 87544 | NM | AZNMc | Cool | AZNMc_Cool_5B | 5
37061 | 87009 | NM | AZNMc | Cool | AZNMc_Cool_5B | 5
37062 | 87032 | NM | AZNMc | Cool | AZNMc_Cool_5B | 5
37063 | 87036 | NM | AZNMc | Cool | AZNMc_Cool_5B | 5
37064 | 87061 | NM | AZNMc | Cool | AZNMc_Cool_5B | 5
37065 | 87063 | NM | AZNMc | Cool | AZNMc_Cool_5B | 5
37066 | 87070 | NM | AZNMc | Cool | AZNMc_Cool_5B | 5
37067 | 88318 | NM | AZNMc | Cool | AZNMc_Cool_5B | 5
37068 | 88321 | NM | AZNMc | Cool | AZNMc_Cool_5B | 5
37069 | 87010 | NM | AZNMc | Cool | AZNMc_Cool_5B | 5
37070 | 87056 | NM | AZNMc | Cool | AZNMc_Cool_5B | 5
37071 | 87501 | NM | AZNMc | Cool | AZNMc_Cool_5B | 5
37072 | 87502 | NM | AZNMc | Cool | AZNMc_Cool_5B | 5
37073 | 87504 | NM | AZNMc | Cool | AZNMc_Cool_5B | 5
37074 | 87505 | NM | AZNMc | Cool | AZNMc_Cool_5B | 5
37075 | 87506 | NM | AZNMc | Cool | AZNMc_Cool_5B | 5
37076 | 87507 | NM | AZNMc | Cool | AZNMc_Cool_5B | 5
37077 | 87508 | NM | AZNMc | Cool | AZNMc_Cool_5B | 5
37078 | 87522 | NM | AZNMc | Cool | AZNMc_Cool_5B | 5
37079 | 87532 | NM | AZNMc | Cool | AZNMc_Cool_5B | 5
37080 | 87535 | NM | AZNMc | Cool | AZNMc_Cool_5B | 5
37081 | 87540 | NM | AZNMc | Cool | AZNMc_Cool_5B | 5
37082 | 87552 | NM | AZNMc | Cool | AZNMc_Cool_5B | 5
37083 | 87567 | NM | AZNMc | Cool | AZNMc_Cool_5B | 5
37084 | 87574 | NM | AZNMc | Cool | AZNMc_Cool_5B | 5
37085 | 87592 | NM | AZNMc | Cool | AZNMc_Cool_5B | 5
37086 | 87594 | NM | AZNMc | Cool | AZNMc_Cool_5B | 5
37087 | 87012 | NM | AZNMc | Cool | AZNMc_Cool_5B | 5
37088 | 87017 | NM | AZNMc | Cool | AZNMc_Cool_5B | 5
37089 | 87029 | NM | AZNMc | Cool | AZNMc_Cool_5B | 5
37090 | 87064 | NM | AZNMc | Cool | AZNMc_Cool_5B | 5
37091 | 87412 | NM | AZNMc | Cool | AZNMc_Cool_5B | 5
37092 | 87510 | NM | AZNMc | Cool | AZNMc_Cool_5B | 5
37093 | 87511 | NM | AZNMc | Cool | AZNMc_Cool_5B | 5
37094 | 87515 | NM | AZNMc | Cool | AZNMc_Cool_5B | 5
37095 | 87516 | NM | AZNMc | Cool | AZNMc_Cool_5B | 5
37096 | 87518 | NM | AZNMc | Cool | AZNMc_Cool_5B | 5
37097 | 87520 | NM | AZNMc | Cool | AZNMc_Cool_5B | 5
37098 | 87521 | NM | AZNMc | Cool | AZNMc_Cool_5B | 5
37099 | 87523 | NM | AZNMc | Cool | AZNMc_Cool_5B | 5
37100 | 87527 | NM | AZNMc | Cool | AZNMc_Cool_5B | 5
37101 | 87528 | NM | AZNMc | Cool | AZNMc_Cool_5B | 5
37102 | 87530 | NM | AZNMc | Cool | AZNMc_Cool_5B | 5
37103 | 87531 | NM | AZNMc | Cool | AZNMc_Cool_5B | 5
37104 | 87537 | NM | AZNMc | Cool | AZNMc_Cool_5B | 5
37105 | 87539 | NM | AZNMc | Cool | AZNMc_Cool_5B | 5
37106 | 87548 | NM | AZNMc | Cool | AZNMc_Cool_5B | 5
37107 | 87551 | NM | AZNMc | Cool | AZNMc_Cool_5B | 5
37108 | 87554 | NM | AZNMc | Cool | AZNMc_Cool_5B | 5
37109 | 87566 | NM | AZNMc | Cool | AZNMc_Cool_5B | 5
37110 | 87575 | NM | AZNMc | Cool | AZNMc_Cool_5B | 5
37111 | 87577 | NM | AZNMc | Cool | AZNMc_Cool_5B | 5
37112 | 87578 | NM | AZNMc | Cool | AZNMc_Cool_5B | 5
37113 | 87581 | NM | AZNMc | Cool | AZNMc_Cool_5B | 5
37114 | 87582 | NM | AZNMc | Cool | AZNMc_Cool_5B | 5
37115 | 87301 | NM | AZNMc | Cool | AZNMc_Cool_5B | 5
37116 | 87302 | NM | AZNMc | Cool | AZNMc_Cool_5B | 5
37117 | 87305 | NM | AZNMc | Cool | AZNMc_Cool_5B | 5
37118 | 87310 | NM | AZNMc | Cool | AZNMc_Cool_5B | 5
37119 | 87311 | NM | AZNMc | Cool | AZNMc_Cool_5B | 5
37120 | 87312 | NM | AZNMc | Cool | AZNMc_Cool_5B | 5
37121 | 87313 | NM | AZNMc | Cool | AZNMc_Cool_5B | 5
37122 | 87316 | NM | AZNMc | Cool | AZNMc_Cool_5B | 5
37123 | 87317 | NM | AZNMc | Cool | AZNMc_Cool_5B | 5
37124 | 87319 | NM | AZNMc | Cool | AZNMc_Cool_5B | 5
37125 | 87320 | NM | AZNMc | Cool | AZNMc_Cool_5B | 5
37126 | 87322 | NM | AZNMc | Cool | AZNMc_Cool_5B | 5
37127 | 87325 | NM | AZNMc | Cool | AZNMc_Cool_5B | 5
37128 | 87326 | NM | AZNMc | Cool | AZNMc_Cool_5B | 5
37129 | 87327 | NM | AZNMc | Cool | AZNMc_Cool_5B | 5
37130 | 87328 | NM | AZNMc | Cool | AZNMc_Cool_5B | 5
37131 | 87347 | NM | AZNMc | Cool | AZNMc_Cool_5B | 5
37132 | 87365 | NM | AZNMc | Cool | AZNMc_Cool_5B | 5
37133 | 87375 | NM | AZNMc | Cool | AZNMc_Cool_5B | 5
37134 | 87037 | NM | AZNMc | Cool | AZNMc_Cool_5B | 5
37135 | 87364 | NM | AZNMc | Cool | AZNMc_Cool_5B | 5
37136 | 87401 | NM | AZNMc | Cool | AZNMc_Cool_5B | 5
37137 | 87402 | NM | AZNMc | Cool | AZNMc_Cool_5B | 5
37138 | 87410 | NM | AZNMc | Cool | AZNMc_Cool_5B | 5
37139 | 87413 | NM | AZNMc | Cool | AZNMc_Cool_5B | 5
37140 | 87415 | NM | AZNMc | Cool | AZNMc_Cool_5B | 5
37141 | 87416 | NM | AZNMc | Cool | AZNMc_Cool_5B | 5
37142 | 87417 | NM | AZNMc | Cool | AZNMc_Cool_5B | 5
37143 | 87418 | NM | AZNMc | Cool | AZNMc_Cool_5B | 5
37144 | 87419 | NM | AZNMc | Cool | AZNMc_Cool_5B | 5
37145 | 87420 | NM | AZNMc | Cool | AZNMc_Cool_5B | 5
37146 | 87421 | NM | AZNMc | Cool | AZNMc_Cool_5B | 5
37147 | 87455 | NM | AZNMc | Cool | AZNMc_Cool_5B | 5
37148 | 87461 | NM | AZNMc | Cool | AZNMc_Cool_5B | 5
37149 | 87499 | NM | AZNMc | Cool | AZNMc_Cool_5B | 5
37150 | 87547 | NM | AZNMc | Cool | AZNMc_Cool_5B | 5
37151 | 87512 | NM | AZNMc | Cool | AZNMc_Cool_5B | 5
37152 | 87513 | NM | AZNMc | Cool | AZNMc_Cool_5B | 5
37153 | 87514 | NM | AZNMc | Cool | AZNMc_Cool_5B | 5
37154 | 87517 | NM | AZNMc | Cool | AZNMc_Cool_5B | 5
37155 | 87519 | NM | AZNMc | Cool | AZNMc_Cool_5B | 5
37156 | 87524 | NM | AZNMc | Cool | AZNMc_Cool_5B | 5
37157 | 87525 | NM | AZNMc | Cool | AZNMc_Cool_5B | 5
37158 | 87529 | NM | AZNMc | Cool | AZNMc_Cool_5B | 5
37159 | 87543 | NM | AZNMc | Cool | AZNMc_Cool_5B | 5
37160 | 87549 | NM | AZNMc | Cool | AZNMc_Cool_5B | 5
37161 | 87553 | NM | AZNMc | Cool | AZNMc_Cool_5B | 5
37162 | 87556 | NM | AZNMc | Cool | AZNMc_Cool_5B | 5
37163 | 87557 | NM | AZNMc | Cool | AZNMc_Cool_5B | 5
37164 | 87558 | NM | AZNMc | Cool | AZNMc_Cool_5B | 5
37165 | 87564 | NM | AZNMc | Cool | AZNMc_Cool_5B | 5
37166 | 87571 | NM | AZNMc | Cool | AZNMc_Cool_5B | 5
37167 | 87576 | NM | AZNMc | Cool | AZNMc_Cool_5B | 5
37168 | 87579 | NM | AZNMc | Cool | AZNMc_Cool_5B | 5
37169 | 87580 | NM | AZNMc | Cool | AZNMc_Cool_5B | 5
37170 | 87538 | NM | AZNMc | Cool | AZNMc_Cool_5B | 5
37171 | 87560 | NM | AZNMc | Cool | AZNMc_Cool_5B | 5
37172 | 87562 | NM | AZNMc | Cool | AZNMc_Cool_5B | 5
37173 | 87565 | NM | AZNMc | Cool | AZNMc_Cool_5B | 5
37174 | 87569 | NM | AZNMc | Cool | AZNMc_Cool_5B | 5
37175 | 87573 | NM | AZNMc | Cool | AZNMc_Cool_5B | 5
37176 | 87583 | NM | AZNMc | Cool | AZNMc_Cool_5B | 5
37177 | 87701 | NM | AZNMc | Cool | AZNMc_Cool_5B | 5
37178 | 87711 | NM | AZNMc | Cool | AZNMc_Cool_5B | 5
37179 | 87731 | NM | AZNMc | Cool | AZNMc_Cool_5B | 5
37180 | 87742 | NM | AZNMc | Cool | AZNMc_Cool_5B | 5
37181 | 87745 | NM | AZNMc | Cool | AZNMc_Cool_5B | 5
37182 | 87746 | NM | AZNMc | Cool | AZNMc_Cool_5B | 5
37183 | 88416 | NM | AZNMc | Cool | AZNMc_Cool_5B | 5
37184 | 88421 | NM | AZNMc | Cool | AZNMc_Cool_5B | 5
37185 | 88439 | NM | AZNMc | Cool | AZNMc_Cool_5B | 5
37186 | 87710 | NM | AZNMc | Cool | AZNMc_Cool_5B | 5
37187 | 87714 | NM | AZNMc | Cool | AZNMc_Cool_5B | 5
37188 | 87718 | NM | AZNMc | Cool | AZNMc_Cool_5B | 5
37189 | 87728 | NM | AZNMc | Cool | AZNMc_Cool_5B | 5
37190 | 87729 | NM | AZNMc | Cool | AZNMc_Cool_5B | 5
37191 | 87740 | NM | AZNMc | Cool | AZNMc_Cool_5B | 5
37192 | 87747 | NM | AZNMc | Cool | AZNMc_Cool_5B | 5
37193 | 87749 | NM | AZNMc | Cool | AZNMc_Cool_5B | 5
37194 | 88419 | NM | AZNMc | Cool | AZNMc_Cool_5B | 5
37195 | 88422 | NM | AZNMc | Cool | AZNMc_Cool_5B | 5
37196 | 87712 | NM | AZNMc | Cool | AZNMc_Cool_5B | 5
37197 | 87713 | NM | AZNMc | Cool | AZNMc_Cool_5B | 5
37198 | 87715 | NM | AZNMc | Cool | AZNMc_Cool_5B | 5
37199 | 87722 | NM | AZNMc | Cool | AZNMc_Cool_5B | 5
37200 | 87723 | NM | AZNMc | Cool | AZNMc_Cool_5B | 5
37201 | 87732 | NM | AZNMc | Cool | AZNMc_Cool_5B | 5
37202 | 87734 | NM | AZNMc | Cool | AZNMc_Cool_5B | 5
37203 | 87735 | NM | AZNMc | Cool | AZNMc_Cool_5B | 5
37204 | 87736 | NM | AZNMc | Cool | AZNMc_Cool_5B | 5
37205 | 87750 | NM | AZNMc | Cool | AZNMc_Cool_5B | 5
37206 | 87752 | NM | AZNMc | Cool | AZNMc_Cool_5B | 5
37207 | 87753 | NM | AZNMc | Cool | AZNMc_Cool_5B | 5
37208 | 87730 | NM | AZNMc | Cool | AZNMc_Cool_5B | 5
37209 | 87733 | NM | AZNMc | Cool | AZNMc_Cool_5B | 5
37210 | 87743 | NM | AZNMc | Cool | AZNMc_Cool_5B | 5
37211 | 88410 | NM | AZNMc | Cool | AZNMc_Cool_5B | 5
37212 | 88415 | NM | AZNMc | Cool | AZNMc_Cool_5B | 5
37213 | 88426 | NM | AZNMc | Cool | AZNMc_Cool_5B | 5
37214 | 88430 | NM | AZNMc | Cool | AZNMc_Cool_5B | 5
37215 | 87820 | NM | AZNMc | Cool | AZNMc_Cool_5B | 5
37216 | 87821 | NM | AZNMc | Cool | AZNMc_Cool_5B | 5
37217 | 87824 | NM | AZNMc | Cool | AZNMc_Cool_5B | 5
37218 | 87827 | NM | AZNMc | Cool | AZNMc_Cool_5B | 5
37219 | 87829 | NM | AZNMc | Cool | AZNMc_Cool_5B | 5
37220 | 87830 | NM | AZNMc | Cool | AZNMc_Cool_5B | 5
37221 | 88039 | NM | AZNMc | Cool | AZNMc_Cool_5B | 5
37222 | 89001 | NV | NWPPc | Cool | NWPPc_Cool_5B | 5
37223 | 89008 | NV | NWPPc | Cool | NWPPc_Cool_5B | 5
37224 | 89017 | NV | NWPPc | Cool | NWPPc_Cool_5B | 5
37225 | 89042 | NV | NWPPc | Cool | NWPPc_Cool_5B | 5
37226 | 89043 | NV | NWPPc | Cool | NWPPc_Cool_5B | 5
37227 | 89003 | NV | NWPPc | Cool | NWPPc_Cool_5B | 5
37228 | 89020 | NV | NWPPc | Cool | NWPPc_Cool_5B | 5
37229 | 89022 | NV | NWPPc | Cool | NWPPc_Cool_5B | 5
37230 | 89023 | NV | NWPPc | Cool | NWPPc_Cool_5B | 5
37231 | 89041 | NV | NWPPc | Cool | NWPPc_Cool_5B | 5
37232 | 89045 | NV | NWPPc | Cool | NWPPc_Cool_5B | 5
37233 | 89048 | NV | NWPPc | Cool | NWPPc_Cool_5B | 5
37234 | 89049 | NV | NWPPc | Cool | NWPPc_Cool_5B | 5
37235 | 89060 | NV | NWPPc | Cool | NWPPc_Cool_5B | 5
37236 | 89061 | NV | NWPPc | Cool | NWPPc_Cool_5B | 5
37237 | 89409 | NV | NWPPc | Cool | NWPPc_Cool_5B | 5
37238 | 89010 | NV | NWPPc | Cool | NWPPc_Cool_5B | 5
37239 | 89013 | NV | NWPPc | Cool | NWPPc_Cool_5B | 5
37240 | 89047 | NV | NWPPc | Cool | NWPPc_Cool_5B | 5
37241 | 89301 | NV | NWPPc | Cool | NWPPc_Cool_5B | 5
37242 | 89311 | NV | NWPPc | Cool | NWPPc_Cool_5B | 5
37243 | 89314 | NV | NWPPc | Cool | NWPPc_Cool_5B | 5
37244 | 89317 | NV | NWPPc | Cool | NWPPc_Cool_5B | 5
37245 | 89318 | NV | NWPPc | Cool | NWPPc_Cool_5B | 5
37246 | 89319 | NV | NWPPc | Cool | NWPPc_Cool_5B | 5
37247 | 89310 | NV | NWPPc | Cool | NWPPc_Cool_5B | 5
37248 | 89820 | NV | NWPPc | Cool | NWPPc_Cool_5B | 5
37249 | 89316 | NV | NWPPc | Cool | NWPPc_Cool_5B | 5
37250 | 89821 | NV | NWPPc | Cool | NWPPc_Cool_5B | 5
37251 | 89402 | NV | NWPPc | Cool | NWPPc_Cool_5B | 5
37252 | 89412 | NV | NWPPc | Cool | NWPPc_Cool_5B | 5
37253 | 89424 | NV | NWPPc | Cool | NWPPc_Cool_5B | 5
37254 | 89431 | NV | NWPPc | Cool | NWPPc_Cool_5B | 5
37255 | 89432 | NV | NWPPc | Cool | NWPPc_Cool_5B | 5
37256 | 89433 | NV | NWPPc | Cool | NWPPc_Cool_5B | 5
37257 | 89434 | NV | NWPPc | Cool | NWPPc_Cool_5B | 5
37258 | 89435 | NV | NWPPc | Cool | NWPPc_Cool_5B | 5
37259 | 89436 | NV | NWPPc | Cool | NWPPc_Cool_5B | 5
37260 | 89439 | NV | NWPPc | Cool | NWPPc_Cool_5B | 5
37261 | 89441 | NV | NWPPc | Cool | NWPPc_Cool_5B | 5
37262 | 89442 | NV | NWPPc | Cool | NWPPc_Cool_5B | 5
37263 | 89450 | NV | NWPPc | Cool | NWPPc_Cool_5B | 5
37264 | 89451 | NV | NWPPc | Cool | NWPPc_Cool_5B | 5
37265 | 89501 | NV | NWPPc | Cool | NWPPc_Cool_5B | 5
37266 | 89502 | NV | NWPPc | Cool | NWPPc_Cool_5B | 5
37267 | 89503 | NV | NWPPc | Cool | NWPPc_Cool_5B | 5
37268 | 89504 | NV | NWPPc | Cool | NWPPc_Cool_5B | 5
37269 | 89505 | NV | NWPPc | Cool | NWPPc_Cool_5B | 5
37270 | 89506 | NV | NWPPc | Cool | NWPPc_Cool_5B | 5
37271 | 89507 | NV | NWPPc | Cool | NWPPc_Cool_5B | 5
37272 | 89508 | NV | NWPPc | Cool | NWPPc_Cool_5B | 5
37273 | 89509 | NV | NWPPc | Cool | NWPPc_Cool_5B | 5
37274 | 89510 | NV | NWPPc | Cool | NWPPc_Cool_5B | 5
37275 | 89511 | NV | NWPPc | Cool | NWPPc_Cool_5B | 5
37276 | 89512 | NV | NWPPc | Cool | NWPPc_Cool_5B | 5
37277 | 89513 | NV | NWPPc | Cool | NWPPc_Cool_5B | 5
37278 | 89515 | NV | NWPPc | Cool | NWPPc_Cool_5B | 5
37279 | 89519 | NV | NWPPc | Cool | NWPPc_Cool_5B | 5
37280 | 89521 | NV | NWPPc | Cool | NWPPc_Cool_5B | 5
37281 | 89523 | NV | NWPPc | Cool | NWPPc_Cool_5B | 5
37282 | 89533 | NV | NWPPc | Cool | NWPPc_Cool_5B | 5
37283 | 89557 | NV | NWPPc | Cool | NWPPc_Cool_5B | 5
37284 | 89570 | NV | NWPPc | Cool | NWPPc_Cool_5B | 5
37285 | 89595 | NV | NWPPc | Cool | NWPPc_Cool_5B | 5
37286 | 89599 | NV | NWPPc | Cool | NWPPc_Cool_5B | 5
37287 | 89703 | NV | NWPPc | Cool | NWPPc_Cool_5B | 5
37288 | 89704 | NV | NWPPc | Cool | NWPPc_Cool_5B | 5
37289 | 89403 | NV | NWPPc | Cool | NWPPc_Cool_5B | 5
37290 | 89437 | NV | NWPPc | Cool | NWPPc_Cool_5B | 5
37291 | 89440 | NV | NWPPc | Cool | NWPPc_Cool_5B | 5
37292 | 89406 | NV | NWPPc | Cool | NWPPc_Cool_5B | 5
37293 | 89408 | NV | NWPPc | Cool | NWPPc_Cool_5B | 5
37294 | 89428 | NV | NWPPc | Cool | NWPPc_Cool_5B | 5
37295 | 89429 | NV | NWPPc | Cool | NWPPc_Cool_5B | 5
37296 | 89430 | NV | NWPPc | Cool | NWPPc_Cool_5B | 5
37297 | 89444 | NV | NWPPc | Cool | NWPPc_Cool_5B | 5
37298 | 89447 | NV | NWPPc | Cool | NWPPc_Cool_5B | 5
37299 | 89706 | NV | NWPPc | Cool | NWPPc_Cool_5B | 5
37300 | 89404 | NV | NWPPc | Cool | NWPPc_Cool_5B | 5
37301 | 89414 | NV | NWPPc | Cool | NWPPc_Cool_5B | 5
37302 | 89421 | NV | NWPPc | Cool | NWPPc_Cool_5B | 5
37303 | 89425 | NV | NWPPc | Cool | NWPPc_Cool_5B | 5
37304 | 89426 | NV | NWPPc | Cool | NWPPc_Cool_5B | 5
37305 | 89438 | NV | NWPPc | Cool | NWPPc_Cool_5B | 5
37306 | 89445 | NV | NWPPc | Cool | NWPPc_Cool_5B | 5
37307 | 89446 | NV | NWPPc | Cool | NWPPc_Cool_5B | 5
37308 | 89418 | NV | NWPPc | Cool | NWPPc_Cool_5B | 5
37309 | 89419 | NV | NWPPc | Cool | NWPPc_Cool_5B | 5
37310 | 89407 | NV | NWPPc | Cool | NWPPc_Cool_5B | 5
37311 | 89496 | NV | NWPPc | Cool | NWPPc_Cool_5B | 5
37312 | 89410 | NV | NWPPc | Cool | NWPPc_Cool_5B | 5
37313 | 89411 | NV | NWPPc | Cool | NWPPc_Cool_5B | 5
37314 | 89413 | NV | NWPPc | Cool | NWPPc_Cool_5B | 5
37315 | 89423 | NV | NWPPc | Cool | NWPPc_Cool_5B | 5
37316 | 89448 | NV | NWPPc | Cool | NWPPc_Cool_5B | 5
37317 | 89449 | NV | NWPPc | Cool | NWPPc_Cool_5B | 5
37318 | 89460 | NV | NWPPc | Cool | NWPPc_Cool_5B | 5
37319 | 89701 | NV | NWPPc | Cool | NWPPc_Cool_5B | 5
37320 | 89705 | NV | NWPPc | Cool | NWPPc_Cool_5B | 5
37321 | 89415 | NV | NWPPc | Cool | NWPPc_Cool_5B | 5
37322 | 89420 | NV | NWPPc | Cool | NWPPc_Cool_5B | 5
37323 | 89422 | NV | NWPPc | Cool | NWPPc_Cool_5B | 5
37324 | 89427 | NV | NWPPc | Cool | NWPPc_Cool_5B | 5
37325 | 89702 | NV | NWPPc | Cool | NWPPc_Cool_5B | 5
37326 | 89711 | NV | NWPPc | Cool | NWPPc_Cool_5B | 5
37327 | 89712 | NV | NWPPc | Cool | NWPPc_Cool_5B | 5
37328 | 89713 | NV | NWPPc | Cool | NWPPc_Cool_5B | 5
37329 | 89714 | NV | NWPPc | Cool | NWPPc_Cool_5B | 5
37330 | 89721 | NV | NWPPc | Cool | NWPPc_Cool_5B | 5
37331 | 89801 | NV | NWPPc | Cool | NWPPc_Cool_5B | 5
37332 | 89803 | NV | NWPPc | Cool | NWPPc_Cool_5B | 5
37333 | 89815 | NV | NWPPc | Cool | NWPPc_Cool_5B | 5
37334 | 89822 | NV | NWPPc | Cool | NWPPc_Cool_5B | 5
37335 | 89823 | NV | NWPPc | Cool | NWPPc_Cool_5B | 5
37336 | 89825 | NV | NWPPc | Cool | NWPPc_Cool_5B | 5
37337 | 89826 | NV | NWPPc | Cool | NWPPc_Cool_5B | 5
37338 | 89828 | NV | NWPPc | Cool | NWPPc_Cool_5B | 5
37339 | 89830 | NV | NWPPc | Cool | NWPPc_Cool_5B | 5
37340 | 89831 | NV | NWPPc | Cool | NWPPc_Cool_5B | 5
37341 | 89832 | NV | NWPPc | Cool | NWPPc_Cool_5B | 5
37342 | 89833 | NV | NWPPc | Cool | NWPPc_Cool_5B | 5
37343 | 89834 | NV | NWPPc | Cool | NWPPc_Cool_5B | 5
37344 | 89835 | NV | NWPPc | Cool | NWPPc_Cool_5B | 5
37345 | 89883 | NV | NWPPc | Cool | NWPPc_Cool_5B | 5
37346 | 96014 | CA | NWPPc | Cool | NWPPc_Cool_5B | 5
37347 | 96023 | CA | NWPPc | Cool | NWPPc_Cool_5B | 5
37348 | 96025 | CA | NWPPc | Cool | NWPPc_Cool_5B | 5
37349 | 96027 | CA | NWPPc | Cool | NWPPc_Cool_5B | 5
37350 | 96031 | CA | NWPPc | Cool | NWPPc_Cool_5B | 5
37351 | 96032 | CA | NWPPc | Cool | NWPPc_Cool_5B | 5
37352 | 96034 | CA | NWPPc | Cool | NWPPc_Cool_5B | 5
37353 | 96037 | CA | NWPPc | Cool | NWPPc_Cool_5B | 5
37354 | 96038 | CA | NWPPc | Cool | NWPPc_Cool_5B | 5
37355 | 96039 | CA | NWPPc | Cool | NWPPc_Cool_5B | 5
37356 | 96044 | CA | NWPPc | Cool | NWPPc_Cool_5B | 5
37357 | 96050 | CA | NWPPc | Cool | NWPPc_Cool_5B | 5
37358 | 96057 | CA | NWPPc | Cool | NWPPc_Cool_5B | 5
37359 | 96058 | CA | NWPPc | Cool | NWPPc_Cool_5B | 5
37360 | 96064 | CA | NWPPc | Cool | NWPPc_Cool_5B | 5
37361 | 96067 | CA | NWPPc | Cool | NWPPc_Cool_5B | 5
37362 | 96085 | CA | NWPPc | Cool | NWPPc_Cool_5B | 5
37363 | 96086 | CA | NWPPc | Cool | NWPPc_Cool_5B | 5
37364 | 96094 | CA | NWPPc | Cool | NWPPc_Cool_5B | 5
37365 | 96097 | CA | NWPPc | Cool | NWPPc_Cool_5B | 5
37366 | 96134 | CA | NWPPc | Cool | NWPPc_Cool_5B | 5
37367 | 95602 | CA | CAMXc | Cool | CAMXc_Cool_5B | 5
37368 | 95712 | CA | CAMXc | Cool | CAMXc_Cool_5B | 5
37369 | 95724 | CA | CAMXc | Cool | CAMXc_Cool_5B | 5
37370 | 95728 | CA | CAMXc | Cool | CAMXc_Cool_5B | 5
37371 | 95924 | CA | CAMXc | Cool | CAMXc_Cool_5B | 5
37372 | 95945 | CA | CAMXc | Cool | CAMXc_Cool_5B | 5
37373 | 95946 | CA | CAMXc | Cool | CAMXc_Cool_5B | 5
37374 | 95949 | CA | CAMXc | Cool | CAMXc_Cool_5B | 5
37375 | 95959 | CA | CAMXc | Cool | CAMXc_Cool_5B | 5
37376 | 95960 | CA | CAMXc | Cool | CAMXc_Cool_5B | 5
37377 | 95975 | CA | CAMXc | Cool | CAMXc_Cool_5B | 5
37378 | 95977 | CA | CAMXc | Cool | CAMXc_Cool_5B | 5
37379 | 95986 | CA | CAMXc | Cool | CAMXc_Cool_5B | 5
37380 | 96111 | CA | CAMXc | Cool | CAMXc_Cool_5B | 5
37381 | 96160 | CA | CAMXc | Cool | CAMXc_Cool_5B | 5
37382 | 96161 | CA | CAMXc | Cool | CAMXc_Cool_5B | 5
37383 | 96162 | CA | CAMXc | Cool | CAMXc_Cool_5B | 5
37384 | 95910 | CA | CAMXc | Cool | CAMXc_Cool_5B | 5
37385 | 95936 | CA | CAMXc | Cool | CAMXc_Cool_5B | 5
37386 | 95944 | CA | CAMXc | Cool | CAMXc_Cool_5B | 5
37387 | 96118 | CA | CAMXc | Cool | CAMXc_Cool_5B | 5
37388 | 96124 | CA | CAMXc | Cool | CAMXc_Cool_5B | 5
37389 | 96125 | CA | CAMXc | Cool | CAMXc_Cool_5B | 5
37390 | 96126 | CA | CAMXc | Cool | CAMXc_Cool_5B | 5
37391 | 95915 | CA | CAMXc | Cool | CAMXc_Cool_5B | 5
37392 | 95923 | CA | CAMXc | Cool | CAMXc_Cool_5B | 5
37393 | 95934 | CA | CAMXc | Cool | CAMXc_Cool_5B | 5
37394 | 95947 | CA | CAMXc | Cool | CAMXc_Cool_5B | 5
37395 | 95956 | CA | CAMXc | Cool | CAMXc_Cool_5B | 5
37396 | 95971 | CA | CAMXc | Cool | CAMXc_Cool_5B | 5
37397 | 95980 | CA | CAMXc | Cool | CAMXc_Cool_5B | 5
37398 | 95983 | CA | CAMXc | Cool | CAMXc_Cool_5B | 5
37399 | 95984 | CA | CAMXc | Cool | CAMXc_Cool_5B | 5
37400 | 96020 | CA | CAMXc | Cool | CAMXc_Cool_5B | 5
37401 | 96103 | CA | CAMXc | Cool | CAMXc_Cool_5B | 5
37402 | 96105 | CA | CAMXc | Cool | CAMXc_Cool_5B | 5
37403 | 96106 | CA | CAMXc | Cool | CAMXc_Cool_5B | 5
37404 | 96114 | CA | CAMXc | Cool | CAMXc_Cool_5B | 5
37405 | 96122 | CA | CAMXc | Cool | CAMXc_Cool_5B | 5
37406 | 96129 | CA | CAMXc | Cool | CAMXc_Cool_5B | 5
37407 | 96135 | CA | CAMXc | Cool | CAMXc_Cool_5B | 5
37408 | 96137 | CA | CAMXc | Cool | CAMXc_Cool_5B | 5
37409 | 96006 | CA | NWPPc | Cool | NWPPc_Cool_5B | 5
37410 | 96015 | CA | NWPPc | Cool | NWPPc_Cool_5B | 5
37411 | 96054 | CA | NWPPc | Cool | NWPPc_Cool_5B | 5
37412 | 96101 | CA | NWPPc | Cool | NWPPc_Cool_5B | 5
37413 | 96104 | CA | NWPPc | Cool | NWPPc_Cool_5B | 5
37414 | 96108 | CA | NWPPc | Cool | NWPPc_Cool_5B | 5
37415 | 96110 | CA | NWPPc | Cool | NWPPc_Cool_5B | 5
37416 | 96112 | CA | NWPPc | Cool | NWPPc_Cool_5B | 5
37417 | 96115 | CA | NWPPc | Cool | NWPPc_Cool_5B | 5
37418 | 96116 | CA | NWPPc | Cool | NWPPc_Cool_5B | 5
37419 | 96009 | CA | NWPPc | Cool | NWPPc_Cool_5B | 5
37420 | 96068 | CA | NWPPc | Cool | NWPPc_Cool_5B | 5
37421 | 96109 | CA | NWPPc | Cool | NWPPc_Cool_5B | 5
37422 | 96113 | CA | NWPPc | Cool | NWPPc_Cool_5B | 5
37423 | 96117 | CA | NWPPc | Cool | NWPPc_Cool_5B | 5
37424 | 96119 | CA | NWPPc | Cool | NWPPc_Cool_5B | 5
37425 | 96121 | CA | NWPPc | Cool | NWPPc_Cool_5B | 5
37426 | 96123 | CA | NWPPc | Cool | NWPPc_Cool_5B | 5
37427 | 96127 | CA | NWPPc | Cool | NWPPc_Cool_5B | 5
37428 | 96128 | CA | NWPPc | Cool | NWPPc_Cool_5B | 5
37429 | 96130 | CA | NWPPc | Cool | NWPPc_Cool_5B | 5
37430 | 96132 | CA | NWPPc | Cool | NWPPc_Cool_5B | 5
37431 | 96136 | CA | NWPPc | Cool | NWPPc_Cool_5B | 5
37432 | 97001 | OR | NWPPc | Cool | NWPPc_Cool_5B | 5
37433 | 97021 | OR | NWPPc | Cool | NWPPc_Cool_5B | 5
37434 | 97037 | OR | NWPPc | Cool | NWPPc_Cool_5B | 5
37435 | 97040 | OR | NWPPc | Cool | NWPPc_Cool_5B | 5
37436 | 97057 | OR | NWPPc | Cool | NWPPc_Cool_5B | 5
37437 | 97058 | OR | NWPPc | Cool | NWPPc_Cool_5B | 5
37438 | 97063 | OR | NWPPc | Cool | NWPPc_Cool_5B | 5
37439 | 97031 | OR | NWPPc | Cool | NWPPc_Cool_5B | 5
37440 | 97044 | OR | NWPPc | Cool | NWPPc_Cool_5B | 5
37441 | 97029 | OR | NWPPc | Cool | NWPPc_Cool_5B | 5
37442 | 97033 | OR | NWPPc | Cool | NWPPc_Cool_5B | 5
37443 | 97039 | OR | NWPPc | Cool | NWPPc_Cool_5B | 5
37444 | 97050 | OR | NWPPc | Cool | NWPPc_Cool_5B | 5
37445 | 97065 | OR | NWPPc | Cool | NWPPc_Cool_5B | 5
37446 | 97601 | OR | NWPPc | Cool | NWPPc_Cool_5B | 5
37447 | 97602 | OR | NWPPc | Cool | NWPPc_Cool_5B | 5
37448 | 97603 | OR | NWPPc | Cool | NWPPc_Cool_5B | 5
37449 | 97604 | OR | NWPPc | Cool | NWPPc_Cool_5B | 5
37450 | 97621 | OR | NWPPc | Cool | NWPPc_Cool_5B | 5
37451 | 97622 | OR | NWPPc | Cool | NWPPc_Cool_5B | 5
37452 | 97623 | OR | NWPPc | Cool | NWPPc_Cool_5B | 5
37453 | 97624 | OR | NWPPc | Cool | NWPPc_Cool_5B | 5
37454 | 97625 | OR | NWPPc | Cool | NWPPc_Cool_5B | 5
37455 | 97626 | OR | NWPPc | Cool | NWPPc_Cool_5B | 5
37456 | 97627 | OR | NWPPc | Cool | NWPPc_Cool_5B | 5
37457 | 97632 | OR | NWPPc | Cool | NWPPc_Cool_5B | 5
37458 | 97633 | OR | NWPPc | Cool | NWPPc_Cool_5B | 5
37459 | 97634 | OR | NWPPc | Cool | NWPPc_Cool_5B | 5
37460 | 97639 | OR | NWPPc | Cool | NWPPc_Cool_5B | 5
37461 | 97733 | OR | NWPPc | Cool | NWPPc_Cool_5B | 5
37462 | 97737 | OR | NWPPc | Cool | NWPPc_Cool_5B | 5
37463 | 97739 | OR | NWPPc | Cool | NWPPc_Cool_5B | 5
37464 | 97620 | OR | NWPPc | Cool | NWPPc_Cool_5B | 5
37465 | 97630 | OR | NWPPc | Cool | NWPPc_Cool_5B | 5
37466 | 97635 | OR | NWPPc | Cool | NWPPc_Cool_5B | 5
37467 | 97636 | OR | NWPPc | Cool | NWPPc_Cool_5B | 5
37468 | 97637 | OR | NWPPc | Cool | NWPPc_Cool_5B | 5
37469 | 97638 | OR | NWPPc | Cool | NWPPc_Cool_5B | 5
37470 | 97640 | OR | NWPPc | Cool | NWPPc_Cool_5B | 5
37471 | 97641 | OR | NWPPc | Cool | NWPPc_Cool_5B | 5
37472 | 97735 | OR | NWPPc | Cool | NWPPc_Cool_5B | 5
37473 | 97701 | OR | NWPPc | Cool | NWPPc_Cool_5B | 5
37474 | 97751 | OR | NWPPc | Cool | NWPPc_Cool_5B | 5
37475 | 97752 | OR | NWPPc | Cool | NWPPc_Cool_5B | 5
37476 | 97753 | OR | NWPPc | Cool | NWPPc_Cool_5B | 5
37477 | 97754 | OR | NWPPc | Cool | NWPPc_Cool_5B | 5
37478 | 97756 | OR | NWPPc | Cool | NWPPc_Cool_5B | 5
37479 | 97760 | OR | NWPPc | Cool | NWPPc_Cool_5B | 5
37480 | 97702 | OR | NWPPc | Cool | NWPPc_Cool_5B | 5
37481 | 97703 | OR | NWPPc | Cool | NWPPc_Cool_5B | 5
37482 | 97707 | OR | NWPPc | Cool | NWPPc_Cool_5B | 5
37483 | 97708 | OR | NWPPc | Cool | NWPPc_Cool_5B | 5
37484 | 97709 | OR | NWPPc | Cool | NWPPc_Cool_5B | 5
37485 | 97712 | OR | NWPPc | Cool | NWPPc_Cool_5B | 5
37486 | 97759 | OR | NWPPc | Cool | NWPPc_Cool_5B | 5
37487 | 97710 | OR | NWPPc | Cool | NWPPc_Cool_5B | 5
37488 | 97720 | OR | NWPPc | Cool | NWPPc_Cool_5B | 5
37489 | 97721 | OR | NWPPc | Cool | NWPPc_Cool_5B | 5
37490 | 97722 | OR | NWPPc | Cool | NWPPc_Cool_5B | 5
37491 | 97732 | OR | NWPPc | Cool | NWPPc_Cool_5B | 5
37492 | 97736 | OR | NWPPc | Cool | NWPPc_Cool_5B | 5
37493 | 97738 | OR | NWPPc | Cool | NWPPc_Cool_5B | 5
37494 | 97758 | OR | NWPPc | Cool | NWPPc_Cool_5B | 5
37495 | 97904 | OR | NWPPc | Cool | NWPPc_Cool_5B | 5
37496 | 97711 | OR | NWPPc | Cool | NWPPc_Cool_5B | 5
37497 | 97730 | OR | NWPPc | Cool | NWPPc_Cool_5B | 5
37498 | 97734 | OR | NWPPc | Cool | NWPPc_Cool_5B | 5
37499 | 97741 | OR | NWPPc | Cool | NWPPc_Cool_5B | 5
37500 | 97761 | OR | NWPPc | Cool | NWPPc_Cool_5B | 5
37501 | 97750 | OR | NWPPc | Cool | NWPPc_Cool_5B | 5
37502 | 97823 | OR | NWPPc | Cool | NWPPc_Cool_5B | 5
37503 | 97830 | OR | NWPPc | Cool | NWPPc_Cool_5B | 5
37504 | 97874 | OR | NWPPc | Cool | NWPPc_Cool_5B | 5
37505 | 97801 | OR | NWPPc | Cool | NWPPc_Cool_5B | 5
37506 | 97810 | OR | NWPPc | Cool | NWPPc_Cool_5B | 5
37507 | 97813 | OR | NWPPc | Cool | NWPPc_Cool_5B | 5
37508 | 97826 | OR | NWPPc | Cool | NWPPc_Cool_5B | 5
37509 | 97835 | OR | NWPPc | Cool | NWPPc_Cool_5B | 5
37510 | 97838 | OR | NWPPc | Cool | NWPPc_Cool_5B | 5
37511 | 97859 | OR | NWPPc | Cool | NWPPc_Cool_5B | 5
37512 | 97862 | OR | NWPPc | Cool | NWPPc_Cool_5B | 5
37513 | 97868 | OR | NWPPc | Cool | NWPPc_Cool_5B | 5
37514 | 97875 | OR | NWPPc | Cool | NWPPc_Cool_5B | 5
37515 | 97880 | OR | NWPPc | Cool | NWPPc_Cool_5B | 5
37516 | 97882 | OR | NWPPc | Cool | NWPPc_Cool_5B | 5
37517 | 97886 | OR | NWPPc | Cool | NWPPc_Cool_5B | 5
37518 | 97812 | OR | NWPPc | Cool | NWPPc_Cool_5B | 5
37519 | 97843 | OR | NWPPc | Cool | NWPPc_Cool_5B | 5
37520 | 97814 | OR | NWPPc | Cool | NWPPc_Cool_5B | 5
37521 | 97819 | OR | NWPPc | Cool | NWPPc_Cool_5B | 5
37522 | 97833 | OR | NWPPc | Cool | NWPPc_Cool_5B | 5
37523 | 97834 | OR | NWPPc | Cool | NWPPc_Cool_5B | 5
37524 | 97837 | OR | NWPPc | Cool | NWPPc_Cool_5B | 5
37525 | 97840 | OR | NWPPc | Cool | NWPPc_Cool_5B | 5
37526 | 97867 | OR | NWPPc | Cool | NWPPc_Cool_5B | 5
37527 | 97870 | OR | NWPPc | Cool | NWPPc_Cool_5B | 5
37528 | 97877 | OR | NWPPc | Cool | NWPPc_Cool_5B | 5
37529 | 97883 | OR | NWPPc | Cool | NWPPc_Cool_5B | 5
37530 | 97884 | OR | NWPPc | Cool | NWPPc_Cool_5B | 5
37531 | 97905 | OR | NWPPc | Cool | NWPPc_Cool_5B | 5
37532 | 97907 | OR | NWPPc | Cool | NWPPc_Cool_5B | 5
37533 | 97824 | OR | NWPPc | Cool | NWPPc_Cool_5B | 5
37534 | 97827 | OR | NWPPc | Cool | NWPPc_Cool_5B | 5
37535 | 97841 | OR | NWPPc | Cool | NWPPc_Cool_5B | 5
37536 | 97850 | OR | NWPPc | Cool | NWPPc_Cool_5B | 5
37537 | 97876 | OR | NWPPc | Cool | NWPPc_Cool_5B | 5
37538 | 97817 | OR | NWPPc | Cool | NWPPc_Cool_5B | 5
37539 | 97820 | OR | NWPPc | Cool | NWPPc_Cool_5B | 5
37540 | 97825 | OR | NWPPc | Cool | NWPPc_Cool_5B | 5
37541 | 97845 | OR | NWPPc | Cool | NWPPc_Cool_5B | 5
37542 | 97848 | OR | NWPPc | Cool | NWPPc_Cool_5B | 5
37543 | 97856 | OR | NWPPc | Cool | NWPPc_Cool_5B | 5
37544 | 97864 | OR | NWPPc | Cool | NWPPc_Cool_5B | 5
37545 | 97865 | OR | NWPPc | Cool | NWPPc_Cool_5B | 5
37546 | 97869 | OR | NWPPc | Cool | NWPPc_Cool_5B | 5
37547 | 97873 | OR | NWPPc | Cool | NWPPc_Cool_5B | 5
37548 | 97818 | OR | NWPPc | Cool | NWPPc_Cool_5B | 5
37549 | 97836 | OR | NWPPc | Cool | NWPPc_Cool_5B | 5
37550 | 97839 | OR | NWPPc | Cool | NWPPc_Cool_5B | 5
37551 | 97844 | OR | NWPPc | Cool | NWPPc_Cool_5B | 5
37552 | 97828 | OR | NWPPc | Cool | NWPPc_Cool_5B | 5
37553 | 97842 | OR | NWPPc | Cool | NWPPc_Cool_5B | 5
37554 | 97846 | OR | NWPPc | Cool | NWPPc_Cool_5B | 5
37555 | 97857 | OR | NWPPc | Cool | NWPPc_Cool_5B | 5
37556 | 97885 | OR | NWPPc | Cool | NWPPc_Cool_5B | 5
37557 | 97901 | OR | NWPPc | Cool | NWPPc_Cool_5B | 5
37558 | 97902 | OR | NWPPc | Cool | NWPPc_Cool_5B | 5
37559 | 97903 | OR | NWPPc | Cool | NWPPc_Cool_5B | 5
37560 | 97906 | OR | NWPPc | Cool | NWPPc_Cool_5B | 5
37561 | 97908 | OR | NWPPc | Cool | NWPPc_Cool_5B | 5
37562 | 97909 | OR | NWPPc | Cool | NWPPc_Cool_5B | 5
37563 | 97910 | OR | NWPPc | Cool | NWPPc_Cool_5B | 5
37564 | 97911 | OR | NWPPc | Cool | NWPPc_Cool_5B | 5
37565 | 97913 | OR | NWPPc | Cool | NWPPc_Cool_5B | 5
37566 | 97914 | OR | NWPPc | Cool | NWPPc_Cool_5B | 5
37567 | 97917 | OR | NWPPc | Cool | NWPPc_Cool_5B | 5
37568 | 97918 | OR | NWPPc | Cool | NWPPc_Cool_5B | 5
37569 | 97920 | OR | NWPPc | Cool | NWPPc_Cool_5B | 5
37570 | 98812 | WA | NWPPc | Cool | NWPPc_Cool_5B | 5
37571 | 98828 | WA | NWPPc | Cool | NWPPc_Cool_5B | 5
37572 | 98901 | WA | NWPPc | Cool | NWPPc_Cool_5B | 5
37573 | 98922 | WA | NWPPc | Cool | NWPPc_Cool_5B | 5
37574 | 98925 | WA | NWPPc | Cool | NWPPc_Cool_5B | 5
37575 | 98926 | WA | NWPPc | Cool | NWPPc_Cool_5B | 5
37576 | 98934 | WA | NWPPc | Cool | NWPPc_Cool_5B | 5
37577 | 98940 | WA | NWPPc | Cool | NWPPc_Cool_5B | 5
37578 | 98941 | WA | NWPPc | Cool | NWPPc_Cool_5B | 5
37579 | 98943 | WA | NWPPc | Cool | NWPPc_Cool_5B | 5
37580 | 98946 | WA | NWPPc | Cool | NWPPc_Cool_5B | 5
37581 | 98950 | WA | NWPPc | Cool | NWPPc_Cool_5B | 5
37582 | 98602 | WA | NWPPc | Cool | NWPPc_Cool_5B | 5
37583 | 98605 | WA | NWPPc | Cool | NWPPc_Cool_5B | 5
37584 | 98613 | WA | NWPPc | Cool | NWPPc_Cool_5B | 5
37585 | 98617 | WA | NWPPc | Cool | NWPPc_Cool_5B | 5
37586 | 98619 | WA | NWPPc | Cool | NWPPc_Cool_5B | 5
37587 | 98620 | WA | NWPPc | Cool | NWPPc_Cool_5B | 5
37588 | 98623 | WA | NWPPc | Cool | NWPPc_Cool_5B | 5
37589 | 98628 | WA | NWPPc | Cool | NWPPc_Cool_5B | 5
37590 | 98635 | WA | NWPPc | Cool | NWPPc_Cool_5B | 5
37591 | 98650 | WA | NWPPc | Cool | NWPPc_Cool_5B | 5
37592 | 98651 | WA | NWPPc | Cool | NWPPc_Cool_5B | 5
37593 | 98670 | WA | NWPPc | Cool | NWPPc_Cool_5B | 5
37594 | 98672 | WA | NWPPc | Cool | NWPPc_Cool_5B | 5
37595 | 98673 | WA | NWPPc | Cool | NWPPc_Cool_5B | 5
37596 | 98935 | WA | NWPPc | Cool | NWPPc_Cool_5B | 5
37597 | 99322 | WA | NWPPc | Cool | NWPPc_Cool_5B | 5
37598 | 99350 | WA | NWPPc | Cool | NWPPc_Cool_5B | 5
37599 | 99356 | WA | NWPPc | Cool | NWPPc_Cool_5B | 5
37600 | 98610 | WA | NWPPc | Cool | NWPPc_Cool_5B | 5
37601 | 98639 | WA | NWPPc | Cool | NWPPc_Cool_5B | 5
37602 | 98648 | WA | NWPPc | Cool | NWPPc_Cool_5B | 5
37603 | 98801 | WA | NWPPc | Cool | NWPPc_Cool_5B | 5
37604 | 98807 | WA | NWPPc | Cool | NWPPc_Cool_5B | 5
37605 | 98811 | WA | NWPPc | Cool | NWPPc_Cool_5B | 5
37606 | 98815 | WA | NWPPc | Cool | NWPPc_Cool_5B | 5
37607 | 98816 | WA | NWPPc | Cool | NWPPc_Cool_5B | 5
37608 | 98817 | WA | NWPPc | Cool | NWPPc_Cool_5B | 5
37609 | 98821 | WA | NWPPc | Cool | NWPPc_Cool_5B | 5
37610 | 98822 | WA | NWPPc | Cool | NWPPc_Cool_5B | 5
37611 | 98826 | WA | NWPPc | Cool | NWPPc_Cool_5B | 5
37612 | 98831 | WA | NWPPc | Cool | NWPPc_Cool_5B | 5
37613 | 98836 | WA | NWPPc | Cool | NWPPc_Cool_5B | 5
37614 | 98846 | WA | NWPPc | Cool | NWPPc_Cool_5B | 5
37615 | 98847 | WA | NWPPc | Cool | NWPPc_Cool_5B | 5
37616 | 98852 | WA | NWPPc | Cool | NWPPc_Cool_5B | 5
37617 | 98802 | WA | NWPPc | Cool | NWPPc_Cool_5B | 5
37618 | 98813 | WA | NWPPc | Cool | NWPPc_Cool_5B | 5
37619 | 98823 | WA | NWPPc | Cool | NWPPc_Cool_5B | 5
37620 | 98830 | WA | NWPPc | Cool | NWPPc_Cool_5B | 5
37621 | 98843 | WA | NWPPc | Cool | NWPPc_Cool_5B | 5
37622 | 98845 | WA | NWPPc | Cool | NWPPc_Cool_5B | 5
37623 | 98848 | WA | NWPPc | Cool | NWPPc_Cool_5B | 5
37624 | 98850 | WA | NWPPc | Cool | NWPPc_Cool_5B | 5
37625 | 98858 | WA | NWPPc | Cool | NWPPc_Cool_5B | 5
37626 | 99115 | WA | NWPPc | Cool | NWPPc_Cool_5B | 5
37627 | 99116 | WA | NWPPc | Cool | NWPPc_Cool_5B | 5
37628 | 99133 | WA | NWPPc | Cool | NWPPc_Cool_5B | 5
37629 | 98824 | WA | NWPPc | Cool | NWPPc_Cool_5B | 5
37630 | 98832 | WA | NWPPc | Cool | NWPPc_Cool_5B | 5
37631 | 98837 | WA | NWPPc | Cool | NWPPc_Cool_5B | 5
37632 | 98851 | WA | NWPPc | Cool | NWPPc_Cool_5B | 5
37633 | 98853 | WA | NWPPc | Cool | NWPPc_Cool_5B | 5
37634 | 98857 | WA | NWPPc | Cool | NWPPc_Cool_5B | 5
37635 | 98860 | WA | NWPPc | Cool | NWPPc_Cool_5B | 5
37636 | 99103 | WA | NWPPc | Cool | NWPPc_Cool_5B | 5
37637 | 99123 | WA | NWPPc | Cool | NWPPc_Cool_5B | 5
37638 | 99135 | WA | NWPPc | Cool | NWPPc_Cool_5B | 5
37639 | 99321 | WA | NWPPc | Cool | NWPPc_Cool_5B | 5
37640 | 99344 | WA | NWPPc | Cool | NWPPc_Cool_5B | 5
37641 | 99349 | WA | NWPPc | Cool | NWPPc_Cool_5B | 5
37642 | 99357 | WA | NWPPc | Cool | NWPPc_Cool_5B | 5
37643 | 99008 | WA | NWPPc | Cool | NWPPc_Cool_5B | 5
37644 | 99013 | WA | NWPPc | Cool | NWPPc_Cool_5B | 5
37645 | 99022 | WA | NWPPc | Cool | NWPPc_Cool_5B | 5
37646 | 99029 | WA | NWPPc | Cool | NWPPc_Cool_5B | 5
37647 | 99032 | WA | NWPPc | Cool | NWPPc_Cool_5B | 5
37648 | 99117 | WA | NWPPc | Cool | NWPPc_Cool_5B | 5
37649 | 99122 | WA | NWPPc | Cool | NWPPc_Cool_5B | 5
37650 | 99134 | WA | NWPPc | Cool | NWPPc_Cool_5B | 5
37651 | 99144 | WA | NWPPc | Cool | NWPPc_Cool_5B | 5
37652 | 99147 | WA | NWPPc | Cool | NWPPc_Cool_5B | 5
37653 | 99154 | WA | NWPPc | Cool | NWPPc_Cool_5B | 5
37654 | 99159 | WA | NWPPc | Cool | NWPPc_Cool_5B | 5
37655 | 99169 | WA | NWPPc | Cool | NWPPc_Cool_5B | 5
37656 | 99185 | WA | NWPPc | Cool | NWPPc_Cool_5B | 5
37657 | 99017 | WA | NWPPc | Cool | NWPPc_Cool_5B | 5
37658 | 99105 | WA | NWPPc | Cool | NWPPc_Cool_5B | 5
37659 | 99125 | WA | NWPPc | Cool | NWPPc_Cool_5B | 5
37660 | 99326 | WA | NWPPc | Cool | NWPPc_Cool_5B | 5
37661 | 99341 | WA | NWPPc | Cool | NWPPc_Cool_5B | 5
37662 | 99371 | WA | NWPPc | Cool | NWPPc_Cool_5B | 5
37663 | 98902 | WA | NWPPc | Cool | NWPPc_Cool_5B | 5
37664 | 98903 | WA | NWPPc | Cool | NWPPc_Cool_5B | 5
37665 | 98907 | WA | NWPPc | Cool | NWPPc_Cool_5B | 5
37666 | 98908 | WA | NWPPc | Cool | NWPPc_Cool_5B | 5
37667 | 98909 | WA | NWPPc | Cool | NWPPc_Cool_5B | 5
37668 | 98920 | WA | NWPPc | Cool | NWPPc_Cool_5B | 5
37669 | 98921 | WA | NWPPc | Cool | NWPPc_Cool_5B | 5
37670 | 98923 | WA | NWPPc | Cool | NWPPc_Cool_5B | 5
37671 | 98930 | WA | NWPPc | Cool | NWPPc_Cool_5B | 5
37672 | 98932 | WA | NWPPc | Cool | NWPPc_Cool_5B | 5
37673 | 98933 | WA | NWPPc | Cool | NWPPc_Cool_5B | 5
37674 | 98936 | WA | NWPPc | Cool | NWPPc_Cool_5B | 5
37675 | 98938 | WA | NWPPc | Cool | NWPPc_Cool_5B | 5
37676 | 98939 | WA | NWPPc | Cool | NWPPc_Cool_5B | 5
37677 | 98942 | WA | NWPPc | Cool | NWPPc_Cool_5B | 5
37678 | 98944 | WA | NWPPc | Cool | NWPPc_Cool_5B | 5
37679 | 98947 | WA | NWPPc | Cool | NWPPc_Cool_5B | 5
37680 | 98948 | WA | NWPPc | Cool | NWPPc_Cool_5B | 5
37681 | 98951 | WA | NWPPc | Cool | NWPPc_Cool_5B | 5
37682 | 98952 | WA | NWPPc | Cool | NWPPc_Cool_5B | 5
37683 | 98953 | WA | NWPPc | Cool | NWPPc_Cool_5B | 5
37684 | 99320 | WA | NWPPc | Cool | NWPPc_Cool_5B | 5
37685 | 99336 | WA | NWPPc | Cool | NWPPc_Cool_5B | 5
37686 | 99337 | WA | NWPPc | Cool | NWPPc_Cool_5B | 5
37687 | 99338 | WA | NWPPc | Cool | NWPPc_Cool_5B | 5
37688 | 99345 | WA | NWPPc | Cool | NWPPc_Cool_5B | 5
37689 | 99346 | WA | NWPPc | Cool | NWPPc_Cool_5B | 5
37690 | 99352 | WA | NWPPc | Cool | NWPPc_Cool_5B | 5
37691 | 99353 | WA | NWPPc | Cool | NWPPc_Cool_5B | 5
37692 | 99354 | WA | NWPPc | Cool | NWPPc_Cool_5B | 5
37693 | 99001 | WA | NWPPc | Cool | NWPPc_Cool_5B | 5
37694 | 99003 | WA | NWPPc | Cool | NWPPc_Cool_5B | 5
37695 | 99004 | WA | NWPPc | Cool | NWPPc_Cool_5B | 5
37696 | 99005 | WA | NWPPc | Cool | NWPPc_Cool_5B | 5
37697 | 99006 | WA | NWPPc | Cool | NWPPc_Cool_5B | 5
37698 | 99009 | WA | NWPPc | Cool | NWPPc_Cool_5B | 5
37699 | 99011 | WA | NWPPc | Cool | NWPPc_Cool_5B | 5
37700 | 99012 | WA | NWPPc | Cool | NWPPc_Cool_5B | 5
37701 | 99014 | WA | NWPPc | Cool | NWPPc_Cool_5B | 5
37702 | 99016 | WA | NWPPc | Cool | NWPPc_Cool_5B | 5
37703 | 99018 | WA | NWPPc | Cool | NWPPc_Cool_5B | 5
37704 | 99019 | WA | NWPPc | Cool | NWPPc_Cool_5B | 5
37705 | 99020 | WA | NWPPc | Cool | NWPPc_Cool_5B | 5
37706 | 99021 | WA | NWPPc | Cool | NWPPc_Cool_5B | 5
37707 | 99023 | WA | NWPPc | Cool | NWPPc_Cool_5B | 5
37708 | 99025 | WA | NWPPc | Cool | NWPPc_Cool_5B | 5
37709 | 99026 | WA | NWPPc | Cool | NWPPc_Cool_5B | 5
37710 | 99027 | WA | NWPPc | Cool | NWPPc_Cool_5B | 5
37711 | 99030 | WA | NWPPc | Cool | NWPPc_Cool_5B | 5
37712 | 99031 | WA | NWPPc | Cool | NWPPc_Cool_5B | 5
37713 | 99033 | WA | NWPPc | Cool | NWPPc_Cool_5B | 5
37714 | 99036 | WA | NWPPc | Cool | NWPPc_Cool_5B | 5
37715 | 99037 | WA | NWPPc | Cool | NWPPc_Cool_5B | 5
37716 | 99039 | WA | NWPPc | Cool | NWPPc_Cool_5B | 5
37717 | 99110 | WA | NWPPc | Cool | NWPPc_Cool_5B | 5
37718 | 99156 | WA | NWPPc | Cool | NWPPc_Cool_5B | 5
37719 | 99170 | WA | NWPPc | Cool | NWPPc_Cool_5B | 5
37720 | 99201 | WA | NWPPc | Cool | NWPPc_Cool_5B | 5
37721 | 99202 | WA | NWPPc | Cool | NWPPc_Cool_5B | 5
37722 | 99203 | WA | NWPPc | Cool | NWPPc_Cool_5B | 5
37723 | 99204 | WA | NWPPc | Cool | NWPPc_Cool_5B | 5
37724 | 99205 | WA | NWPPc | Cool | NWPPc_Cool_5B | 5
37725 | 99206 | WA | NWPPc | Cool | NWPPc_Cool_5B | 5
37726 | 99207 | WA | NWPPc | Cool | NWPPc_Cool_5B | 5
37727 | 99208 | WA | NWPPc | Cool | NWPPc_Cool_5B | 5
37728 | 99209 | WA | NWPPc | Cool | NWPPc_Cool_5B | 5
37729 | 99210 | WA | NWPPc | Cool | NWPPc_Cool_5B | 5
37730 | 99211 | WA | NWPPc | Cool | NWPPc_Cool_5B | 5
37731 | 99212 | WA | NWPPc | Cool | NWPPc_Cool_5B | 5
37732 | 99213 | WA | NWPPc | Cool | NWPPc_Cool_5B | 5
37733 | 99214 | WA | NWPPc | Cool | NWPPc_Cool_5B | 5
37734 | 99216 | WA | NWPPc | Cool | NWPPc_Cool_5B | 5
37735 | 99217 | WA | NWPPc | Cool | NWPPc_Cool_5B | 5
37736 | 99218 | WA | NWPPc | Cool | NWPPc_Cool_5B | 5
37737 | 99219 | WA | NWPPc | Cool | NWPPc_Cool_5B | 5
37738 | 99220 | WA | NWPPc | Cool | NWPPc_Cool_5B | 5
37739 | 99223 | WA | NWPPc | Cool | NWPPc_Cool_5B | 5
37740 | 99224 | WA | NWPPc | Cool | NWPPc_Cool_5B | 5
37741 | 99228 | WA | NWPPc | Cool | NWPPc_Cool_5B | 5
37742 | 99251 | WA | NWPPc | Cool | NWPPc_Cool_5B | 5
37743 | 99252 | WA | NWPPc | Cool | NWPPc_Cool_5B | 5
37744 | 99256 | WA | NWPPc | Cool | NWPPc_Cool_5B | 5
37745 | 99258 | WA | NWPPc | Cool | NWPPc_Cool_5B | 5
37746 | 99260 | WA | NWPPc | Cool | NWPPc_Cool_5B | 5
37747 | 99102 | WA | NWPPc | Cool | NWPPc_Cool_5B | 5
37748 | 99104 | WA | NWPPc | Cool | NWPPc_Cool_5B | 5
37749 | 99111 | WA | NWPPc | Cool | NWPPc_Cool_5B | 5
37750 | 99113 | WA | NWPPc | Cool | NWPPc_Cool_5B | 5
37751 | 99128 | WA | NWPPc | Cool | NWPPc_Cool_5B | 5
37752 | 99130 | WA | NWPPc | Cool | NWPPc_Cool_5B | 5
37753 | 99136 | WA | NWPPc | Cool | NWPPc_Cool_5B | 5
37754 | 99143 | WA | NWPPc | Cool | NWPPc_Cool_5B | 5
37755 | 99149 | WA | NWPPc | Cool | NWPPc_Cool_5B | 5
37756 | 99158 | WA | NWPPc | Cool | NWPPc_Cool_5B | 5
37757 | 99161 | WA | NWPPc | Cool | NWPPc_Cool_5B | 5
37758 | 99163 | WA | NWPPc | Cool | NWPPc_Cool_5B | 5
37759 | 99164 | WA | NWPPc | Cool | NWPPc_Cool_5B | 5
37760 | 99171 | WA | NWPPc | Cool | NWPPc_Cool_5B | 5
37761 | 99174 | WA | NWPPc | Cool | NWPPc_Cool_5B | 5
37762 | 99176 | WA | NWPPc | Cool | NWPPc_Cool_5B | 5
37763 | 99179 | WA | NWPPc | Cool | NWPPc_Cool_5B | 5
37764 | 99333 | WA | NWPPc | Cool | NWPPc_Cool_5B | 5
37765 | 99403 | WA | NWPPc | Cool | NWPPc_Cool_5B | 5
37766 | 99328 | WA | NWPPc | Cool | NWPPc_Cool_5B | 5
37767 | 99347 | WA | NWPPc | Cool | NWPPc_Cool_5B | 5
37768 | 99348 | WA | NWPPc | Cool | NWPPc_Cool_5B | 5
37769 | 99359 | WA | NWPPc | Cool | NWPPc_Cool_5B | 5
37770 | 99361 | WA | NWPPc | Cool | NWPPc_Cool_5B | 5
37771 | 99301 | WA | NWPPc | Cool | NWPPc_Cool_5B | 5
37772 | 99302 | WA | NWPPc | Cool | NWPPc_Cool_5B | 5
37773 | 99330 | WA | NWPPc | Cool | NWPPc_Cool_5B | 5
37774 | 99335 | WA | NWPPc | Cool | NWPPc_Cool_5B | 5
37775 | 99343 | WA | NWPPc | Cool | NWPPc_Cool_5B | 5
37776 | 99323 | WA | NWPPc | Cool | NWPPc_Cool_5B | 5
37777 | 99324 | WA | NWPPc | Cool | NWPPc_Cool_5B | 5
37778 | 99329 | WA | NWPPc | Cool | NWPPc_Cool_5B | 5
37779 | 99360 | WA | NWPPc | Cool | NWPPc_Cool_5B | 5
37780 | 99362 | WA | NWPPc | Cool | NWPPc_Cool_5B | 5
37781 | 99363 | WA | NWPPc | Cool | NWPPc_Cool_5B | 5
37782 | 99401 | WA | NWPPc | Cool | NWPPc_Cool_5B | 5
37783 | 99402 | WA | NWPPc | Cool | NWPPc_Cool_5B | 5
37784 | 91319 | CA | CAMXc | Warm | CAMXc_Warm_3B/3C | 3
37785 | 91320 | CA | CAMXc | Warm | CAMXc_Warm_3B/3C | 3
37786 | 91358 | CA | CAMXc | Warm | CAMXc_Warm_3B/3C | 3
37787 | 91359 | CA | CAMXc | Warm | CAMXc_Warm_3B/3C | 3
37788 | 91360 | CA | CAMXc | Warm | CAMXc_Warm_3B/3C | 3
37789 | 91377 | CA | CAMXc | Warm | CAMXc_Warm_3B/3C | 3
37790 | 93001 | CA | CAMXc | Warm | CAMXc_Warm_3B/3C | 3
37791 | 93002 | CA | CAMXc | Warm | CAMXc_Warm_3B/3C | 3
37792 | 93003 | CA | CAMXc | Warm | CAMXc_Warm_3B/3C | 3
37793 | 93004 | CA | CAMXc | Warm | CAMXc_Warm_3B/3C | 3
37794 | 93005 | CA | CAMXc | Warm | CAMXc_Warm_3B/3C | 3
37795 | 93006 | CA | CAMXc | Warm | CAMXc_Warm_3B/3C | 3
37796 | 93007 | CA | CAMXc | Warm | CAMXc_Warm_3B/3C | 3
37797 | 93009 | CA | CAMXc | Warm | CAMXc_Warm_3B/3C | 3
37798 | 93010 | CA | CAMXc | Warm | CAMXc_Warm_3B/3C | 3
37799 | 93011 | CA | CAMXc | Warm | CAMXc_Warm_3B/3C | 3
37800 | 93012 | CA | CAMXc | Warm | CAMXc_Warm_3B/3C | 3
37801 | 93013 | CA | CAMXc | Warm | CAMXc_Warm_3B/3C | 3
37802 | 93015 | CA | CAMXc | Warm | CAMXc_Warm_3B/3C | 3
37803 | 93016 | CA | CAMXc | Warm | CAMXc_Warm_3B/3C | 3
37804 | 93020 | CA | CAMXc | Warm | CAMXc_Warm_3B/3C | 3
37805 | 93021 | CA | CAMXc | Warm | CAMXc_Warm_3B/3C | 3
37806 | 93022 | CA | CAMXc | Warm | CAMXc_Warm_3B/3C | 3
37807 | 93023 | CA | CAMXc | Warm | CAMXc_Warm_3B/3C | 3
37808 | 93024 | CA | CAMXc | Warm | CAMXc_Warm_3B/3C | 3
37809 | 93030 | CA | CAMXc | Warm | CAMXc_Warm_3B/3C | 3
37810 | 93031 | CA | CAMXc | Warm | CAMXc_Warm_3B/3C | 3
37811 | 93032 | CA | CAMXc | Warm | CAMXc_Warm_3B/3C | 3
37812 | 93033 | CA | CAMXc | Warm | CAMXc_Warm_3B/3C | 3
37813 | 93034 | CA | CAMXc | Warm | CAMXc_Warm_3B/3C | 3
37814 | 93035 | CA | CAMXc | Warm | CAMXc_Warm_3B/3C | 3
37815 | 93036 | CA | CAMXc | Warm | CAMXc_Warm_3B/3C | 3
37816 | 93040 | CA | CAMXc | Warm | CAMXc_Warm_3B/3C | 3
37817 | 93041 | CA | CAMXc | Warm | CAMXc_Warm_3B/3C | 3
37818 | 93042 | CA | CAMXc | Warm | CAMXc_Warm_3B/3C | 3
37819 | 93043 | CA | CAMXc | Warm | CAMXc_Warm_3B/3C | 3
37820 | 93044 | CA | CAMXc | Warm | CAMXc_Warm_3B/3C | 3
37821 | 93060 | CA | CAMXc | Warm | CAMXc_Warm_3B/3C | 3
37822 | 93061 | CA | CAMXc | Warm | CAMXc_Warm_3B/3C | 3
37823 | 93062 | CA | CAMXc | Warm | CAMXc_Warm_3B/3C | 3
37824 | 93064 | CA | CAMXc | Warm | CAMXc_Warm_3B/3C | 3
37825 | 93065 | CA | CAMXc | Warm | CAMXc_Warm_3B/3C | 3
37826 | 93066 | CA | CAMXc | Warm | CAMXc_Warm_3B/3C | 3
37827 | 93094 | CA | CAMXc | Warm | CAMXc_Warm_3B/3C | 3
37828 | 93099 | CA | CAMXc | Warm | CAMXc_Warm_3B/3C | 3
37829 | 93225 | CA | CAMXc | Warm | CAMXc_Warm_3B/3C | 3
37830 | 93252 | CA | CAMXc | Warm | CAMXc_Warm_3B/3C | 3
37831 | 93014 | CA | CAMXc | Warm | CAMXc_Warm_3B/3C | 3
37832 | 93067 | CA | CAMXc | Warm | CAMXc_Warm_3B/3C | 3
37833 | 93101 | CA | CAMXc | Warm | CAMXc_Warm_3B/3C | 3
37834 | 93102 | CA | CAMXc | Warm | CAMXc_Warm_3B/3C | 3
37835 | 93103 | CA | CAMXc | Warm | CAMXc_Warm_3B/3C | 3
37836 | 93105 | CA | CAMXc | Warm | CAMXc_Warm_3B/3C | 3
37837 | 93106 | CA | CAMXc | Warm | CAMXc_Warm_3B/3C | 3
37838 | 93108 | CA | CAMXc | Warm | CAMXc_Warm_3B/3C | 3
37839 | 93109 | CA | CAMXc | Warm | CAMXc_Warm_3B/3C | 3
37840 | 93110 | CA | CAMXc | Warm | CAMXc_Warm_3B/3C | 3
37841 | 93111 | CA | CAMXc | Warm | CAMXc_Warm_3B/3C | 3
37842 | 93116 | CA | CAMXc | Warm | CAMXc_Warm_3B/3C | 3
37843 | 93117 | CA | CAMXc | Warm | CAMXc_Warm_3B/3C | 3
37844 | 93118 | CA | CAMXc | Warm | CAMXc_Warm_3B/3C | 3
37845 | 93120 | CA | CAMXc | Warm | CAMXc_Warm_3B/3C | 3
37846 | 93121 | CA | CAMXc | Warm | CAMXc_Warm_3B/3C | 3
37847 | 93130 | CA | CAMXc | Warm | CAMXc_Warm_3B/3C | 3
37848 | 93140 | CA | CAMXc | Warm | CAMXc_Warm_3B/3C | 3
37849 | 93150 | CA | CAMXc | Warm | CAMXc_Warm_3B/3C | 3
37850 | 93160 | CA | CAMXc | Warm | CAMXc_Warm_3B/3C | 3
37851 | 93190 | CA | CAMXc | Warm | CAMXc_Warm_3B/3C | 3
37852 | 93199 | CA | CAMXc | Warm | CAMXc_Warm_3B/3C | 3
37853 | 93254 | CA | CAMXc | Warm | CAMXc_Warm_3B/3C | 3
37854 | 93427 | CA | CAMXc | Warm | CAMXc_Warm_3B/3C | 3
37855 | 93429 | CA | CAMXc | Warm | CAMXc_Warm_3B/3C | 3
37856 | 93434 | CA | CAMXc | Warm | CAMXc_Warm_3B/3C | 3
37857 | 93436 | CA | CAMXc | Warm | CAMXc_Warm_3B/3C | 3
37858 | 93437 | CA | CAMXc | Warm | CAMXc_Warm_3B/3C | 3
37859 | 93438 | CA | CAMXc | Warm | CAMXc_Warm_3B/3C | 3
37860 | 93440 | CA | CAMXc | Warm | CAMXc_Warm_3B/3C | 3
37861 | 93441 | CA | CAMXc | Warm | CAMXc_Warm_3B/3C | 3
37862 | 93454 | CA | CAMXc | Warm | CAMXc_Warm_3B/3C | 3
37863 | 93455 | CA | CAMXc | Warm | CAMXc_Warm_3B/3C | 3
37864 | 93456 | CA | CAMXc | Warm | CAMXc_Warm_3B/3C | 3
37865 | 93457 | CA | CAMXc | Warm | CAMXc_Warm_3B/3C | 3
37866 | 93458 | CA | CAMXc | Warm | CAMXc_Warm_3B/3C | 3
37867 | 93460 | CA | CAMXc | Warm | CAMXc_Warm_3B/3C | 3
37868 | 93463 | CA | CAMXc | Warm | CAMXc_Warm_3B/3C | 3
37869 | 93464 | CA | CAMXc | Warm | CAMXc_Warm_3B/3C | 3
37870 | 93426 | CA | CAMXc | Warm | CAMXc_Warm_3B/3C | 3
37871 | 93450 | CA | CAMXc | Warm | CAMXc_Warm_3B/3C | 3
37872 | 93451 | CA | CAMXc | Warm | CAMXc_Warm_3B/3C | 3
37873 | 93901 | CA | CAMXc | Warm | CAMXc_Warm_3B/3C | 3
37874 | 93902 | CA | CAMXc | Warm | CAMXc_Warm_3B/3C | 3
37875 | 93905 | CA | CAMXc | Warm | CAMXc_Warm_3B/3C | 3
37876 | 93906 | CA | CAMXc | Warm | CAMXc_Warm_3B/3C | 3
37877 | 93907 | CA | CAMXc | Warm | CAMXc_Warm_3B/3C | 3
37878 | 93908 | CA | CAMXc | Warm | CAMXc_Warm_3B/3C | 3
37879 | 93912 | CA | CAMXc | Warm | CAMXc_Warm_3B/3C | 3
37880 | 93915 | CA | CAMXc | Warm | CAMXc_Warm_3B/3C | 3
37881 | 93920 | CA | CAMXc | Warm | CAMXc_Warm_3B/3C | 3
37882 | 93921 | CA | CAMXc | Warm | CAMXc_Warm_3B/3C | 3
37883 | 93922 | CA | CAMXc | Warm | CAMXc_Warm_3B/3C | 3
37884 | 93923 | CA | CAMXc | Warm | CAMXc_Warm_3B/3C | 3
37885 | 93924 | CA | CAMXc | Warm | CAMXc_Warm_3B/3C | 3
37886 | 93925 | CA | CAMXc | Warm | CAMXc_Warm_3B/3C | 3
37887 | 93926 | CA | CAMXc | Warm | CAMXc_Warm_3B/3C | 3
37888 | 93927 | CA | CAMXc | Warm | CAMXc_Warm_3B/3C | 3
37889 | 93928 | CA | CAMXc | Warm | CAMXc_Warm_3B/3C | 3
37890 | 93930 | CA | CAMXc | Warm | CAMXc_Warm_3B/3C | 3
37891 | 93932 | CA | CAMXc | Warm | CAMXc_Warm_3B/3C | 3
37892 | 93933 | CA | CAMXc | Warm | CAMXc_Warm_3B/3C | 3
37893 | 93940 | CA | CAMXc | Warm | CAMXc_Warm_3B/3C | 3
37894 | 93942 | CA | CAMXc | Warm | CAMXc_Warm_3B/3C | 3
37895 | 93943 | CA | CAMXc | Warm | CAMXc_Warm_3B/3C | 3
37896 | 93944 | CA | CAMXc | Warm | CAMXc_Warm_3B/3C | 3
37897 | 93950 | CA | CAMXc | Warm | CAMXc_Warm_3B/3C | 3
37898 | 93953 | CA | CAMXc | Warm | CAMXc_Warm_3B/3C | 3
37899 | 93954 | CA | CAMXc | Warm | CAMXc_Warm_3B/3C | 3
37900 | 93955 | CA | CAMXc | Warm | CAMXc_Warm_3B/3C | 3
37901 | 93960 | CA | CAMXc | Warm | CAMXc_Warm_3B/3C | 3
37902 | 93962 | CA | CAMXc | Warm | CAMXc_Warm_3B/3C | 3
37903 | 95004 | CA | CAMXc | Warm | CAMXc_Warm_3B/3C | 3
37904 | 95012 | CA | CAMXc | Warm | CAMXc_Warm_3B/3C | 3
37905 | 95039 | CA | CAMXc | Warm | CAMXc_Warm_3B/3C | 3
37906 | 95076 | CA | CAMXc | Warm | CAMXc_Warm_3B/3C | 3
37907 | 93401 | CA | CAMXc | Warm | CAMXc_Warm_3B/3C | 3
37908 | 93402 | CA | CAMXc | Warm | CAMXc_Warm_3B/3C | 3
37909 | 93403 | CA | CAMXc | Warm | CAMXc_Warm_3B/3C | 3
37910 | 93405 | CA | CAMXc | Warm | CAMXc_Warm_3B/3C | 3
37911 | 93406 | CA | CAMXc | Warm | CAMXc_Warm_3B/3C | 3
37912 | 93407 | CA | CAMXc | Warm | CAMXc_Warm_3B/3C | 3
37913 | 93408 | CA | CAMXc | Warm | CAMXc_Warm_3B/3C | 3
37914 | 93409 | CA | CAMXc | Warm | CAMXc_Warm_3B/3C | 3
37915 | 93410 | CA | CAMXc | Warm | CAMXc_Warm_3B/3C | 3
37916 | 93412 | CA | CAMXc | Warm | CAMXc_Warm_3B/3C | 3
37917 | 93420 | CA | CAMXc | Warm | CAMXc_Warm_3B/3C | 3
37918 | 93421 | CA | CAMXc | Warm | CAMXc_Warm_3B/3C | 3
37919 | 93422 | CA | CAMXc | Warm | CAMXc_Warm_3B/3C | 3
37920 | 93423 | CA | CAMXc | Warm | CAMXc_Warm_3B/3C | 3
37921 | 93424 | CA | CAMXc | Warm | CAMXc_Warm_3B/3C | 3
37922 | 93428 | CA | CAMXc | Warm | CAMXc_Warm_3B/3C | 3
37923 | 93430 | CA | CAMXc | Warm | CAMXc_Warm_3B/3C | 3
37924 | 93432 | CA | CAMXc | Warm | CAMXc_Warm_3B/3C | 3
37925 | 93433 | CA | CAMXc | Warm | CAMXc_Warm_3B/3C | 3
37926 | 93435 | CA | CAMXc | Warm | CAMXc_Warm_3B/3C | 3
37927 | 93442 | CA | CAMXc | Warm | CAMXc_Warm_3B/3C | 3
37928 | 93443 | CA | CAMXc | Warm | CAMXc_Warm_3B/3C | 3
37929 | 93444 | CA | CAMXc | Warm | CAMXc_Warm_3B/3C | 3
37930 | 93445 | CA | CAMXc | Warm | CAMXc_Warm_3B/3C | 3
37931 | 93446 | CA | CAMXc | Warm | CAMXc_Warm_3B/3C | 3
37932 | 93447 | CA | CAMXc | Warm | CAMXc_Warm_3B/3C | 3
37933 | 93448 | CA | CAMXc | Warm | CAMXc_Warm_3B/3C | 3
37934 | 93449 | CA | CAMXc | Warm | CAMXc_Warm_3B/3C | 3
37935 | 93452 | CA | CAMXc | Warm | CAMXc_Warm_3B/3C | 3
37936 | 93453 | CA | CAMXc | Warm | CAMXc_Warm_3B/3C | 3
37937 | 93465 | CA | CAMXc | Warm | CAMXc_Warm_3B/3C | 3
37938 | 93475 | CA | CAMXc | Warm | CAMXc_Warm_3B/3C | 3
37939 | 93483 | CA | CAMXc | Warm | CAMXc_Warm_3B/3C | 3
37940 | 95023 | CA | CAMXc | Warm | CAMXc_Warm_3B/3C | 3
37941 | 95024 | CA | CAMXc | Warm | CAMXc_Warm_3B/3C | 3
37942 | 95043 | CA | CAMXc | Warm | CAMXc_Warm_3B/3C | 3
37943 | 95045 | CA | CAMXc | Warm | CAMXc_Warm_3B/3C | 3
37944 | 95075 | CA | CAMXc | Warm | CAMXc_Warm_3B/3C | 3
37945 | 94002 | CA | CAMXc | Warm | CAMXc_Warm_3B/3C | 3
37946 | 94005 | CA | CAMXc | Warm | CAMXc_Warm_3B/3C | 3
37947 | 94010 | CA | CAMXc | Warm | CAMXc_Warm_3B/3C | 3
37948 | 94011 | CA | CAMXc | Warm | CAMXc_Warm_3B/3C | 3
37949 | 94014 | CA | CAMXc | Warm | CAMXc_Warm_3B/3C | 3
37950 | 94015 | CA | CAMXc | Warm | CAMXc_Warm_3B/3C | 3
37951 | 94017 | CA | CAMXc | Warm | CAMXc_Warm_3B/3C | 3
37952 | 94018 | CA | CAMXc | Warm | CAMXc_Warm_3B/3C | 3
37953 | 94019 | CA | CAMXc | Warm | CAMXc_Warm_3B/3C | 3
37954 | 94020 | CA | CAMXc | Warm | CAMXc_Warm_3B/3C | 3
37955 | 94021 | CA | CAMXc | Warm | CAMXc_Warm_3B/3C | 3
37956 | 94025 | CA | CAMXc | Warm | CAMXc_Warm_3B/3C | 3
37957 | 94026 | CA | CAMXc | Warm | CAMXc_Warm_3B/3C | 3
37958 | 94027 | CA | CAMXc | Warm | CAMXc_Warm_3B/3C | 3
37959 | 94028 | CA | CAMXc | Warm | CAMXc_Warm_3B/3C | 3
37960 | 94030 | CA | CAMXc | Warm | CAMXc_Warm_3B/3C | 3
37961 | 94037 | CA | CAMXc | Warm | CAMXc_Warm_3B/3C | 3
37962 | 94038 | CA | CAMXc | Warm | CAMXc_Warm_3B/3C | 3
37963 | 94044 | CA | CAMXc | Warm | CAMXc_Warm_3B/3C | 3
37964 | 94060 | CA | CAMXc | Warm | CAMXc_Warm_3B/3C | 3
37965 | 94061 | CA | CAMXc | Warm | CAMXc_Warm_3B/3C | 3
37966 | 94062 | CA | CAMXc | Warm | CAMXc_Warm_3B/3C | 3
37967 | 94063 | CA | CAMXc | Warm | CAMXc_Warm_3B/3C | 3
37968 | 94064 | CA | CAMXc | Warm | CAMXc_Warm_3B/3C | 3
37969 | 94065 | CA | CAMXc | Warm | CAMXc_Warm_3B/3C | 3
37970 | 94066 | CA | CAMXc | Warm | CAMXc_Warm_3B/3C | 3
37971 | 94070 | CA | CAMXc | Warm | CAMXc_Warm_3B/3C | 3
37972 | 94074 | CA | CAMXc | Warm | CAMXc_Warm_3B/3C | 3
37973 | 94080 | CA | CAMXc | Warm | CAMXc_Warm_3B/3C | 3
37974 | 94083 | CA | CAMXc | Warm | CAMXc_Warm_3B/3C | 3
37975 | 94112 | CA | CAMXc | Warm | CAMXc_Warm_3B/3C | 3
37976 | 94125 | CA | CAMXc | Warm | CAMXc_Warm_3B/3C | 3
37977 | 94128 | CA | CAMXc | Warm | CAMXc_Warm_3B/3C | 3
37978 | 94134 | CA | CAMXc | Warm | CAMXc_Warm_3B/3C | 3
37979 | 94303 | CA | CAMXc | Warm | CAMXc_Warm_3B/3C | 3
37980 | 94401 | CA | CAMXc | Warm | CAMXc_Warm_3B/3C | 3
37981 | 94402 | CA | CAMXc | Warm | CAMXc_Warm_3B/3C | 3
37982 | 94403 | CA | CAMXc | Warm | CAMXc_Warm_3B/3C | 3
37983 | 94404 | CA | CAMXc | Warm | CAMXc_Warm_3B/3C | 3
37984 | 94497 | CA | CAMXc | Warm | CAMXc_Warm_3B/3C | 3
37985 | 94102 | CA | CAMXc | Warm | CAMXc_Warm_3B/3C | 3
37986 | 94103 | CA | CAMXc | Warm | CAMXc_Warm_3B/3C | 3
37987 | 94104 | CA | CAMXc | Warm | CAMXc_Warm_3B/3C | 3
37988 | 94105 | CA | CAMXc | Warm | CAMXc_Warm_3B/3C | 3
37989 | 94107 | CA | CAMXc | Warm | CAMXc_Warm_3B/3C | 3
37990 | 94108 | CA | CAMXc | Warm | CAMXc_Warm_3B/3C | 3
37991 | 94109 | CA | CAMXc | Warm | CAMXc_Warm_3B/3C | 3
37992 | 94110 | CA | CAMXc | Warm | CAMXc_Warm_3B/3C | 3
37993 | 94111 | CA | CAMXc | Warm | CAMXc_Warm_3B/3C | 3
37994 | 94114 | CA | CAMXc | Warm | CAMXc_Warm_3B/3C | 3
37995 | 94115 | CA | CAMXc | Warm | CAMXc_Warm_3B/3C | 3
37996 | 94116 | CA | CAMXc | Warm | CAMXc_Warm_3B/3C | 3
37997 | 94117 | CA | CAMXc | Warm | CAMXc_Warm_3B/3C | 3
37998 | 94118 | CA | CAMXc | Warm | CAMXc_Warm_3B/3C | 3
37999 | 94119 | CA | CAMXc | Warm | CAMXc_Warm_3B/3C | 3
38000 | 94121 | CA | CAMXc | Warm | CAMXc_Warm_3B/3C | 3
38001 | 94122 | CA | CAMXc | Warm | CAMXc_Warm_3B/3C | 3
38002 | 94123 | CA | CAMXc | Warm | CAMXc_Warm_3B/3C | 3
38003 | 94124 | CA | CAMXc | Warm | CAMXc_Warm_3B/3C | 3
38004 | 94126 | CA | CAMXc | Warm | CAMXc_Warm_3B/3C | 3
38005 | 94127 | CA | CAMXc | Warm | CAMXc_Warm_3B/3C | 3
38006 | 94129 | CA | CAMXc | Warm | CAMXc_Warm_3B/3C | 3
38007 | 94130 | CA | CAMXc | Warm | CAMXc_Warm_3B/3C | 3
38008 | 94131 | CA | CAMXc | Warm | CAMXc_Warm_3B/3C | 3
38009 | 94132 | CA | CAMXc | Warm | CAMXc_Warm_3B/3C | 3
38010 | 94133 | CA | CAMXc | Warm | CAMXc_Warm_3B/3C | 3
38011 | 94140 | CA | CAMXc | Warm | CAMXc_Warm_3B/3C | 3
38012 | 94141 | CA | CAMXc | Warm | CAMXc_Warm_3B/3C | 3
38013 | 94143 | CA | CAMXc | Warm | CAMXc_Warm_3B/3C | 3
38014 | 94146 | CA | CAMXc | Warm | CAMXc_Warm_3B/3C | 3
38015 | 94147 | CA | CAMXc | Warm | CAMXc_Warm_3B/3C | 3
38016 | 94158 | CA | CAMXc | Warm | CAMXc_Warm_3B/3C | 3
38017 | 94159 | CA | CAMXc | Warm | CAMXc_Warm_3B/3C | 3
38018 | 94164 | CA | CAMXc | Warm | CAMXc_Warm_3B/3C | 3
38019 | 94188 | CA | CAMXc | Warm | CAMXc_Warm_3B/3C | 3
38020 | 94022 | CA | CAMXc | Warm | CAMXc_Warm_3B/3C | 3
38021 | 94023 | CA | CAMXc | Warm | CAMXc_Warm_3B/3C | 3
38022 | 94024 | CA | CAMXc | Warm | CAMXc_Warm_3B/3C | 3
38023 | 94035 | CA | CAMXc | Warm | CAMXc_Warm_3B/3C | 3
38024 | 94039 | CA | CAMXc | Warm | CAMXc_Warm_3B/3C | 3
38025 | 94040 | CA | CAMXc | Warm | CAMXc_Warm_3B/3C | 3
38026 | 94041 | CA | CAMXc | Warm | CAMXc_Warm_3B/3C | 3
38027 | 94042 | CA | CAMXc | Warm | CAMXc_Warm_3B/3C | 3
38028 | 94043 | CA | CAMXc | Warm | CAMXc_Warm_3B/3C | 3
38029 | 94085 | CA | CAMXc | Warm | CAMXc_Warm_3B/3C | 3
38030 | 94086 | CA | CAMXc | Warm | CAMXc_Warm_3B/3C | 3
38031 | 94087 | CA | CAMXc | Warm | CAMXc_Warm_3B/3C | 3
38032 | 94088 | CA | CAMXc | Warm | CAMXc_Warm_3B/3C | 3
38033 | 94089 | CA | CAMXc | Warm | CAMXc_Warm_3B/3C | 3
38034 | 94301 | CA | CAMXc | Warm | CAMXc_Warm_3B/3C | 3
38035 | 94302 | CA | CAMXc | Warm | CAMXc_Warm_3B/3C | 3
38036 | 94304 | CA | CAMXc | Warm | CAMXc_Warm_3B/3C | 3
38037 | 94305 | CA | CAMXc | Warm | CAMXc_Warm_3B/3C | 3
38038 | 94306 | CA | CAMXc | Warm | CAMXc_Warm_3B/3C | 3
38039 | 94309 | CA | CAMXc | Warm | CAMXc_Warm_3B/3C | 3
38040 | 94550 | CA | CAMXc | Warm | CAMXc_Warm_3B/3C | 3
38041 | 95002 | CA | CAMXc | Warm | CAMXc_Warm_3B/3C | 3
38042 | 95008 | CA | CAMXc | Warm | CAMXc_Warm_3B/3C | 3
38043 | 95009 | CA | CAMXc | Warm | CAMXc_Warm_3B/3C | 3
38044 | 95011 | CA | CAMXc | Warm | CAMXc_Warm_3B/3C | 3
38045 | 95013 | CA | CAMXc | Warm | CAMXc_Warm_3B/3C | 3
38046 | 95014 | CA | CAMXc | Warm | CAMXc_Warm_3B/3C | 3
38047 | 95015 | CA | CAMXc | Warm | CAMXc_Warm_3B/3C | 3
38048 | 95020 | CA | CAMXc | Warm | CAMXc_Warm_3B/3C | 3
38049 | 95021 | CA | CAMXc | Warm | CAMXc_Warm_3B/3C | 3
38050 | 95026 | CA | CAMXc | Warm | CAMXc_Warm_3B/3C | 3
38051 | 95030 | CA | CAMXc | Warm | CAMXc_Warm_3B/3C | 3
38052 | 95031 | CA | CAMXc | Warm | CAMXc_Warm_3B/3C | 3
38053 | 95032 | CA | CAMXc | Warm | CAMXc_Warm_3B/3C | 3
38054 | 95033 | CA | CAMXc | Warm | CAMXc_Warm_3B/3C | 3
38055 | 95035 | CA | CAMXc | Warm | CAMXc_Warm_3B/3C | 3
38056 | 95036 | CA | CAMXc | Warm | CAMXc_Warm_3B/3C | 3
38057 | 95037 | CA | CAMXc | Warm | CAMXc_Warm_3B/3C | 3
38058 | 95038 | CA | CAMXc | Warm | CAMXc_Warm_3B/3C | 3
38059 | 95044 | CA | CAMXc | Warm | CAMXc_Warm_3B/3C | 3
38060 | 95046 | CA | CAMXc | Warm | CAMXc_Warm_3B/3C | 3
38061 | 95050 | CA | CAMXc | Warm | CAMXc_Warm_3B/3C | 3
38062 | 95051 | CA | CAMXc | Warm | CAMXc_Warm_3B/3C | 3
38063 | 95052 | CA | CAMXc | Warm | CAMXc_Warm_3B/3C | 3
38064 | 95053 | CA | CAMXc | Warm | CAMXc_Warm_3B/3C | 3
38065 | 95054 | CA | CAMXc | Warm | CAMXc_Warm_3B/3C | 3
38066 | 95055 | CA | CAMXc | Warm | CAMXc_Warm_3B/3C | 3
38067 | 95056 | CA | CAMXc | Warm | CAMXc_Warm_3B/3C | 3
38068 | 95070 | CA | CAMXc | Warm | CAMXc_Warm_3B/3C | 3
38069 | 95071 | CA | CAMXc | Warm | CAMXc_Warm_3B/3C | 3
38070 | 95101 | CA | CAMXc | Warm | CAMXc_Warm_3B/3C | 3
38071 | 95103 | CA | CAMXc | Warm | CAMXc_Warm_3B/3C | 3
38072 | 95106 | CA | CAMXc | Warm | CAMXc_Warm_3B/3C | 3
38073 | 95108 | CA | CAMXc | Warm | CAMXc_Warm_3B/3C | 3
38074 | 95109 | CA | CAMXc | Warm | CAMXc_Warm_3B/3C | 3
38075 | 95110 | CA | CAMXc | Warm | CAMXc_Warm_3B/3C | 3
38076 | 95111 | CA | CAMXc | Warm | CAMXc_Warm_3B/3C | 3
38077 | 95112 | CA | CAMXc | Warm | CAMXc_Warm_3B/3C | 3
38078 | 95113 | CA | CAMXc | Warm | CAMXc_Warm_3B/3C | 3
38079 | 95116 | CA | CAMXc | Warm | CAMXc_Warm_3B/3C | 3
38080 | 95117 | CA | CAMXc | Warm | CAMXc_Warm_3B/3C | 3
38081 | 95118 | CA | CAMXc | Warm | CAMXc_Warm_3B/3C | 3
38082 | 95119 | CA | CAMXc | Warm | CAMXc_Warm_3B/3C | 3
38083 | 95120 | CA | CAMXc | Warm | CAMXc_Warm_3B/3C | 3
38084 | 95121 | CA | CAMXc | Warm | CAMXc_Warm_3B/3C | 3
38085 | 95122 | CA | CAMXc | Warm | CAMXc_Warm_3B/3C | 3
38086 | 95123 | CA | CAMXc | Warm | CAMXc_Warm_3B/3C | 3
38087 | 95124 | CA | CAMXc | Warm | CAMXc_Warm_3B/3C | 3
38088 | 95125 | CA | CAMXc | Warm | CAMXc_Warm_3B/3C | 3
38089 | 95126 | CA | CAMXc | Warm | CAMXc_Warm_3B/3C | 3
38090 | 95127 | CA | CAMXc | Warm | CAMXc_Warm_3B/3C | 3
38091 | 95128 | CA | CAMXc | Warm | CAMXc_Warm_3B/3C | 3
38092 | 95129 | CA | CAMXc | Warm | CAMXc_Warm_3B/3C | 3
38093 | 95130 | CA | CAMXc | Warm | CAMXc_Warm_3B/3C | 3
38094 | 95131 | CA | CAMXc | Warm | CAMXc_Warm_3B/3C | 3
38095 | 95132 | CA | CAMXc | Warm | CAMXc_Warm_3B/3C | 3
38096 | 95133 | CA | CAMXc | Warm | CAMXc_Warm_3B/3C | 3
38097 | 95134 | CA | CAMXc | Warm | CAMXc_Warm_3B/3C | 3
38098 | 95135 | CA | CAMXc | Warm | CAMXc_Warm_3B/3C | 3
38099 | 95136 | CA | CAMXc | Warm | CAMXc_Warm_3B/3C | 3
38100 | 95138 | CA | CAMXc | Warm | CAMXc_Warm_3B/3C | 3
38101 | 95139 | CA | CAMXc | Warm | CAMXc_Warm_3B/3C | 3
38102 | 95140 | CA | CAMXc | Warm | CAMXc_Warm_3B/3C | 3
38103 | 95141 | CA | CAMXc | Warm | CAMXc_Warm_3B/3C | 3
38104 | 95148 | CA | CAMXc | Warm | CAMXc_Warm_3B/3C | 3
38105 | 95150 | CA | CAMXc | Warm | CAMXc_Warm_3B/3C | 3
38106 | 95151 | CA | CAMXc | Warm | CAMXc_Warm_3B/3C | 3
38107 | 95152 | CA | CAMXc | Warm | CAMXc_Warm_3B/3C | 3
38108 | 95153 | CA | CAMXc | Warm | CAMXc_Warm_3B/3C | 3
38109 | 95154 | CA | CAMXc | Warm | CAMXc_Warm_3B/3C | 3
38110 | 95155 | CA | CAMXc | Warm | CAMXc_Warm_3B/3C | 3
38111 | 95156 | CA | CAMXc | Warm | CAMXc_Warm_3B/3C | 3
38112 | 95157 | CA | CAMXc | Warm | CAMXc_Warm_3B/3C | 3
38113 | 95158 | CA | CAMXc | Warm | CAMXc_Warm_3B/3C | 3
38114 | 95159 | CA | CAMXc | Warm | CAMXc_Warm_3B/3C | 3
38115 | 95160 | CA | CAMXc | Warm | CAMXc_Warm_3B/3C | 3
38116 | 95161 | CA | CAMXc | Warm | CAMXc_Warm_3B/3C | 3
38117 | 95164 | CA | CAMXc | Warm | CAMXc_Warm_3B/3C | 3
38118 | 95170 | CA | CAMXc | Warm | CAMXc_Warm_3B/3C | 3
38119 | 95172 | CA | CAMXc | Warm | CAMXc_Warm_3B/3C | 3
38120 | 95173 | CA | CAMXc | Warm | CAMXc_Warm_3B/3C | 3
38121 | 95191 | CA | CAMXc | Warm | CAMXc_Warm_3B/3C | 3
38122 | 95192 | CA | CAMXc | Warm | CAMXc_Warm_3B/3C | 3
38123 | 95196 | CA | CAMXc | Warm | CAMXc_Warm_3B/3C | 3
38124 | 95001 | CA | CAMXc | Warm | CAMXc_Warm_3B/3C | 3
38125 | 95003 | CA | CAMXc | Warm | CAMXc_Warm_3B/3C | 3
38126 | 95005 | CA | CAMXc | Warm | CAMXc_Warm_3B/3C | 3
38127 | 95006 | CA | CAMXc | Warm | CAMXc_Warm_3B/3C | 3
38128 | 95007 | CA | CAMXc | Warm | CAMXc_Warm_3B/3C | 3
38129 | 95010 | CA | CAMXc | Warm | CAMXc_Warm_3B/3C | 3
38130 | 95017 | CA | CAMXc | Warm | CAMXc_Warm_3B/3C | 3
38131 | 95018 | CA | CAMXc | Warm | CAMXc_Warm_3B/3C | 3
38132 | 95019 | CA | CAMXc | Warm | CAMXc_Warm_3B/3C | 3
38133 | 95041 | CA | CAMXc | Warm | CAMXc_Warm_3B/3C | 3
38134 | 95060 | CA | CAMXc | Warm | CAMXc_Warm_3B/3C | 3
38135 | 95061 | CA | CAMXc | Warm | CAMXc_Warm_3B/3C | 3
38136 | 95062 | CA | CAMXc | Warm | CAMXc_Warm_3B/3C | 3
38137 | 95063 | CA | CAMXc | Warm | CAMXc_Warm_3B/3C | 3
38138 | 95064 | CA | CAMXc | Warm | CAMXc_Warm_3B/3C | 3
38139 | 95065 | CA | CAMXc | Warm | CAMXc_Warm_3B/3C | 3
38140 | 95066 | CA | CAMXc | Warm | CAMXc_Warm_3B/3C | 3
38141 | 95067 | CA | CAMXc | Warm | CAMXc_Warm_3B/3C | 3
38142 | 95073 | CA | CAMXc | Warm | CAMXc_Warm_3B/3C | 3
38143 | 95077 | CA | CAMXc | Warm | CAMXc_Warm_3B/3C | 3
38144 | 94501 | CA | CAMXc | Warm | CAMXc_Warm_3B/3C | 3
38145 | 94502 | CA | CAMXc | Warm | CAMXc_Warm_3B/3C | 3
38146 | 94505 | CA | CAMXc | Warm | CAMXc_Warm_3B/3C | 3
38147 | 94514 | CA | CAMXc | Warm | CAMXc_Warm_3B/3C | 3
38148 | 94536 | CA | CAMXc | Warm | CAMXc_Warm_3B/3C | 3
38149 | 94537 | CA | CAMXc | Warm | CAMXc_Warm_3B/3C | 3
38150 | 94538 | CA | CAMXc | Warm | CAMXc_Warm_3B/3C | 3
38151 | 94539 | CA | CAMXc | Warm | CAMXc_Warm_3B/3C | 3
38152 | 94540 | CA | CAMXc | Warm | CAMXc_Warm_3B/3C | 3
38153 | 94541 | CA | CAMXc | Warm | CAMXc_Warm_3B/3C | 3
38154 | 94542 | CA | CAMXc | Warm | CAMXc_Warm_3B/3C | 3
38155 | 94543 | CA | CAMXc | Warm | CAMXc_Warm_3B/3C | 3
38156 | 94544 | CA | CAMXc | Warm | CAMXc_Warm_3B/3C | 3
38157 | 94545 | CA | CAMXc | Warm | CAMXc_Warm_3B/3C | 3
38158 | 94546 | CA | CAMXc | Warm | CAMXc_Warm_3B/3C | 3
38159 | 94551 | CA | CAMXc | Warm | CAMXc_Warm_3B/3C | 3
38160 | 94552 | CA | CAMXc | Warm | CAMXc_Warm_3B/3C | 3
38161 | 94555 | CA | CAMXc | Warm | CAMXc_Warm_3B/3C | 3
38162 | 94557 | CA | CAMXc | Warm | CAMXc_Warm_3B/3C | 3
38163 | 94560 | CA | CAMXc | Warm | CAMXc_Warm_3B/3C | 3
38164 | 94563 | CA | CAMXc | Warm | CAMXc_Warm_3B/3C | 3
38165 | 94566 | CA | CAMXc | Warm | CAMXc_Warm_3B/3C | 3
38166 | 94568 | CA | CAMXc | Warm | CAMXc_Warm_3B/3C | 3
38167 | 94577 | CA | CAMXc | Warm | CAMXc_Warm_3B/3C | 3
38168 | 94578 | CA | CAMXc | Warm | CAMXc_Warm_3B/3C | 3
38169 | 94579 | CA | CAMXc | Warm | CAMXc_Warm_3B/3C | 3
38170 | 94580 | CA | CAMXc | Warm | CAMXc_Warm_3B/3C | 3
38171 | 94586 | CA | CAMXc | Warm | CAMXc_Warm_3B/3C | 3
38172 | 94587 | CA | CAMXc | Warm | CAMXc_Warm_3B/3C | 3
38173 | 94588 | CA | CAMXc | Warm | CAMXc_Warm_3B/3C | 3
38174 | 94601 | CA | CAMXc | Warm | CAMXc_Warm_3B/3C | 3
38175 | 94602 | CA | CAMXc | Warm | CAMXc_Warm_3B/3C | 3
38176 | 94603 | CA | CAMXc | Warm | CAMXc_Warm_3B/3C | 3
38177 | 94604 | CA | CAMXc | Warm | CAMXc_Warm_3B/3C | 3
38178 | 94605 | CA | CAMXc | Warm | CAMXc_Warm_3B/3C | 3
38179 | 94606 | CA | CAMXc | Warm | CAMXc_Warm_3B/3C | 3
38180 | 94607 | CA | CAMXc | Warm | CAMXc_Warm_3B/3C | 3
38181 | 94608 | CA | CAMXc | Warm | CAMXc_Warm_3B/3C | 3
38182 | 94609 | CA | CAMXc | Warm | CAMXc_Warm_3B/3C | 3
38183 | 94610 | CA | CAMXc | Warm | CAMXc_Warm_3B/3C | 3
38184 | 94611 | CA | CAMXc | Warm | CAMXc_Warm_3B/3C | 3
38185 | 94612 | CA | CAMXc | Warm | CAMXc_Warm_3B/3C | 3
38186 | 94613 | CA | CAMXc | Warm | CAMXc_Warm_3B/3C | 3
38187 | 94614 | CA | CAMXc | Warm | CAMXc_Warm_3B/3C | 3
38188 | 94615 | CA | CAMXc | Warm | CAMXc_Warm_3B/3C | 3
38189 | 94618 | CA | CAMXc | Warm | CAMXc_Warm_3B/3C | 3
38190 | 94619 | CA | CAMXc | Warm | CAMXc_Warm_3B/3C | 3
38191 | 94620 | CA | CAMXc | Warm | CAMXc_Warm_3B/3C | 3
38192 | 94621 | CA | CAMXc | Warm | CAMXc_Warm_3B/3C | 3
38193 | 94623 | CA | CAMXc | Warm | CAMXc_Warm_3B/3C | 3
38194 | 94624 | CA | CAMXc | Warm | CAMXc_Warm_3B/3C | 3
38195 | 94661 | CA | CAMXc | Warm | CAMXc_Warm_3B/3C | 3
38196 | 94662 | CA | CAMXc | Warm | CAMXc_Warm_3B/3C | 3
38197 | 94666 | CA | CAMXc | Warm | CAMXc_Warm_3B/3C | 3
38198 | 94701 | CA | CAMXc | Warm | CAMXc_Warm_3B/3C | 3
38199 | 94702 | CA | CAMXc | Warm | CAMXc_Warm_3B/3C | 3
38200 | 94703 | CA | CAMXc | Warm | CAMXc_Warm_3B/3C | 3
38201 | 94704 | CA | CAMXc | Warm | CAMXc_Warm_3B/3C | 3
38202 | 94705 | CA | CAMXc | Warm | CAMXc_Warm_3B/3C | 3
38203 | 94706 | CA | CAMXc | Warm | CAMXc_Warm_3B/3C | 3
38204 | 94707 | CA | CAMXc | Warm | CAMXc_Warm_3B/3C | 3
38205 | 94708 | CA | CAMXc | Warm | CAMXc_Warm_3B/3C | 3
38206 | 94709 | CA | CAMXc | Warm | CAMXc_Warm_3B/3C | 3
38207 | 94710 | CA | CAMXc | Warm | CAMXc_Warm_3B/3C | 3
38208 | 94712 | CA | CAMXc | Warm | CAMXc_Warm_3B/3C | 3
38209 | 94720 | CA | CAMXc | Warm | CAMXc_Warm_3B/3C | 3
38210 | 95377 | CA | CAMXc | Warm | CAMXc_Warm_3B/3C | 3
38211 | 95391 | CA | CAMXc | Warm | CAMXc_Warm_3B/3C | 3
38212 | 94503 | CA | CAMXc | Warm | CAMXc_Warm_3B/3C | 3
38213 | 94508 | CA | CAMXc | Warm | CAMXc_Warm_3B/3C | 3
38214 | 94515 | CA | CAMXc | Warm | CAMXc_Warm_3B/3C | 3
38215 | 94534 | CA | CAMXc | Warm | CAMXc_Warm_3B/3C | 3
38216 | 94558 | CA | CAMXc | Warm | CAMXc_Warm_3B/3C | 3
38217 | 94559 | CA | CAMXc | Warm | CAMXc_Warm_3B/3C | 3
38218 | 94562 | CA | CAMXc | Warm | CAMXc_Warm_3B/3C | 3
38219 | 94567 | CA | CAMXc | Warm | CAMXc_Warm_3B/3C | 3
38220 | 94573 | CA | CAMXc | Warm | CAMXc_Warm_3B/3C | 3
38221 | 94574 | CA | CAMXc | Warm | CAMXc_Warm_3B/3C | 3
38222 | 94576 | CA | CAMXc | Warm | CAMXc_Warm_3B/3C | 3
38223 | 94581 | CA | CAMXc | Warm | CAMXc_Warm_3B/3C | 3
38224 | 94591 | CA | CAMXc | Warm | CAMXc_Warm_3B/3C | 3
38225 | 94599 | CA | CAMXc | Warm | CAMXc_Warm_3B/3C | 3
38226 | 95461 | CA | CAMXc | Warm | CAMXc_Warm_3B/3C | 3
38227 | 95476 | CA | CAMXc | Warm | CAMXc_Warm_3B/3C | 3
38228 | 94922 | CA | CAMXc | Warm | CAMXc_Warm_3B/3C | 3
38229 | 94923 | CA | CAMXc | Warm | CAMXc_Warm_3B/3C | 3
38230 | 94927 | CA | CAMXc | Warm | CAMXc_Warm_3B/3C | 3
38231 | 94928 | CA | CAMXc | Warm | CAMXc_Warm_3B/3C | 3
38232 | 94931 | CA | CAMXc | Warm | CAMXc_Warm_3B/3C | 3
38233 | 94945 | CA | CAMXc | Warm | CAMXc_Warm_3B/3C | 3
38234 | 94951 | CA | CAMXc | Warm | CAMXc_Warm_3B/3C | 3
38235 | 94952 | CA | CAMXc | Warm | CAMXc_Warm_3B/3C | 3
38236 | 94953 | CA | CAMXc | Warm | CAMXc_Warm_3B/3C | 3
38237 | 94954 | CA | CAMXc | Warm | CAMXc_Warm_3B/3C | 3
38238 | 94955 | CA | CAMXc | Warm | CAMXc_Warm_3B/3C | 3
38239 | 94972 | CA | CAMXc | Warm | CAMXc_Warm_3B/3C | 3
38240 | 94975 | CA | CAMXc | Warm | CAMXc_Warm_3B/3C | 3
38241 | 94999 | CA | CAMXc | Warm | CAMXc_Warm_3B/3C | 3
38242 | 95401 | CA | CAMXc | Warm | CAMXc_Warm_3B/3C | 3
38243 | 95402 | CA | CAMXc | Warm | CAMXc_Warm_3B/3C | 3
38244 | 95403 | CA | CAMXc | Warm | CAMXc_Warm_3B/3C | 3
38245 | 95404 | CA | CAMXc | Warm | CAMXc_Warm_3B/3C | 3
38246 | 95405 | CA | CAMXc | Warm | CAMXc_Warm_3B/3C | 3
38247 | 95406 | CA | CAMXc | Warm | CAMXc_Warm_3B/3C | 3
38248 | 95407 | CA | CAMXc | Warm | CAMXc_Warm_3B/3C | 3
38249 | 95409 | CA | CAMXc | Warm | CAMXc_Warm_3B/3C | 3
38250 | 95412 | CA | CAMXc | Warm | CAMXc_Warm_3B/3C | 3
38251 | 95416 | CA | CAMXc | Warm | CAMXc_Warm_3B/3C | 3
38252 | 95419 | CA | CAMXc | Warm | CAMXc_Warm_3B/3C | 3
38253 | 95421 | CA | CAMXc | Warm | CAMXc_Warm_3B/3C | 3
38254 | 95425 | CA | CAMXc | Warm | CAMXc_Warm_3B/3C | 3
38255 | 95430 | CA | CAMXc | Warm | CAMXc_Warm_3B/3C | 3
38256 | 95431 | CA | CAMXc | Warm | CAMXc_Warm_3B/3C | 3
38257 | 95433 | CA | CAMXc | Warm | CAMXc_Warm_3B/3C | 3
38258 | 95436 | CA | CAMXc | Warm | CAMXc_Warm_3B/3C | 3
38259 | 95439 | CA | CAMXc | Warm | CAMXc_Warm_3B/3C | 3
38260 | 95441 | CA | CAMXc | Warm | CAMXc_Warm_3B/3C | 3
38261 | 95442 | CA | CAMXc | Warm | CAMXc_Warm_3B/3C | 3
38262 | 95444 | CA | CAMXc | Warm | CAMXc_Warm_3B/3C | 3
38263 | 95445 | CA | CAMXc | Warm | CAMXc_Warm_3B/3C | 3
38264 | 95446 | CA | CAMXc | Warm | CAMXc_Warm_3B/3C | 3
38265 | 95448 | CA | CAMXc | Warm | CAMXc_Warm_3B/3C | 3
38266 | 95450 | CA | CAMXc | Warm | CAMXc_Warm_3B/3C | 3
38267 | 95452 | CA | CAMXc | Warm | CAMXc_Warm_3B/3C | 3
38268 | 95462 | CA | CAMXc | Warm | CAMXc_Warm_3B/3C | 3
38269 | 95465 | CA | CAMXc | Warm | CAMXc_Warm_3B/3C | 3
38270 | 95471 | CA | CAMXc | Warm | CAMXc_Warm_3B/3C | 3
38271 | 95472 | CA | CAMXc | Warm | CAMXc_Warm_3B/3C | 3
38272 | 95473 | CA | CAMXc | Warm | CAMXc_Warm_3B/3C | 3
38273 | 95480 | CA | CAMXc | Warm | CAMXc_Warm_3B/3C | 3
38274 | 95486 | CA | CAMXc | Warm | CAMXc_Warm_3B/3C | 3
38275 | 95487 | CA | CAMXc | Warm | CAMXc_Warm_3B/3C | 3
38276 | 95492 | CA | CAMXc | Warm | CAMXc_Warm_3B/3C | 3
38277 | 95497 | CA | CAMXc | Warm | CAMXc_Warm_3B/3C | 3
38278 | 94901 | CA | CAMXc | Warm | CAMXc_Warm_3B/3C | 3
38279 | 94903 | CA | CAMXc | Warm | CAMXc_Warm_3B/3C | 3
38280 | 94904 | CA | CAMXc | Warm | CAMXc_Warm_3B/3C | 3
38281 | 94912 | CA | CAMXc | Warm | CAMXc_Warm_3B/3C | 3
38282 | 94913 | CA | CAMXc | Warm | CAMXc_Warm_3B/3C | 3
38283 | 94914 | CA | CAMXc | Warm | CAMXc_Warm_3B/3C | 3
38284 | 94915 | CA | CAMXc | Warm | CAMXc_Warm_3B/3C | 3
38285 | 94920 | CA | CAMXc | Warm | CAMXc_Warm_3B/3C | 3
38286 | 94924 | CA | CAMXc | Warm | CAMXc_Warm_3B/3C | 3
38287 | 94925 | CA | CAMXc | Warm | CAMXc_Warm_3B/3C | 3
38288 | 94929 | CA | CAMXc | Warm | CAMXc_Warm_3B/3C | 3
38289 | 94930 | CA | CAMXc | Warm | CAMXc_Warm_3B/3C | 3
38290 | 94933 | CA | CAMXc | Warm | CAMXc_Warm_3B/3C | 3
38291 | 94937 | CA | CAMXc | Warm | CAMXc_Warm_3B/3C | 3
38292 | 94938 | CA | CAMXc | Warm | CAMXc_Warm_3B/3C | 3
38293 | 94939 | CA | CAMXc | Warm | CAMXc_Warm_3B/3C | 3
38294 | 94940 | CA | CAMXc | Warm | CAMXc_Warm_3B/3C | 3
38295 | 94941 | CA | CAMXc | Warm | CAMXc_Warm_3B/3C | 3
38296 | 94942 | CA | CAMXc | Warm | CAMXc_Warm_3B/3C | 3
38297 | 94946 | CA | CAMXc | Warm | CAMXc_Warm_3B/3C | 3
38298 | 94947 | CA | CAMXc | Warm | CAMXc_Warm_3B/3C | 3
38299 | 94948 | CA | CAMXc | Warm | CAMXc_Warm_3B/3C | 3
38300 | 94949 | CA | CAMXc | Warm | CAMXc_Warm_3B/3C | 3
38301 | 94950 | CA | CAMXc | Warm | CAMXc_Warm_3B/3C | 3
38302 | 94956 | CA | CAMXc | Warm | CAMXc_Warm_3B/3C | 3
38303 | 94957 | CA | CAMXc | Warm | CAMXc_Warm_3B/3C | 3
38304 | 94960 | CA | CAMXc | Warm | CAMXc_Warm_3B/3C | 3
38305 | 94963 | CA | CAMXc | Warm | CAMXc_Warm_3B/3C | 3
38306 | 94964 | CA | CAMXc | Warm | CAMXc_Warm_3B/3C | 3
38307 | 94965 | CA | CAMXc | Warm | CAMXc_Warm_3B/3C | 3
38308 | 94966 | CA | CAMXc | Warm | CAMXc_Warm_3B/3C | 3
38309 | 94970 | CA | CAMXc | Warm | CAMXc_Warm_3B/3C | 3
38310 | 94971 | CA | CAMXc | Warm | CAMXc_Warm_3B/3C | 3
38311 | 94973 | CA | CAMXc | Warm | CAMXc_Warm_3B/3C | 3
38312 | 94974 | CA | CAMXc | Warm | CAMXc_Warm_3B/3C | 3
38313 | 94976 | CA | CAMXc | Warm | CAMXc_Warm_3B/3C | 3
38314 | 94977 | CA | CAMXc | Warm | CAMXc_Warm_3B/3C | 3
38315 | 94978 | CA | CAMXc | Warm | CAMXc_Warm_3B/3C | 3
38316 | 94979 | CA | CAMXc | Warm | CAMXc_Warm_3B/3C | 3
38317 | 95410 | CA | CAMXc | Warm | CAMXc_Warm_3B/3C | 3
38318 | 95415 | CA | CAMXc | Warm | CAMXc_Warm_3B/3C | 3
38319 | 95417 | CA | CAMXc | Warm | CAMXc_Warm_3B/3C | 3
38320 | 95418 | CA | CAMXc | Warm | CAMXc_Warm_3B/3C | 3
38321 | 95420 | CA | CAMXc | Warm | CAMXc_Warm_3B/3C | 3
38322 | 95427 | CA | CAMXc | Warm | CAMXc_Warm_3B/3C | 3
38323 | 95428 | CA | CAMXc | Warm | CAMXc_Warm_3B/3C | 3
38324 | 95429 | CA | CAMXc | Warm | CAMXc_Warm_3B/3C | 3
38325 | 95432 | CA | CAMXc | Warm | CAMXc_Warm_3B/3C | 3
38326 | 95437 | CA | CAMXc | Warm | CAMXc_Warm_3B/3C | 3
38327 | 95449 | CA | CAMXc | Warm | CAMXc_Warm_3B/3C | 3
38328 | 95454 | CA | CAMXc | Warm | CAMXc_Warm_3B/3C | 3
38329 | 95456 | CA | CAMXc | Warm | CAMXc_Warm_3B/3C | 3
38330 | 95459 | CA | CAMXc | Warm | CAMXc_Warm_3B/3C | 3
38331 | 95460 | CA | CAMXc | Warm | CAMXc_Warm_3B/3C | 3
38332 | 95463 | CA | CAMXc | Warm | CAMXc_Warm_3B/3C | 3
38333 | 95466 | CA | CAMXc | Warm | CAMXc_Warm_3B/3C | 3
38334 | 95468 | CA | CAMXc | Warm | CAMXc_Warm_3B/3C | 3
38335 | 95469 | CA | CAMXc | Warm | CAMXc_Warm_3B/3C | 3
38336 | 95470 | CA | CAMXc | Warm | CAMXc_Warm_3B/3C | 3
38337 | 95481 | CA | CAMXc | Warm | CAMXc_Warm_3B/3C | 3
38338 | 95482 | CA | CAMXc | Warm | CAMXc_Warm_3B/3C | 3
38339 | 95488 | CA | CAMXc | Warm | CAMXc_Warm_3B/3C | 3
38340 | 95490 | CA | CAMXc | Warm | CAMXc_Warm_3B/3C | 3
38341 | 95494 | CA | CAMXc | Warm | CAMXc_Warm_3B/3C | 3
38342 | 95542 | CA | CAMXc | Warm | CAMXc_Warm_3B/3C | 3
38343 | 95585 | CA | CAMXc | Warm | CAMXc_Warm_3B/3C | 3
38344 | 95587 | CA | CAMXc | Warm | CAMXc_Warm_3B/3C | 3
38345 | 95589 | CA | CAMXc | Warm | CAMXc_Warm_3B/3C | 3
38346 | 95501 | CA | CAMXc | Mixed mild | CAMXc_Mixed mild_4B/4C | 4
38347 | 95502 | CA | CAMXc | Mixed mild | CAMXc_Mixed mild_4B/4C | 4
38348 | 95503 | CA | CAMXc | Mixed mild | CAMXc_Mixed mild_4B/4C | 4
38349 | 95511 | CA | CAMXc | Mixed mild | CAMXc_Mixed mild_4B/4C | 4
38350 | 95514 | CA | CAMXc | Mixed mild | CAMXc_Mixed mild_4B/4C | 4
38351 | 95518 | CA | CAMXc | Mixed mild | CAMXc_Mixed mild_4B/4C | 4
38352 | 95519 | CA | CAMXc | Mixed mild | CAMXc_Mixed mild_4B/4C | 4
38353 | 95521 | CA | CAMXc | Mixed mild | CAMXc_Mixed mild_4B/4C | 4
38354 | 95524 | CA | CAMXc | Mixed mild | CAMXc_Mixed mild_4B/4C | 4
38355 | 95525 | CA | CAMXc | Mixed mild | CAMXc_Mixed mild_4B/4C | 4
38356 | 95526 | CA | CAMXc | Mixed mild | CAMXc_Mixed mild_4B/4C | 4
38357 | 95528 | CA | CAMXc | Mixed mild | CAMXc_Mixed mild_4B/4C | 4
38358 | 95534 | CA | CAMXc | Mixed mild | CAMXc_Mixed mild_4B/4C | 4
38359 | 95536 | CA | CAMXc | Mixed mild | CAMXc_Mixed mild_4B/4C | 4
38360 | 95537 | CA | CAMXc | Mixed mild | CAMXc_Mixed mild_4B/4C | 4
38361 | 95540 | CA | CAMXc | Mixed mild | CAMXc_Mixed mild_4B/4C | 4
38362 | 95545 | CA | CAMXc | Mixed mild | CAMXc_Mixed mild_4B/4C | 4
38363 | 95546 | CA | CAMXc | Mixed mild | CAMXc_Mixed mild_4B/4C | 4
38364 | 95547 | CA | CAMXc | Mixed mild | CAMXc_Mixed mild_4B/4C | 4
38365 | 95549 | CA | CAMXc | Mixed mild | CAMXc_Mixed mild_4B/4C | 4
38366 | 95550 | CA | CAMXc | Mixed mild | CAMXc_Mixed mild_4B/4C | 4
38367 | 95551 | CA | CAMXc | Mixed mild | CAMXc_Mixed mild_4B/4C | 4
38368 | 95553 | CA | CAMXc | Mixed mild | CAMXc_Mixed mild_4B/4C | 4
38369 | 95554 | CA | CAMXc | Mixed mild | CAMXc_Mixed mild_4B/4C | 4
38370 | 95555 | CA | CAMXc | Mixed mild | CAMXc_Mixed mild_4B/4C | 4
38371 | 95556 | CA | CAMXc | Mixed mild | CAMXc_Mixed mild_4B/4C | 4
38372 | 95558 | CA | CAMXc | Mixed mild | CAMXc_Mixed mild_4B/4C | 4
38373 | 95559 | CA | CAMXc | Mixed mild | CAMXc_Mixed mild_4B/4C | 4
38374 | 95560 | CA | CAMXc | Mixed mild | CAMXc_Mixed mild_4B/4C | 4
38375 | 95562 | CA | CAMXc | Mixed mild | CAMXc_Mixed mild_4B/4C | 4
38376 | 95564 | CA | CAMXc | Mixed mild | CAMXc_Mixed mild_4B/4C | 4
38377 | 95565 | CA | CAMXc | Mixed mild | CAMXc_Mixed mild_4B/4C | 4
38378 | 95568 | CA | CAMXc | Mixed mild | CAMXc_Mixed mild_4B/4C | 4
38379 | 95569 | CA | CAMXc | Mixed mild | CAMXc_Mixed mild_4B/4C | 4
38380 | 95570 | CA | CAMXc | Mixed mild | CAMXc_Mixed mild_4B/4C | 4
38381 | 95571 | CA | CAMXc | Mixed mild | CAMXc_Mixed mild_4B/4C | 4
38382 | 95573 | CA | CAMXc | Mixed mild | CAMXc_Mixed mild_4B/4C | 4
38383 | 95531 | CA | CAMXc | Mixed mild | CAMXc_Mixed mild_4B/4C | 4
38384 | 95532 | CA | CAMXc | Mixed mild | CAMXc_Mixed mild_4B/4C | 4
38385 | 95538 | CA | CAMXc | Mixed mild | CAMXc_Mixed mild_4B/4C | 4
38386 | 95543 | CA | CAMXc | Mixed mild | CAMXc_Mixed mild_4B/4C | 4
38387 | 95548 | CA | CAMXc | Mixed mild | CAMXc_Mixed mild_4B/4C | 4
38388 | 95567 | CA | CAMXc | Mixed mild | CAMXc_Mixed mild_4B/4C | 4
38389 | 97002 | OR | NWPPc | Mixed mild | NWPPc_Mixed mild_4C | 4
38390 | 97004 | OR | NWPPc | Mixed mild | NWPPc_Mixed mild_4C | 4
38391 | 97009 | OR | NWPPc | Mixed mild | NWPPc_Mixed mild_4C | 4
38392 | 97011 | OR | NWPPc | Mixed mild | NWPPc_Mixed mild_4C | 4
38393 | 97013 | OR | NWPPc | Mixed mild | NWPPc_Mixed mild_4C | 4
38394 | 97015 | OR | NWPPc | Mixed mild | NWPPc_Mixed mild_4C | 4
38395 | 97017 | OR | NWPPc | Mixed mild | NWPPc_Mixed mild_4C | 4
38396 | 97019 | OR | NWPPc | Mixed mild | NWPPc_Mixed mild_4C | 4
38397 | 97022 | OR | NWPPc | Mixed mild | NWPPc_Mixed mild_4C | 4
38398 | 97023 | OR | NWPPc | Mixed mild | NWPPc_Mixed mild_4C | 4
38399 | 97027 | OR | NWPPc | Mixed mild | NWPPc_Mixed mild_4C | 4
38400 | 97028 | OR | NWPPc | Mixed mild | NWPPc_Mixed mild_4C | 4
38401 | 97032 | OR | NWPPc | Mixed mild | NWPPc_Mixed mild_4C | 4
38402 | 97034 | OR | NWPPc | Mixed mild | NWPPc_Mixed mild_4C | 4
38403 | 97035 | OR | NWPPc | Mixed mild | NWPPc_Mixed mild_4C | 4
38404 | 97036 | OR | NWPPc | Mixed mild | NWPPc_Mixed mild_4C | 4
38405 | 97038 | OR | NWPPc | Mixed mild | NWPPc_Mixed mild_4C | 4
38406 | 97041 | OR | NWPPc | Mixed mild | NWPPc_Mixed mild_4C | 4
38407 | 97042 | OR | NWPPc | Mixed mild | NWPPc_Mixed mild_4C | 4
38408 | 97045 | OR | NWPPc | Mixed mild | NWPPc_Mixed mild_4C | 4
38409 | 97049 | OR | NWPPc | Mixed mild | NWPPc_Mixed mild_4C | 4
38410 | 97055 | OR | NWPPc | Mixed mild | NWPPc_Mixed mild_4C | 4
38411 | 97062 | OR | NWPPc | Mixed mild | NWPPc_Mixed mild_4C | 4
38412 | 97067 | OR | NWPPc | Mixed mild | NWPPc_Mixed mild_4C | 4
38413 | 97068 | OR | NWPPc | Mixed mild | NWPPc_Mixed mild_4C | 4
38414 | 97070 | OR | NWPPc | Mixed mild | NWPPc_Mixed mild_4C | 4
38415 | 97071 | OR | NWPPc | Mixed mild | NWPPc_Mixed mild_4C | 4
38416 | 97080 | OR | NWPPc | Mixed mild | NWPPc_Mixed mild_4C | 4
38417 | 97086 | OR | NWPPc | Mixed mild | NWPPc_Mixed mild_4C | 4
38418 | 97089 | OR | NWPPc | Mixed mild | NWPPc_Mixed mild_4C | 4
38419 | 97132 | OR | NWPPc | Mixed mild | NWPPc_Mixed mild_4C | 4
38420 | 97140 | OR | NWPPc | Mixed mild | NWPPc_Mixed mild_4C | 4
38421 | 97202 | OR | NWPPc | Mixed mild | NWPPc_Mixed mild_4C | 4
38422 | 97206 | OR | NWPPc | Mixed mild | NWPPc_Mixed mild_4C | 4
38423 | 97219 | OR | NWPPc | Mixed mild | NWPPc_Mixed mild_4C | 4
38424 | 97222 | OR | NWPPc | Mixed mild | NWPPc_Mixed mild_4C | 4
38425 | 97267 | OR | NWPPc | Mixed mild | NWPPc_Mixed mild_4C | 4
38426 | 97268 | OR | NWPPc | Mixed mild | NWPPc_Mixed mild_4C | 4
38427 | 97269 | OR | NWPPc | Mixed mild | NWPPc_Mixed mild_4C | 4
38428 | 97362 | OR | NWPPc | Mixed mild | NWPPc_Mixed mild_4C | 4
38429 | 97375 | OR | NWPPc | Mixed mild | NWPPc_Mixed mild_4C | 4
38430 | 97020 | OR | NWPPc | Mixed mild | NWPPc_Mixed mild_4C | 4
38431 | 97026 | OR | NWPPc | Mixed mild | NWPPc_Mixed mild_4C | 4
38432 | 97137 | OR | NWPPc | Mixed mild | NWPPc_Mixed mild_4C | 4
38433 | 97301 | OR | NWPPc | Mixed mild | NWPPc_Mixed mild_4C | 4
38434 | 97302 | OR | NWPPc | Mixed mild | NWPPc_Mixed mild_4C | 4
38435 | 97303 | OR | NWPPc | Mixed mild | NWPPc_Mixed mild_4C | 4
38436 | 97305 | OR | NWPPc | Mixed mild | NWPPc_Mixed mild_4C | 4
38437 | 97306 | OR | NWPPc | Mixed mild | NWPPc_Mixed mild_4C | 4
38438 | 97307 | OR | NWPPc | Mixed mild | NWPPc_Mixed mild_4C | 4
38439 | 97308 | OR | NWPPc | Mixed mild | NWPPc_Mixed mild_4C | 4
38440 | 97309 | OR | NWPPc | Mixed mild | NWPPc_Mixed mild_4C | 4
38441 | 97310 | OR | NWPPc | Mixed mild | NWPPc_Mixed mild_4C | 4
38442 | 97311 | OR | NWPPc | Mixed mild | NWPPc_Mixed mild_4C | 4
38443 | 97312 | OR | NWPPc | Mixed mild | NWPPc_Mixed mild_4C | 4
38444 | 97314 | OR | NWPPc | Mixed mild | NWPPc_Mixed mild_4C | 4
38445 | 97317 | OR | NWPPc | Mixed mild | NWPPc_Mixed mild_4C | 4
38446 | 97325 | OR | NWPPc | Mixed mild | NWPPc_Mixed mild_4C | 4
38447 | 97342 | OR | NWPPc | Mixed mild | NWPPc_Mixed mild_4C | 4
38448 | 97346 | OR | NWPPc | Mixed mild | NWPPc_Mixed mild_4C | 4
38449 | 97350 | OR | NWPPc | Mixed mild | NWPPc_Mixed mild_4C | 4
38450 | 97352 | OR | NWPPc | Mixed mild | NWPPc_Mixed mild_4C | 4
38451 | 97358 | OR | NWPPc | Mixed mild | NWPPc_Mixed mild_4C | 4
38452 | 97360 | OR | NWPPc | Mixed mild | NWPPc_Mixed mild_4C | 4
38453 | 97373 | OR | NWPPc | Mixed mild | NWPPc_Mixed mild_4C | 4
38454 | 97381 | OR | NWPPc | Mixed mild | NWPPc_Mixed mild_4C | 4
38455 | 97383 | OR | NWPPc | Mixed mild | NWPPc_Mixed mild_4C | 4
38456 | 97384 | OR | NWPPc | Mixed mild | NWPPc_Mixed mild_4C | 4
38457 | 97385 | OR | NWPPc | Mixed mild | NWPPc_Mixed mild_4C | 4
38458 | 97392 | OR | NWPPc | Mixed mild | NWPPc_Mixed mild_4C | 4
38459 | 97003 | OR | NWPPc | Mixed mild | NWPPc_Mixed mild_4C | 4
38460 | 97005 | OR | NWPPc | Mixed mild | NWPPc_Mixed mild_4C | 4
38461 | 97006 | OR | NWPPc | Mixed mild | NWPPc_Mixed mild_4C | 4
38462 | 97007 | OR | NWPPc | Mixed mild | NWPPc_Mixed mild_4C | 4
38463 | 97008 | OR | NWPPc | Mixed mild | NWPPc_Mixed mild_4C | 4
38464 | 97056 | OR | NWPPc | Mixed mild | NWPPc_Mixed mild_4C | 4
38465 | 97064 | OR | NWPPc | Mixed mild | NWPPc_Mixed mild_4C | 4
38466 | 97075 | OR | NWPPc | Mixed mild | NWPPc_Mixed mild_4C | 4
38467 | 97078 | OR | NWPPc | Mixed mild | NWPPc_Mixed mild_4C | 4
38468 | 97079 | OR | NWPPc | Mixed mild | NWPPc_Mixed mild_4C | 4
38469 | 97106 | OR | NWPPc | Mixed mild | NWPPc_Mixed mild_4C | 4
38470 | 97109 | OR | NWPPc | Mixed mild | NWPPc_Mixed mild_4C | 4
38471 | 97113 | OR | NWPPc | Mixed mild | NWPPc_Mixed mild_4C | 4
38472 | 97116 | OR | NWPPc | Mixed mild | NWPPc_Mixed mild_4C | 4
38473 | 97117 | OR | NWPPc | Mixed mild | NWPPc_Mixed mild_4C | 4
38474 | 97119 | OR | NWPPc | Mixed mild | NWPPc_Mixed mild_4C | 4
38475 | 97123 | OR | NWPPc | Mixed mild | NWPPc_Mixed mild_4C | 4
38476 | 97124 | OR | NWPPc | Mixed mild | NWPPc_Mixed mild_4C | 4
38477 | 97125 | OR | NWPPc | Mixed mild | NWPPc_Mixed mild_4C | 4
38478 | 97129 | OR | NWPPc | Mixed mild | NWPPc_Mixed mild_4C | 4
38479 | 97133 | OR | NWPPc | Mixed mild | NWPPc_Mixed mild_4C | 4
38480 | 97144 | OR | NWPPc | Mixed mild | NWPPc_Mixed mild_4C | 4
38481 | 97210 | OR | NWPPc | Mixed mild | NWPPc_Mixed mild_4C | 4
38482 | 97221 | OR | NWPPc | Mixed mild | NWPPc_Mixed mild_4C | 4
38483 | 97223 | OR | NWPPc | Mixed mild | NWPPc_Mixed mild_4C | 4
38484 | 97224 | OR | NWPPc | Mixed mild | NWPPc_Mixed mild_4C | 4
38485 | 97225 | OR | NWPPc | Mixed mild | NWPPc_Mixed mild_4C | 4
38486 | 97229 | OR | NWPPc | Mixed mild | NWPPc_Mixed mild_4C | 4
38487 | 97231 | OR | NWPPc | Mixed mild | NWPPc_Mixed mild_4C | 4
38488 | 97281 | OR | NWPPc | Mixed mild | NWPPc_Mixed mild_4C | 4
38489 | 97291 | OR | NWPPc | Mixed mild | NWPPc_Mixed mild_4C | 4
38490 | 97298 | OR | NWPPc | Mixed mild | NWPPc_Mixed mild_4C | 4
38491 | 97010 | OR | NWPPc | Mixed mild | NWPPc_Mixed mild_4C | 4
38492 | 97014 | OR | NWPPc | Mixed mild | NWPPc_Mixed mild_4C | 4
38493 | 97024 | OR | NWPPc | Mixed mild | NWPPc_Mixed mild_4C | 4
38494 | 97030 | OR | NWPPc | Mixed mild | NWPPc_Mixed mild_4C | 4
38495 | 97060 | OR | NWPPc | Mixed mild | NWPPc_Mixed mild_4C | 4
38496 | 97201 | OR | NWPPc | Mixed mild | NWPPc_Mixed mild_4C | 4
38497 | 97203 | OR | NWPPc | Mixed mild | NWPPc_Mixed mild_4C | 4
38498 | 97204 | OR | NWPPc | Mixed mild | NWPPc_Mixed mild_4C | 4
38499 | 97205 | OR | NWPPc | Mixed mild | NWPPc_Mixed mild_4C | 4
38500 | 97207 | OR | NWPPc | Mixed mild | NWPPc_Mixed mild_4C | 4
38501 | 97208 | OR | NWPPc | Mixed mild | NWPPc_Mixed mild_4C | 4
38502 | 97209 | OR | NWPPc | Mixed mild | NWPPc_Mixed mild_4C | 4
38503 | 97211 | OR | NWPPc | Mixed mild | NWPPc_Mixed mild_4C | 4
38504 | 97212 | OR | NWPPc | Mixed mild | NWPPc_Mixed mild_4C | 4
38505 | 97213 | OR | NWPPc | Mixed mild | NWPPc_Mixed mild_4C | 4
38506 | 97214 | OR | NWPPc | Mixed mild | NWPPc_Mixed mild_4C | 4
38507 | 97215 | OR | NWPPc | Mixed mild | NWPPc_Mixed mild_4C | 4
38508 | 97216 | OR | NWPPc | Mixed mild | NWPPc_Mixed mild_4C | 4
38509 | 97217 | OR | NWPPc | Mixed mild | NWPPc_Mixed mild_4C | 4
38510 | 97218 | OR | NWPPc | Mixed mild | NWPPc_Mixed mild_4C | 4
38511 | 97220 | OR | NWPPc | Mixed mild | NWPPc_Mixed mild_4C | 4
38512 | 97227 | OR | NWPPc | Mixed mild | NWPPc_Mixed mild_4C | 4
38513 | 97228 | OR | NWPPc | Mixed mild | NWPPc_Mixed mild_4C | 4
38514 | 97230 | OR | NWPPc | Mixed mild | NWPPc_Mixed mild_4C | 4
38515 | 97232 | OR | NWPPc | Mixed mild | NWPPc_Mixed mild_4C | 4
38516 | 97233 | OR | NWPPc | Mixed mild | NWPPc_Mixed mild_4C | 4
38517 | 97236 | OR | NWPPc | Mixed mild | NWPPc_Mixed mild_4C | 4
38518 | 97238 | OR | NWPPc | Mixed mild | NWPPc_Mixed mild_4C | 4
38519 | 97239 | OR | NWPPc | Mixed mild | NWPPc_Mixed mild_4C | 4
38520 | 97240 | OR | NWPPc | Mixed mild | NWPPc_Mixed mild_4C | 4
38521 | 97242 | OR | NWPPc | Mixed mild | NWPPc_Mixed mild_4C | 4
38522 | 97250 | OR | NWPPc | Mixed mild | NWPPc_Mixed mild_4C | 4
38523 | 97251 | OR | NWPPc | Mixed mild | NWPPc_Mixed mild_4C | 4
38524 | 97252 | OR | NWPPc | Mixed mild | NWPPc_Mixed mild_4C | 4
38525 | 97253 | OR | NWPPc | Mixed mild | NWPPc_Mixed mild_4C | 4
38526 | 97254 | OR | NWPPc | Mixed mild | NWPPc_Mixed mild_4C | 4
38527 | 97266 | OR | NWPPc | Mixed mild | NWPPc_Mixed mild_4C | 4
38528 | 97280 | OR | NWPPc | Mixed mild | NWPPc_Mixed mild_4C | 4
38529 | 97282 | OR | NWPPc | Mixed mild | NWPPc_Mixed mild_4C | 4
38530 | 97283 | OR | NWPPc | Mixed mild | NWPPc_Mixed mild_4C | 4
38531 | 97286 | OR | NWPPc | Mixed mild | NWPPc_Mixed mild_4C | 4
38532 | 97290 | OR | NWPPc | Mixed mild | NWPPc_Mixed mild_4C | 4
38533 | 97292 | OR | NWPPc | Mixed mild | NWPPc_Mixed mild_4C | 4
38534 | 97293 | OR | NWPPc | Mixed mild | NWPPc_Mixed mild_4C | 4
38535 | 97294 | OR | NWPPc | Mixed mild | NWPPc_Mixed mild_4C | 4
38536 | 97296 | OR | NWPPc | Mixed mild | NWPPc_Mixed mild_4C | 4
38537 | 97016 | OR | NWPPc | Mixed mild | NWPPc_Mixed mild_4C | 4
38538 | 97018 | OR | NWPPc | Mixed mild | NWPPc_Mixed mild_4C | 4
38539 | 97048 | OR | NWPPc | Mixed mild | NWPPc_Mixed mild_4C | 4
38540 | 97051 | OR | NWPPc | Mixed mild | NWPPc_Mixed mild_4C | 4
38541 | 97053 | OR | NWPPc | Mixed mild | NWPPc_Mixed mild_4C | 4
38542 | 97054 | OR | NWPPc | Mixed mild | NWPPc_Mixed mild_4C | 4
38543 | 97102 | OR | NWPPc | Mixed mild | NWPPc_Mixed mild_4C | 4
38544 | 97103 | OR | NWPPc | Mixed mild | NWPPc_Mixed mild_4C | 4
38545 | 97110 | OR | NWPPc | Mixed mild | NWPPc_Mixed mild_4C | 4
38546 | 97121 | OR | NWPPc | Mixed mild | NWPPc_Mixed mild_4C | 4
38547 | 97131 | OR | NWPPc | Mixed mild | NWPPc_Mixed mild_4C | 4
38548 | 97138 | OR | NWPPc | Mixed mild | NWPPc_Mixed mild_4C | 4
38549 | 97145 | OR | NWPPc | Mixed mild | NWPPc_Mixed mild_4C | 4
38550 | 97146 | OR | NWPPc | Mixed mild | NWPPc_Mixed mild_4C | 4
38551 | 97101 | OR | NWPPc | Mixed mild | NWPPc_Mixed mild_4C | 4
38552 | 97304 | OR | NWPPc | Mixed mild | NWPPc_Mixed mild_4C | 4
38553 | 97338 | OR | NWPPc | Mixed mild | NWPPc_Mixed mild_4C | 4
38554 | 97344 | OR | NWPPc | Mixed mild | NWPPc_Mixed mild_4C | 4
38555 | 97347 | OR | NWPPc | Mixed mild | NWPPc_Mixed mild_4C | 4
38556 | 97351 | OR | NWPPc | Mixed mild | NWPPc_Mixed mild_4C | 4
38557 | 97361 | OR | NWPPc | Mixed mild | NWPPc_Mixed mild_4C | 4
38558 | 97370 | OR | NWPPc | Mixed mild | NWPPc_Mixed mild_4C | 4
38559 | 97371 | OR | NWPPc | Mixed mild | NWPPc_Mixed mild_4C | 4
38560 | 97378 | OR | NWPPc | Mixed mild | NWPPc_Mixed mild_4C | 4
38561 | 97396 | OR | NWPPc | Mixed mild | NWPPc_Mixed mild_4C | 4
38562 | 97111 | OR | NWPPc | Mixed mild | NWPPc_Mixed mild_4C | 4
38563 | 97114 | OR | NWPPc | Mixed mild | NWPPc_Mixed mild_4C | 4
38564 | 97115 | OR | NWPPc | Mixed mild | NWPPc_Mixed mild_4C | 4
38565 | 97127 | OR | NWPPc | Mixed mild | NWPPc_Mixed mild_4C | 4
38566 | 97128 | OR | NWPPc | Mixed mild | NWPPc_Mixed mild_4C | 4
38567 | 97148 | OR | NWPPc | Mixed mild | NWPPc_Mixed mild_4C | 4
38568 | 97107 | OR | NWPPc | Mixed mild | NWPPc_Mixed mild_4C | 4
38569 | 97108 | OR | NWPPc | Mixed mild | NWPPc_Mixed mild_4C | 4
38570 | 97112 | OR | NWPPc | Mixed mild | NWPPc_Mixed mild_4C | 4
38571 | 97118 | OR | NWPPc | Mixed mild | NWPPc_Mixed mild_4C | 4
38572 | 97122 | OR | NWPPc | Mixed mild | NWPPc_Mixed mild_4C | 4
38573 | 97130 | OR | NWPPc | Mixed mild | NWPPc_Mixed mild_4C | 4
38574 | 97134 | OR | NWPPc | Mixed mild | NWPPc_Mixed mild_4C | 4
38575 | 97135 | OR | NWPPc | Mixed mild | NWPPc_Mixed mild_4C | 4
38576 | 97136 | OR | NWPPc | Mixed mild | NWPPc_Mixed mild_4C | 4
38577 | 97141 | OR | NWPPc | Mixed mild | NWPPc_Mixed mild_4C | 4
38578 | 97147 | OR | NWPPc | Mixed mild | NWPPc_Mixed mild_4C | 4
38579 | 97149 | OR | NWPPc | Mixed mild | NWPPc_Mixed mild_4C | 4
38580 | 97368 | OR | NWPPc | Mixed mild | NWPPc_Mixed mild_4C | 4
38581 | 97321 | OR | NWPPc | Mixed mild | NWPPc_Mixed mild_4C | 4
38582 | 97322 | OR | NWPPc | Mixed mild | NWPPc_Mixed mild_4C | 4
38583 | 97327 | OR | NWPPc | Mixed mild | NWPPc_Mixed mild_4C | 4
38584 | 97329 | OR | NWPPc | Mixed mild | NWPPc_Mixed mild_4C | 4
38585 | 97333 | OR | NWPPc | Mixed mild | NWPPc_Mixed mild_4C | 4
38586 | 97335 | OR | NWPPc | Mixed mild | NWPPc_Mixed mild_4C | 4
38587 | 97336 | OR | NWPPc | Mixed mild | NWPPc_Mixed mild_4C | 4
38588 | 97345 | OR | NWPPc | Mixed mild | NWPPc_Mixed mild_4C | 4
38589 | 97348 | OR | NWPPc | Mixed mild | NWPPc_Mixed mild_4C | 4
38590 | 97355 | OR | NWPPc | Mixed mild | NWPPc_Mixed mild_4C | 4
38591 | 97374 | OR | NWPPc | Mixed mild | NWPPc_Mixed mild_4C | 4
38592 | 97377 | OR | NWPPc | Mixed mild | NWPPc_Mixed mild_4C | 4
38593 | 97386 | OR | NWPPc | Mixed mild | NWPPc_Mixed mild_4C | 4
38594 | 97389 | OR | NWPPc | Mixed mild | NWPPc_Mixed mild_4C | 4
38595 | 97446 | OR | NWPPc | Mixed mild | NWPPc_Mixed mild_4C | 4
38596 | 97324 | OR | NWPPc | Mixed mild | NWPPc_Mixed mild_4C | 4
38597 | 97326 | OR | NWPPc | Mixed mild | NWPPc_Mixed mild_4C | 4
38598 | 97330 | OR | NWPPc | Mixed mild | NWPPc_Mixed mild_4C | 4
38599 | 97331 | OR | NWPPc | Mixed mild | NWPPc_Mixed mild_4C | 4
38600 | 97339 | OR | NWPPc | Mixed mild | NWPPc_Mixed mild_4C | 4
38601 | 97448 | OR | NWPPc | Mixed mild | NWPPc_Mixed mild_4C | 4
38602 | 97456 | OR | NWPPc | Mixed mild | NWPPc_Mixed mild_4C | 4
38603 | 97390 | OR | NWPPc | Mixed mild | NWPPc_Mixed mild_4C | 4
38604 | 97401 | OR | NWPPc | Mixed mild | NWPPc_Mixed mild_4C | 4
38605 | 97402 | OR | NWPPc | Mixed mild | NWPPc_Mixed mild_4C | 4
38606 | 97403 | OR | NWPPc | Mixed mild | NWPPc_Mixed mild_4C | 4
38607 | 97404 | OR | NWPPc | Mixed mild | NWPPc_Mixed mild_4C | 4
38608 | 97405 | OR | NWPPc | Mixed mild | NWPPc_Mixed mild_4C | 4
38609 | 97408 | OR | NWPPc | Mixed mild | NWPPc_Mixed mild_4C | 4
38610 | 97409 | OR | NWPPc | Mixed mild | NWPPc_Mixed mild_4C | 4
38611 | 97412 | OR | NWPPc | Mixed mild | NWPPc_Mixed mild_4C | 4
38612 | 97413 | OR | NWPPc | Mixed mild | NWPPc_Mixed mild_4C | 4
38613 | 97419 | OR | NWPPc | Mixed mild | NWPPc_Mixed mild_4C | 4
38614 | 97424 | OR | NWPPc | Mixed mild | NWPPc_Mixed mild_4C | 4
38615 | 97426 | OR | NWPPc | Mixed mild | NWPPc_Mixed mild_4C | 4
38616 | 97430 | OR | NWPPc | Mixed mild | NWPPc_Mixed mild_4C | 4
38617 | 97431 | OR | NWPPc | Mixed mild | NWPPc_Mixed mild_4C | 4
38618 | 97434 | OR | NWPPc | Mixed mild | NWPPc_Mixed mild_4C | 4
38619 | 97437 | OR | NWPPc | Mixed mild | NWPPc_Mixed mild_4C | 4
38620 | 97438 | OR | NWPPc | Mixed mild | NWPPc_Mixed mild_4C | 4
38621 | 97439 | OR | NWPPc | Mixed mild | NWPPc_Mixed mild_4C | 4
38622 | 97440 | OR | NWPPc | Mixed mild | NWPPc_Mixed mild_4C | 4
38623 | 97451 | OR | NWPPc | Mixed mild | NWPPc_Mixed mild_4C | 4
38624 | 97452 | OR | NWPPc | Mixed mild | NWPPc_Mixed mild_4C | 4
38625 | 97453 | OR | NWPPc | Mixed mild | NWPPc_Mixed mild_4C | 4
38626 | 97454 | OR | NWPPc | Mixed mild | NWPPc_Mixed mild_4C | 4
38627 | 97455 | OR | NWPPc | Mixed mild | NWPPc_Mixed mild_4C | 4
38628 | 97461 | OR | NWPPc | Mixed mild | NWPPc_Mixed mild_4C | 4
38629 | 97463 | OR | NWPPc | Mixed mild | NWPPc_Mixed mild_4C | 4
38630 | 97475 | OR | NWPPc | Mixed mild | NWPPc_Mixed mild_4C | 4
38631 | 97477 | OR | NWPPc | Mixed mild | NWPPc_Mixed mild_4C | 4
38632 | 97478 | OR | NWPPc | Mixed mild | NWPPc_Mixed mild_4C | 4
38633 | 97480 | OR | NWPPc | Mixed mild | NWPPc_Mixed mild_4C | 4
38634 | 97487 | OR | NWPPc | Mixed mild | NWPPc_Mixed mild_4C | 4
38635 | 97488 | OR | NWPPc | Mixed mild | NWPPc_Mixed mild_4C | 4
38636 | 97489 | OR | NWPPc | Mixed mild | NWPPc_Mixed mild_4C | 4
38637 | 97490 | OR | NWPPc | Mixed mild | NWPPc_Mixed mild_4C | 4
38638 | 97492 | OR | NWPPc | Mixed mild | NWPPc_Mixed mild_4C | 4
38639 | 97493 | OR | NWPPc | Mixed mild | NWPPc_Mixed mild_4C | 4
38640 | 97498 | OR | NWPPc | Mixed mild | NWPPc_Mixed mild_4C | 4
38641 | 97341 | OR | NWPPc | Mixed mild | NWPPc_Mixed mild_4C | 4
38642 | 97343 | OR | NWPPc | Mixed mild | NWPPc_Mixed mild_4C | 4
38643 | 97357 | OR | NWPPc | Mixed mild | NWPPc_Mixed mild_4C | 4
38644 | 97364 | OR | NWPPc | Mixed mild | NWPPc_Mixed mild_4C | 4
38645 | 97365 | OR | NWPPc | Mixed mild | NWPPc_Mixed mild_4C | 4
38646 | 97366 | OR | NWPPc | Mixed mild | NWPPc_Mixed mild_4C | 4
38647 | 97367 | OR | NWPPc | Mixed mild | NWPPc_Mixed mild_4C | 4
38648 | 97369 | OR | NWPPc | Mixed mild | NWPPc_Mixed mild_4C | 4
38649 | 97376 | OR | NWPPc | Mixed mild | NWPPc_Mixed mild_4C | 4
38650 | 97380 | OR | NWPPc | Mixed mild | NWPPc_Mixed mild_4C | 4
38651 | 97388 | OR | NWPPc | Mixed mild | NWPPc_Mixed mild_4C | 4
38652 | 97391 | OR | NWPPc | Mixed mild | NWPPc_Mixed mild_4C | 4
38653 | 97394 | OR | NWPPc | Mixed mild | NWPPc_Mixed mild_4C | 4
38654 | 97406 | OR | NWPPc | Mixed mild | NWPPc_Mixed mild_4C | 4
38655 | 97415 | OR | NWPPc | Mixed mild | NWPPc_Mixed mild_4C | 4